## CAMD Facility Data 2023
State | Facility Name | Facility ID | Unit ID | Associated Stacks | Year | Program Code | Primary Rep Info | EPA Region | NERC Region | County | County Code | FIPS Code | Source Category | Latitude | Longitude | Owner/Operator | SO2 Phase | NOx Phase | Unit Type | Primary Fuel Type | Secondary Fuel Type | SO2 Controls | NOx Controls | PM Controls | Hg Controls | Commercial Operation Date | Operating Status | Max Hourly HI Rate (mmBtu/hr) | Associated Generators & Nameplate Capacity (MWe) | Unit ID | Nameplate Capacity (MWe) | SCR
AL | Barry | 3 | 1 | CS0AAN | 2023 | ARP, CSNOX, CSOSG2, CSSO2G2 | 605449 | 4 | SERC | Mobile County | AL097 | 97 | Electric Utility | 31.0069 | -88.0103 | Alabama Power Company (Owner),Alabama Power Company (Operator) | Phase 2 | Phase 2 Group 1 | Tangentially-fired | Pipeline Natural Gas |  |  | Low NOx Burner Technology w/ Closed-coupled OFA,Selective Non-catalytic Reduction |  |  | 1954-02-12 | Operating | 2322 | 1 (153.1) | 3 1 | 153.1 | Y | Begin Date | 2019-01-01 | 2019-01-01
AL | Barry | 3 | 2 | CS0AAN | 2023 | ARP, CSNOX, CSOSG2, CSSO2G2 | 605449 | 4 | SERC | Mobile County | AL097 | 97 | Electric Utility | 31.0069 | -88.0103 | Alabama Power Company (Owner),Alabama Power Company (Operator) | Phase 2 | Phase 2 Group 1 | Tangentially-fired | Pipeline Natural Gas |  |  | Low NOx Burner Technology w/ Closed-coupled OFA,Selective Non-catalytic Reduction |  |  | 1954-07-12 | Operating | 2359 | 2 (153.1) | 3 2 | 153.1 | Y | End Date | 2024-01-01 | 2024-01-01
AL | Barry | 3 | 4 |  | 2023 | ARP, CSNOX, CSOSG2, CSSO2G2 | 605449 | 4 | SERC | Mobile County | AL097 | 97 | Electric Utility | 31.0069 | -88.0103 | Alabama Power Company (Owner),Alabama Power Company (Operator) | Phase 2 | Phase 2 Group 1 | Tangentially-fired | Pipeline Natural Gas |  |  | Low NOx Burner Technology w/ Separated OFA,Selective Non-catalytic Reduction |  |  | 1969-12-31 | Operating | 3768 | 4 (403.8) | 3 4 | 403.8 | Y | Min Heat Input Rating (MMBtu/h) | 250 | 850
AL | Barry | 3 | 5 |  | 2023 | ARP, CSNOX, CSOSG2, CSSO2G2, MATS | 605449 | 4 | SERC | Mobile County | AL097 | 97 | Electric Utility | 31.0069 | -88.0103 | Alabama Power Company (Owner),Alabama Power Company (Operator) | Phase 2 | Phase 2 Group 1 | Tangentially-fired | Coal | Pipeline Natural Gas | Wet Limestone | Low NOx Burner Technology w/ Separated OFA,Selective Catalytic Reduction | Electrostatic Precipitator | Catalyst (gold, palladium, or other) used to oxidize mercury | 1971-10-19 | Operating | 11057 | 5 (788.8) | 3 5 | 788.8 | Y | Max Heat Input Rating (MMBtu/h) | 11000 | 11000
AL | Barry | 3 | 8 |  | 2023 | ARP, CSNOX, CSOSG2, CSSO2G2, NSPS4T | 605449 | 4 | SERC | Mobile County | AL097 | 97 | Electric Utility | 31.0069 | -88.0103 | Alabama Power Company (Owner),Alabama Power Company (Operator) | Phase 2 |  | Combined cycle (Started Jul 17, 2023) | Pipeline Natural Gas |  |  | Dry Low NOx Burners,Selective Catalytic Reduction |  |  | 2023-07-17 | Operating (Started 07/17/2023) | 4771 | A3C1 (457), A3ST (305.1) | 3 8 | 762.1 | Y | Combustion Turbine Type | Turbine | Combined
AL | Barry | 3 | 6A |  | 2023 | ARP, CSNOX, CSOSG2, CSSO2G2 | 605449 | 4 | SERC | Mobile County | AL097 | 97 | Electric Utility | 31.0069 | -88.0103 | Alabama Power Company (Owner),Alabama Power Company (Operator) | Phase 2 |  | Combined cycle | Pipeline Natural Gas |  |  | Dry Low NOx Burners,Selective Catalytic Reduction |  |  | 2000-03-14 | Operating | 3000 | A1CT (170.1), A1ST (191.8) | 3 6A | 266 | Y | Source Category | Electric Utility | Electric Utility
AL | Barry | 3 | 6B |  | 2023 | ARP, CSNOX, CSOSG2, CSSO2G2 | 605449 | 4 | SERC | Mobile County | AL097 | 97 | Electric Utility | 31.0069 | -88.0103 | Alabama Power Company (Owner),Alabama Power Company (Operator) | Phase 2 |  | Combined cycle | Pipeline Natural Gas |  |  | Dry Low NOx Burners,Selective Catalytic Reduction |  |  | 2000-03-21 | Operating | 3000 | A1ST (191.8), A1CT2 (170.1) | 3 6B | 266 | Y
AL | Barry | 3 | 7A |  | 2023 | ARP, CSNOX, CSOSG2, CSSO2G2 | 605449 | 4 | SERC | Mobile County | AL097 | 97 | Electric Utility | 31.0069 | -88.0103 | Alabama Power Company (Owner),Alabama Power Company (Operator) | Phase 2 |  | Combined cycle | Pipeline Natural Gas |  |  | Dry Low NOx Burners,Selective Catalytic Reduction |  |  | 2001-01-13 | Operating | 3000 | A2C1 (170.1), A2ST (191.8) | 3 7A | 266 | Y | Number of Combusiton Turbines | 93 | 50
AL | Barry | 3 | 7B |  | 2023 | ARP, CSNOX, CSOSG2, CSSO2G2 | 605449 | 4 | SERC | Mobile County | AL097 | 97 | Electric Utility | 31.0069 | -88.0103 | Alabama Power Company (Owner),Alabama Power Company (Operator) | Phase 2 |  | Combined cycle | Pipeline Natural Gas |  |  | Dry Low NOx Burners,Selective Catalytic Reduction |  |  | 2001-01-18 | Operating | 3000 | A2ST (191.8), A2C2 (170.1) | 3 7B | 266 | Y | Number in with "selective" | 70 | 50
AL | Greene County | 10 | 1 | CS0EBN | 2023 | ARP, CSNOX, CSOSG2, CSSO2G2 | 605449 | 4 | SERC | Greene County | AL063 | 63 | Electric Utility | 32.6017 | -87.7811 | Alabama Power Company (Owner),Mississippi Power Company (Owner),Alabama Power Company (Operator) | Phase 2 | Phase 2 Group 2 | Cell burner boiler | Pipeline Natural Gas |  |  | Low NOx Cell Burner |  |  | 1965-06-11 | Operating | 3386 | 1 (299.2) | 10 1 | 299.2 |  |  | 75.27% | 100%
AL | Greene County | 10 | 2 | CS0EBN | 2023 | ARP, CSNOX, CSOSG2, CSSO2G2 | 605449 | 4 | SERC | Greene County | AL063 | 63 | Electric Utility | 32.6017 | -87.7811 | Alabama Power Company (Owner),Mississippi Power Company (Owner),Alabama Power Company (Operator) | Phase 2 | Phase 2 Group 1 | Dry bottom wall-fired boiler | Pipeline Natural Gas |  |  | Low NOx Burner Technology (Dry Bottom only) |  |  | 1966-07-30 | Operating | 3334 | 2 (269.3) | 10 2 | 269.3
AL | Greene County | 10 | CT10 |  | 2023 | ARP, CSNOX, CSOSG2, CSSO2G2 | 605449 | 4 | SERC | Greene County | AL063 | 63 | Electric Utility | 32.6017 | -87.7811 | Alabama Power Company (Owner),Alabama Power Company (Operator) | Phase 2 |  | Combustion turbine | Pipeline Natural Gas | Diesel Oil |  | Water Injection |  |  | 1996-05-29 | Operating | 1294 | GT10 (80) | 10 CT10 | 80 |  | Number of Category Combusiton Turbines | 91 | 50
AL | Greene County | 10 | CT2 |  | 2023 | ARP, CSNOX, CSOSG2, CSSO2G2 | 605449 | 4 | SERC | Greene County | AL063 | 63 | Electric Utility | 32.6017 | -87.7811 | Alabama Power Company (Owner),Alabama Power Company (Operator) | Phase 2 |  | Combustion turbine | Pipeline Natural Gas | Diesel Oil |  | Water Injection |  |  | 1996-05-29 | Operating | 1375 | GT2 (80) | 10 CT2 | 80 |  | Number in Category with SCR | 70 | 50
AL | Greene County | 10 | CT3 |  | 2023 | ARP, CSNOX, CSOSG2, CSSO2G2 | 605449 | 4 | SERC | Greene County | AL063 | 63 | Electric Utility | 32.6017 | -87.7811 | Alabama Power Company (Owner),Alabama Power Company (Operator) | Phase 2 |  | Combustion turbine | Pipeline Natural Gas | Diesel Oil |  | Water Injection |  |  | 1995-05-29 | Operating | 1307.2 | GT3 (80) | 10 CT3 | 80 |  |  | 76.92% | 100%
AL | Greene County | 10 | CT4 |  | 2023 | ARP, CSNOX, CSOSG2, CSSO2G2 | 605449 | 4 | SERC | Greene County | AL063 | 63 | Electric Utility | 32.6017 | -87.7811 | Alabama Power Company (Owner),Alabama Power Company (Operator) | Phase 2 |  | Combustion turbine | Pipeline Natural Gas | Diesel Oil |  | Water Injection |  |  | 1995-05-29 | Operating | 1294 | GT4 (80) | 10 CT4 | 80
AL | Greene County | 10 | CT5 |  | 2023 | ARP, CSNOX, CSOSG2, CSSO2G2 | 605449 | 4 | SERC | Greene County | AL063 | 63 | Electric Utility | 32.6017 | -87.7811 | Alabama Power Company (Owner),Alabama Power Company (Operator) | Phase 2 |  | Combustion turbine | Pipeline Natural Gas | Diesel Oil |  | Water Injection |  |  | 1995-05-29 | Operating | 1294 | GT5 (80) | 10 CT5 | 80
AL | Greene County | 10 | CT6 |  | 2023 | ARP, CSNOX, CSOSG2, CSSO2G2 | 605449 | 4 | SERC | Greene County | AL063 | 63 | Electric Utility | 32.6017 | -87.7811 | Alabama Power Company (Owner),Alabama Power Company (Operator) | Phase 2 |  | Combustion turbine | Pipeline Natural Gas | Diesel Oil |  | Water Injection |  |  | 1995-05-29 | Operating | 1308.9 | GT6 (80) | 10 CT6 | 80
AL | Greene County | 10 | CT7 |  | 2023 | ARP, CSNOX, CSOSG2, CSSO2G2 | 605449 | 4 | SERC | Greene County | AL063 | 63 | Electric Utility | 32.6017 | -87.7811 | Alabama Power Company (Owner),Alabama Power Company (Operator) | Phase 2 |  | Combustion turbine | Pipeline Natural Gas | Diesel Oil |  | Water Injection |  |  | 1995-05-29 | Operating | 1294 | GT7 (80) | 10 CT7 | 80
AL | Greene County | 10 | CT8 |  | 2023 | ARP, CSNOX, CSOSG2, CSSO2G2 | 605449 | 4 | SERC | Greene County | AL063 | 63 | Electric Utility | 32.6017 | -87.7811 | Alabama Power Company (Owner),Alabama Power Company (Operator) | Phase 2 |  | Combustion turbine | Pipeline Natural Gas | Diesel Oil |  | Water Injection |  |  | 1996-05-29 | Operating | 1655 | GT8 (80) | 10 CT8 | 80
AL | Greene County | 10 | CT9 |  | 2023 | ARP, CSNOX, CSOSG2, CSSO2G2 | 605449 | 4 | SERC | Greene County | AL063 | 63 | Electric Utility | 32.6017 | -87.7811 | Alabama Power Company (Owner),Alabama Power Company (Operator) | Phase 2 |  | Combustion turbine | Pipeline Natural Gas | Diesel Oil |  | Water Injection |  |  | 1996-05-29 | Operating | 1334.7 | GT9 (80) | 10 CT9 | 80
AL | E C Gaston | 26 | 1 | CS0CAN | 2023 | ARP, CSNOX, CSOSG2, CSSO2G2 | 605449 | 4 | SERC | Shelby County | AL117 | 117 | Electric Utility | 33.2442 | -86.4567 | Alabama Power Company (Owner),Georgia Power Company (Owner),Southern Company (Owner),Alabama Power Company (Operator) | Table 1 | Phase 1 Group 1 | Dry bottom wall-fired boiler | Pipeline Natural Gas | Coal |  | Low NOx Burner Technology (Dry Bottom only) | Electrostatic Precipitator |  | 1960-05-01 | Operating | 5462 | 1 (272) | 26 1 | 272
AL | E C Gaston | 26 | 2 | CS0CAN | 2023 | ARP, CSNOX, CSOSG2, CSSO2G2 | 605449 | 4 | SERC | Shelby County | AL117 | 117 | Electric Utility | 33.2442 | -86.4567 | Alabama Power Company (Owner),Georgia Power Company (Owner),Southern Company (Owner),Alabama Power Company (Operator) | Table 1 | Phase 1 Group 1 | Dry bottom wall-fired boiler | Pipeline Natural Gas | Coal |  | Low NOx Burner Technology (Dry Bottom only) | Baghouse,Electrostatic Precipitator |  | 1960-07-01 | Operating | 5324 | 2 (272) | 26 2 | 272
AL | E C Gaston | 26 | 3 | CS0CBN | 2023 | ARP, CSNOX, CSOSG2, CSSO2G2 | 605449 | 4 | SERC | Shelby County | AL117 | 117 | Electric Utility | 33.2442 | -86.4567 | Alabama Power Company (Owner),Georgia Power Company (Owner),Southern Company (Owner),Alabama Power Company (Operator) | Table 1 | Phase 1 Group 1 | Dry bottom wall-fired boiler | Pipeline Natural Gas | Coal |  | Low NOx Burner Technology (Dry Bottom only) | Baghouse,Electrostatic Precipitator |  | 1960-06-01 | Operating | 5077.2 | 3 (272) | 26 3 | 272
AL | E C Gaston | 26 | 4 | CS0CBN | 2023 | ARP, CSNOX, CSOSG2, CSSO2G2 | 605449 | 4 | SERC | Shelby County | AL117 | 117 | Electric Utility | 33.2442 | -86.4567 | Alabama Power Company (Owner),Georgia Power Company (Owner),Southern Company (Owner),Alabama Power Company (Operator) | Table 1 | Phase 1 Group 1 | Dry bottom wall-fired boiler | Pipeline Natural Gas | Coal |  | Low NOx Burner Technology (Dry Bottom only) | Electrostatic Precipitator |  | 1962-06-01 | Operating | 3635 | ST4 (244.8) | 26 4 | 244.8
AL | E C Gaston | 26 | 5 | MS5A, MS5B | 2023 | ARP, CSNOX, CSOSG2, CSSO2G2, MATS | 605449 | 4 | SERC | Shelby County | AL117 | 117 | Electric Utility | 33.2442 | -86.4567 | Alabama Power Company (Owner),Alabama Power Company (Operator) | Table 1 | Phase 1 Group 1 | Tangentially-fired | Coal | Pipeline Natural Gas | Wet Limestone | Low NOx Burner Technology w/ Separated OFA,Selective Catalytic Reduction | Baghouse,Electrostatic Precipitator | Halogenated PAC Sorbent Injection,Catalyst (gold, palladium, or other) used to oxidize mercury | 1974-08-02 | Operating | 16078 | 5 (952) | 26 5 | 952 | Y
AL | Colbert | 47 | CCT1 |  | 2023 | CSNOX, CSOSG2, CSSO2G2 | 609315 | 4 |  | Colbert County | AL033 | 33 | Electric Utility | 34.7439 | -87.8486 | Tennessee Valley Authority (Owner),Tennessee Valley Authority (Operator) |  |  | Combustion turbine | Pipeline Natural Gas | Diesel Oil |  |  |  |  | 1972-03-01 | Operating | 760 | GT1 (59.5) | 47 CCT1 | 59.5
AL | Colbert | 47 | CCT10 |  | 2023 | ARP, CSNOX, CSOSG2, CSSO2G2 | 609315 | 4 |  | Colbert County | AL033 | 33 | Electric Utility | 34.7439 | -87.8486 | Tennessee Valley Authority (Owner),Tennessee Valley Authority (Operator) | Phase 2 |  | Combustion turbine (Started Jun 30, 2023) | Pipeline Natural Gas |  |  | Dry Low NOx Burners |  |  | 2023-06-30 | Operating (Started 06/30/2023) | 2280 | CCT10 (210) | 47 CCT10 | 210
AL | Colbert | 47 | CCT11 |  | 2023 | ARP, CSNOX, CSOSG2, CSSO2G2 | 609315 | 4 |  | Colbert County | AL033 | 33 | Electric Utility | 34.7439 | -87.8486 | Tennessee Valley Authority (Owner),Tennessee Valley Authority (Operator) | Phase 2 |  | Combustion turbine (Started Jul 05, 2023) | Pipeline Natural Gas |  |  | Dry Low NOx Burners |  |  | 2023-07-05 | Operating (Started 07/05/2023) | 2280 | CCT11 (210) | 47 CCT11 | 210
AL | Colbert | 47 | CCT2 |  | 2023 | CSNOX, CSOSG2, CSSO2G2 | 609315 | 4 |  | Colbert County | AL033 | 33 | Electric Utility | 34.7439 | -87.8486 | Tennessee Valley Authority (Owner),Tennessee Valley Authority (Operator) |  |  | Combustion turbine | Pipeline Natural Gas | Diesel Oil |  |  |  |  | 1972-03-01 | Operating | 760 | GT2 (59.5) | 47 CCT2 | 59.5
AL | Colbert | 47 | CCT3 |  | 2023 | CSNOX, CSOSG2, CSSO2G2 | 609315 | 4 |  | Colbert County | AL033 | 33 | Electric Utility | 34.7439 | -87.8486 | Tennessee Valley Authority (Owner),Tennessee Valley Authority (Operator) |  |  | Combustion turbine | Pipeline Natural Gas | Diesel Oil |  |  |  |  | 1972-03-01 | Operating | 760 | GT3 (59.5) | 47 CCT3 | 59.5
AL | Colbert | 47 | CCT4 |  | 2023 | CSNOX, CSOSG2, CSSO2G2 | 609315 | 4 |  | Colbert County | AL033 | 33 | Electric Utility | 34.7439 | -87.8486 | Tennessee Valley Authority (Owner),Tennessee Valley Authority (Operator) |  |  | Combustion turbine | Pipeline Natural Gas | Diesel Oil |  |  |  |  | 1972-03-01 | Operating | 760 | GT4 (59.5) | 47 CCT4 | 59.5
AL | Colbert | 47 | CCT5 |  | 2023 | CSNOX, CSOSG2, CSSO2G2 | 609315 | 4 |  | Colbert County | AL033 | 33 | Electric Utility | 34.7439 | -87.8486 | Tennessee Valley Authority (Owner),Tennessee Valley Authority (Operator) |  |  | Combustion turbine | Pipeline Natural Gas | Diesel Oil |  |  |  |  | 1972-03-01 | Operating | 760 | GT5 (59.5) | 47 CCT5 | 59.5
AL | Colbert | 47 | CCT6 |  | 2023 | CSNOX, CSOSG2, CSSO2G2 | 609315 | 4 |  | Colbert County | AL033 | 33 | Electric Utility | 34.7439 | -87.8486 | Tennessee Valley Authority (Owner),Tennessee Valley Authority (Operator) |  |  | Combustion turbine | Pipeline Natural Gas | Diesel Oil |  |  |  |  | 1972-03-01 | Operating | 760 | GT6 (59.5) | 47 CCT6 | 59.5
AL | Colbert | 47 | CCT7 |  | 2023 | CSNOX, CSOSG2, CSSO2G2 | 609315 | 4 |  | Colbert County | AL033 | 33 | Electric Utility | 34.7439 | -87.8486 | Tennessee Valley Authority (Owner),Tennessee Valley Authority (Operator) |  |  | Combustion turbine | Pipeline Natural Gas | Diesel Oil |  |  |  |  | 1972-03-01 | Operating | 760 | GT7 (59.5) | 47 CCT7 | 59.5
AL | Colbert | 47 | CCT8 |  | 2023 | CSNOX, CSOSG2, CSSO2G2 | 609315 | 4 |  | Colbert County | AL033 | 33 | Electric Utility | 34.7439 | -87.8486 | Tennessee Valley Authority (Owner),Tennessee Valley Authority (Operator) |  |  | Combustion turbine | Pipeline Natural Gas | Diesel Oil |  |  |  |  | 1972-03-01 | Operating | 760 | GT8 (59.5) | 47 CCT8 | 59.5
AL | Colbert | 47 | CCT9 |  | 2023 | ARP, CSNOX, CSOSG2, CSSO2G2 | 609315 | 4 |  | Colbert County | AL033 | 33 | Electric Utility | 34.7439 | -87.8486 | Tennessee Valley Authority (Owner),Tennessee Valley Authority (Operator) | Phase 2 |  | Combustion turbine (Started Jun 19, 2023) | Pipeline Natural Gas |  |  | Dry Low NOx Burners |  |  | 2023-06-19 | Operating (Started 06/19/2023) | 2280 | CCT9 (210) | 47 CCT9 | 210
KY | Smith Generating Facility | 54 | SCT1 |  | 2023 | ARP, CSNOX, CSOSG2E, CSSO2G1 | 605834 | 4 | ECAR | Clark County | KY049 | 49 | Electric Utility | 37.8824 | -84.1025 | East Kentucky Power Cooperative (Owner),East Kentucky Power Cooperative (Operator) | Phase 2 |  | Combustion turbine | Pipeline Natural Gas | Residual Oil |  | Water Injection |  |  | 1995-03-31 | Operating | 1800 | GT1 (150) | 54 SCT1 | 150
KY | Smith Generating Facility | 54 | SCT10 |  | 2023 | ARP, CSNOX, CSOSG2E, CSSO2G1 | 605834 | 4 | ECAR | Clark County | KY049 | 49 | Electric Utility | 37.8824 | -84.1025 | East Kentucky Power Cooperative (Owner),East Kentucky Power Cooperative (Operator) | Phase 2 |  | Combustion turbine | Pipeline Natural Gas |  |  | Water Injection,Selective Catalytic Reduction |  |  | 2009-11-21 | Operating | 993 | GT10 (98) | 54 SCT10 | 98 | Y
KY | Smith Generating Facility | 54 | SCT2 |  | 2023 | ARP, CSNOX, CSOSG2E, CSSO2G1 | 605834 | 4 | ECAR | Clark County | KY049 | 49 | Electric Utility | 37.8824 | -84.1025 | East Kentucky Power Cooperative (Owner),East Kentucky Power Cooperative (Operator) | Phase 2 |  | Combustion turbine | Pipeline Natural Gas | Residual Oil |  | Water Injection |  |  | 1995-02-24 | Operating | 1800 | GT2 (150) | 54 SCT2 | 150
KY | Smith Generating Facility | 54 | SCT3 |  | 2023 | ARP, CSNOX, CSOSG2E, CSSO2G1 | 605834 | 4 | ECAR | Clark County | KY049 | 49 | Electric Utility | 37.8824 | -84.1025 | East Kentucky Power Cooperative (Owner),East Kentucky Power Cooperative (Operator) | Phase 2 |  | Combustion turbine | Pipeline Natural Gas | Residual Oil |  | Water Injection |  |  | 1995-01-28 | Operating | 1800 | GT3 (150) | 54 SCT3 | 150
KY | Smith Generating Facility | 54 | SCT4 |  | 2023 | ARP, CSNOX, CSOSG2E, CSSO2G1 | 605834 | 4 | ECAR | Clark County | KY049 | 49 | Electric Utility | 37.8824 | -84.1025 | East Kentucky Power Cooperative (Owner),East Kentucky Power Cooperative (Operator) | Phase 2 |  | Combustion turbine | Pipeline Natural Gas | Residual Oil |  | Dry Low NOx Burners,Water Injection |  |  | 2001-11-15 | Operating | 1300 | GT4 (108) | 54 SCT4 | 108
KY | Smith Generating Facility | 54 | SCT5 |  | 2023 | ARP, CSNOX, CSOSG2E, CSSO2G1 | 605834 | 4 | ECAR | Clark County | KY049 | 49 | Electric Utility | 37.8824 | -84.1025 | East Kentucky Power Cooperative (Owner),East Kentucky Power Cooperative (Operator) | Phase 2 |  | Combustion turbine | Pipeline Natural Gas | Residual Oil |  | Dry Low NOx Burners,Water Injection |  |  | 2001-11-15 | Operating | 1300 | GT5 (108) | 54 SCT5 | 108
KY | Smith Generating Facility | 54 | SCT6 |  | 2023 | ARP, CSNOX, CSOSG2E, CSSO2G1 | 605834 | 4 | ECAR | Clark County | KY049 | 49 | Electric Utility | 37.8824 | -84.1025 | East Kentucky Power Cooperative (Owner),East Kentucky Power Cooperative (Operator) | Phase 2 |  | Combustion turbine | Pipeline Natural Gas | Residual Oil |  | Dry Low NOx Burners,Water Injection |  |  | 2005-01-12 | Operating | 1300 | GT6 (98) | 54 SCT6 | 98
KY | Smith Generating Facility | 54 | SCT7 |  | 2023 | ARP, CSNOX, CSOSG2E, CSSO2G1 | 605834 | 4 | ECAR | Clark County | KY049 | 49 | Electric Utility | 37.8824 | -84.1025 | East Kentucky Power Cooperative (Owner),East Kentucky Power Cooperative (Operator) | Phase 2 |  | Combustion turbine | Pipeline Natural Gas | Residual Oil |  | Dry Low NOx Burners,Water Injection |  |  | 2005-01-12 | Operating | 1300 | GT7 (98) | 54 SCT7 | 98
KY | Smith Generating Facility | 54 | SCT9 |  | 2023 | ARP, CSNOX, CSOSG2E, CSSO2G1 | 605834 | 4 | ECAR | Clark County | KY049 | 49 | Electric Utility | 37.8824 | -84.1025 | East Kentucky Power Cooperative (Owner),East Kentucky Power Cooperative (Operator) | Phase 2 |  | Combustion turbine | Pipeline Natural Gas |  |  | Water Injection,Selective Catalytic Reduction |  |  | 2009-11-14 | Operating | 993 | GT9 (98) | 54 SCT9 | 98 | Y
AL | Charles R Lowman | 56 | CC1 |  | 2023 | ARP, CSNOX, CSOSG2, NSPS4T | 609045 | 4 | SERC | Washington County | AL129 | 129 | Electric Utility | 31.4858 | -87.9106 | PowerSouth Energy Cooperative, Inc. (Owner),PowerSouth Energy Cooperative, Inc. (Operator) | Phase 2 |  | Combined cycle (Started Feb 19, 2023) | Pipeline Natural Gas |  |  | Ammonia Injection (Began Feb 19, 2023),Dry Low NOx Burners,Selective Catalytic Reduction |  |  | 2023-02-19 | Operating (Started 02/19/2023) | 4500 | LEC1 (454.5), LEC2 (272.2) | 56 CC1 | 726.7 | Y
NE | Platte | 59 | 1 |  | 2023 | ARP, CSNOX, CSSO2G2, MATS | 514 (Ended May 03, 2023), 607758 (Started May 03, 2023) | 7 | MAPP | Hall County | NE079 | 79 | Electric Utility | 40.8538 | -98.3481 | Grand Island Utilities Department (Owner),Grand Island Utilities Department (Operator) | Phase 2 | Early Election | Tangentially-fired | Coal | Diesel Oil | Dry Lime FGD | Low NOx Burner Technology w/ Closed-coupled/Separated OFA | Baghouse,Electrostatic Precipitator | Halogenated PAC Sorbent Injection | 1982-08-01 | Operating | 1500 | 1 (109.8) | 59 1 | 109.8
NE | Gerald Whelan Energy Center | 60 | 1 |  | 2023 | ARP, CSNOX, CSSO2G2, MATS | 601803 | 7 | MAPP | Adams County | NE001 | 1 | Electric Utility | 40.5806 | -98.3106 | City of Hastings (Owner),Nebraska Municipal Energy Agency (Operator) | Phase 2 | Early Election | Tangentially-fired | Coal |  |  | Overfire Air | Electrostatic Precipitator |  | 1981-07-01 | Operating | 835 | 1 (77) | 60 1 | 77
NE | Gerald Whelan Energy Center | 60 | 2 |  | 2023 | ARP, CSNOX, CSSO2G2, MATS | 601803 | 7 | MAPP | Adams County | NE001 | 1 | Electric Utility | 40.5806 | -98.3106 | Public Power Generation Agency (Owner),Public Power Generation Agency (Operator) | Phase 2 |  | Dry bottom wall-fired boiler | Coal |  | Dry Lime FGD | Selective Catalytic Reduction |  |  | 2010-10-26 | Operating | 2210.5 | 2 (220) | 60 2 | 220 | Y
KS | Holcomb | 108 | SGU1 |  | 2023 | ARP, CSNOX, CSOSG2, CSSO2G2, MATS | 608386 | 7 | SPP | Finney County | KS055 | 55 | Electric Utility | 37.9306 | -100.9725 | Sunflower Electric Power Corporation (Owner),Sunflower Electric Power Corporation (Operator) | Phase 2 | Phase 2 Group 1 | Dry bottom wall-fired boiler | Coal |  | Dry Lime FGD | Low NOx Burner Technology (Dry Bottom only) | Baghouse |  | 1983-08-01 | Operating | 4320 | 1 (387) | 108 SGU1 | 387
AZ | Cholla | 113 | 1 |  | 2023 | ARP, MATS | 610386 | 9 | WECC | Navajo County | AZ017 | 17 | Electric Utility | 34.9394 | -110.3033 | Arizona Public Service Company (Owner),Arizona Public Service Company (Operator) | Phase 2 | Early Election | Tangentially-fired | Coal |  | Wet Lime FGD | Low NOx Burner Technology w/ Separated OFA | Baghouse |  | 1962-05-01 | Operating | 1516 | 1 (113.6) | 113 1 | 113.6
AZ | Cholla | 113 | 3 |  | 2023 | ARP, MATS | 610386 | 9 | WECC | Navajo County | AZ017 | 17 | Electric Utility | 34.9394 | -110.3033 | Arizona Public Service Company (Owner),Arizona Public Service Company (Operator) | Phase 2 | Early Election | Tangentially-fired | Coal |  | Wet Lime FGD | Low NOx Burner Technology w/ Closed-coupled/Separated OFA | Baghouse |  | 1980-05-15 | Operating | 5940 | 3 (288.9) | 113 3 | 288.9
AZ | Ocotillo Power Plant | 116 | GT3 |  | 2023 | ARP | 608779 | 9 |  | Maricopa County | AZ013 | 13 | Electric Utility | 33.4225 | -111.9122 | Arizona Public Service Company (Owner),Arizona Public Service Company (Operator) | Phase 2 |  | Combustion turbine | Pipeline Natural Gas |  |  | Water Injection,Selective Catalytic Reduction |  |  | 2019-04-06 | Operating | 1000 | GT3 (102) | 116 GT3 | 102 | Y
AZ | Ocotillo Power Plant | 116 | GT4 |  | 2023 | ARP | 608779 | 9 |  | Maricopa County | AZ013 | 13 | Electric Utility | 33.4225 | -111.9122 | Arizona Public Service Company (Owner),Arizona Public Service Company (Operator) | Phase 2 |  | Combustion turbine | Pipeline Natural Gas |  |  | Water Injection,Selective Catalytic Reduction |  |  | 2019-03-04 | Operating | 1000 | GT4 (102) | 116 GT4 | 102 | Y
AZ | Ocotillo Power Plant | 116 | GT5 |  | 2023 | ARP | 608779 | 9 |  | Maricopa County | AZ013 | 13 | Electric Utility | 33.4225 | -111.9122 | Arizona Public Service Company (Owner),Arizona Public Service Company (Operator) | Phase 2 |  | Combustion turbine | Pipeline Natural Gas |  |  | Water Injection,Selective Catalytic Reduction |  |  | 2019-03-13 | Operating | 1000 | GT5 (102) | 116 GT5 | 102 | Y
AZ | Ocotillo Power Plant | 116 | GT6 |  | 2023 | ARP | 608779 | 9 |  | Maricopa County | AZ013 | 13 | Electric Utility | 33.4225 | -111.9122 | Arizona Public Service Company (Owner),Arizona Public Service Company (Operator) | Phase 2 |  | Combustion turbine | Pipeline Natural Gas |  |  | Water Injection,Selective Catalytic Reduction |  |  | 2019-02-15 | Operating | 1000 | GT6 (102) | 116 GT6 | 102 | Y
AZ | Ocotillo Power Plant | 116 | GT7 |  | 2023 | ARP | 608779 | 9 |  | Maricopa County | AZ013 | 13 | Electric Utility | 33.4225 | -111.9122 | Arizona Public Service Company (Owner),Arizona Public Service Company (Operator) | Phase 2 |  | Combustion turbine | Pipeline Natural Gas |  |  | Water Injection,Selective Catalytic Reduction |  |  | 2019-01-16 | Operating | 1000 | GT7 (102) | 116 GT7 | 102 | Y
AZ | APS West Phoenix Power Plant | 117 | CC4 |  | 2023 | ARP | 607692 (Ended Aug 11, 2023), 610626 (Started Aug 11, 2023) | 9 |  | Maricopa County | AZ013 | 13 | Electric Utility | 33.4417 | -112.1583 | Arizona Public Service Company (Owner),Arizona Public Service Company (Operator) | Phase 2 |  | Combined cycle | Pipeline Natural Gas |  |  | Dry Low NOx Burners |  |  | 2001-04-12 | Operating | 1190 | C4-2 (44.6), C4-1 (91) | 117 CC4 | 135.6
AZ | APS West Phoenix Power Plant | 117 | CC5A |  | 2023 | ARP | 607692 (Ended Aug 11, 2023), 610626 (Started Aug 11, 2023) | 9 |  | Maricopa County | AZ013 | 13 | Electric Utility | 33.4417 | -112.1583 | Arizona Public Service Company (Owner),Arizona Public Service Company (Operator) | Phase 2 |  | Combined cycle | Pipeline Natural Gas |  |  | Dry Low NOx Burners,Selective Catalytic Reduction |  |  | 2003-06-13 | Operating | 2073.5 | C5-1 (184), C5-3 (201) | 117 CC5A | 284.5 | Y
AZ | APS West Phoenix Power Plant | 117 | CC5B |  | 2023 | ARP | 607692 (Ended Aug 11, 2023), 610626 (Started Aug 11, 2023) | 9 |  | Maricopa County | AZ013 | 13 | Electric Utility | 33.4417 | -112.1583 | Arizona Public Service Company (Owner),Arizona Public Service Company (Operator) | Phase 2 |  | Combined cycle | Pipeline Natural Gas |  |  | Dry Low NOx Burners,Selective Catalytic Reduction |  |  | 2003-06-16 | Operating | 2073.5 | C5-3 (201), C5-2 (184) | 117 CC5B | 284.5 | Y
AZ | APS Saguaro Power Plant | 118 | CT3 |  | 2023 | ARP | 608779 | 9 | WECC | Pinal County | AZ021 | 21 | Electric Utility | 32.5517 | -111.3 | Arizona Public Service Company (Owner),Arizona Public Service Company (Operator) | Phase 2 |  | Combustion turbine | Pipeline Natural Gas |  |  | Dry Low NOx Burners |  |  | 2002-03-01 | Operating | 950 | GE1 (91) | 118 CT3 | 91
AZ | Yucca Power Plant | 120 | 1 |  | 2023 | ARP | 608778 (Ended Aug 03, 2023), 610509 (Started Aug 03, 2023) | 9 | WECC | Yuma County | AZ027 | 27 | Electric Utility | 32.7214 | -114.7097 | Imperial Irrigation District (Owner),Arizona Public Service Company (Operator) | Phase 2 |  | Tangentially-fired | Pipeline Natural Gas | Residual Oil |  |  |  |  | 1959-03-04 | Operating | 880 | ST1 (86.7) | 120 1 | 86.7
AZ | Yucca Power Plant | 120 | CT5 |  | 2023 | ARP | 608778 (Ended Aug 03, 2023), 610509 (Started Aug 03, 2023) | 9 | WECC | Yuma County | AZ027 | 27 | Electric Utility | 32.7214 | -114.7097 | Arizona Public Service Company (Owner),Arizona Public Service Company (Operator) | Phase 2 |  | Combustion turbine | Pipeline Natural Gas |  |  | Selective Catalytic Reduction |  |  | 2008-06-02 | Operating | 521.4 | GT5 (60.5) | 120 CT5 | 60.5 | Y
AZ | Yucca Power Plant | 120 | CT6 |  | 2023 | ARP | 608778 (Ended Aug 03, 2023), 610509 (Started Aug 03, 2023) | 9 | WECC | Yuma County | AZ027 | 27 | Electric Utility | 32.7214 | -114.7097 | Arizona Public Service Company (Owner),Arizona Public Service Company (Operator) | Phase 2 |  | Combustion turbine | Pipeline Natural Gas |  |  | Selective Catalytic Reduction |  |  | 2008-06-23 | Operating | 521.4 | GT6 (60.5) | 120 CT6 | 60.5 | Y
AZ | De Moss Petrie Generating Station | 124 | GT1 |  | 2023 | ARP | 607519 | 9 |  | Pima County | AZ019 | 19 | Electric Utility | 32.2511 | -110.9889 | Tucson Electric Power Company (Owner),Tucson Electric Power Company (Operator) | Phase 2 |  | Combustion turbine | Natural Gas |  |  | Dry Low NOx Burners |  |  | 2001-04-30 | Operating | 1140 | GT2 (85) | 124 GT1 | 85
AZ | Irvington Generating Station | 126 | 3 |  | 2023 | ARP | 607519 | 9 |  | Pima County | AZ019 | 19 | Electric Utility | 32.16 | -110.9047 | Tucson Electric Power Company (Owner),Tucson Electric Power Company (Operator) | Phase 2 |  | Tangentially-fired | Natural Gas | Residual Oil |  |  |  |  | 1962-05-01 | Operating | 1210 | ST3 (113.6) | 126 3 | 113.6
AZ | Irvington Generating Station | 126 | 4 |  | 2023 | ARP | 607519 | 9 |  | Pima County | AZ019 | 19 | Electric Utility | 32.16 | -110.9047 | Tucson Electric Power Company (Owner),Tucson Electric Power Company (Operator) | Phase 2 | Phase 2 Group 1 | Dry bottom wall-fired boiler | Natural Gas | Other Gas |  | Low NOx Burner Technology w/ Overfire Air |  |  | 1967-05-01 | Operating | 1750 | 4 (173.3) | 126 4 | 173.3
SC | Cross | 130 | 1 |  | 2023 | ARP, CSNOX, CSSO2G2, MATS, SIPNOX | 610491 | 4 |  | Berkeley County | SC015 | 15 | Electric Utility | 33.3692 | -80.1119 | Santee Cooper (Owner),Santee Cooper (Operator) | Phase 2 | Early Election | Dry bottom wall-fired boiler | Coal | Residual Oil | Wet Limestone | Selective Catalytic Reduction,Low NOx Burner Technology w/ Overfire Air | Electrostatic Precipitator |  | 1994-12-01 | Operating | 6750 | 1 (590.9) | 130 1 | 590.9 | Y
SC | Cross | 130 | 2 |  | 2023 | ARP, CSNOX, CSSO2G2, MATS, SIPNOX | 610491 | 4 |  | Berkeley County | SC015 | 15 | Electric Utility | 33.3692 | -80.1119 | Santee Cooper (Owner),Santee Cooper (Operator) | Phase 2 | Early Election | Tangentially-fired | Coal | Residual Oil | Wet Limestone | Selective Catalytic Reduction,Low NOx Burner Technology w/ Closed-coupled OFA | Electrostatic Precipitator |  | 1984-05-01 | Operating | 6640 | 2 (556.2) | 130 2 | 556.2 | Y
SC | Cross | 130 | 3 |  | 2023 | ARP, CSNOX, CSSO2G2, MATS, SIPNOX | 610491 | 4 |  | Berkeley County | SC015 | 15 | Electric Utility | 33.3692 | -80.1119 | Santee Cooper (Owner),Santee Cooper (Operator) | Phase 2 |  | Tangentially-fired | Coal | Diesel Oil | Wet Limestone | Low NOx Burner Technology w/ Closed-coupled/Separated OFA,Selective Catalytic Reduction | Electrostatic Precipitator |  | 2006-10-04 | Operating | 6895 | 3 (580) | 130 3 | 580 | Y
SC | Cross | 130 | 4 |  | 2023 | ARP, CSNOX, CSSO2G2, MATS, SIPNOX | 610491 | 4 |  | Berkeley County | SC015 | 15 | Electric Utility | 33.3692 | -80.1119 | Santee Cooper (Owner),Santee Cooper (Operator) | Phase 2 |  | Tangentially-fired | Coal | Diesel Oil | Wet Limestone | Low NOx Burner Technology w/ Closed-coupled/Separated OFA,Selective Catalytic Reduction | Electrostatic Precipitator |  | 2008-04-26 | Operating | 7120 | 4 (580) | 130 4 | 580 | Y
FL | Seminole (136) | 136 | 1 |  | 2023 | ARP, MATS | 609539 | 4 | SERC | Putnam County | FL107 | 107 | Electric Utility | 29.7333 | -81.6339 | Seminole Electric Cooperative, Inc. (Owner),Seminole Electric Cooperative, Inc. (Operator) | Phase 2 | Early Election | Dry bottom wall-fired boiler | Coal | Diesel Oil | Wet Limestone | Selective Catalytic Reduction,Low NOx Burner Technology w/ Overfire Air | Electrostatic Precipitator |  | 1984-01-31 | Operating | 7172 | 1 (714.6) | 136 1 | 714.6 | Y
FL | Seminole (136) | 136 | 2 |  | 2023 | ARP, MATS | 609539 | 4 | SERC | Putnam County | FL107 | 107 | Electric Utility | 29.7333 | -81.6339 | Seminole Electric Cooperative, Inc. (Owner),Seminole Electric Cooperative, Inc. (Operator) | Phase 2 | Early Election | Dry bottom wall-fired boiler | Coal | Diesel Oil | Wet Limestone | Selective Catalytic Reduction,Low NOx Burner Technology w/ Overfire Air | Electrostatic Precipitator |  | 1984-12-31 | Operating | 7172 | 2 (714.6) | 136 2 | 714.6 | Y
FL | Seminole (136) | 136 | CT1 |  | 2023 | ARP, NSPS4T | 609539 | 4 | SERC | Putnam County | FL107 | 107 | Electric Utility | 29.7333 | -81.6339 | Seminole Electric Cooperative, Inc. (Owner),Seminole Electric Cooperative, Inc. (Operator) | Phase 2 |  | Combined cycle | Natural Gas |  |  | Dry Low NOx Burners,Selective Catalytic Reduction |  |  | 2022-06-01 | Operating | 3764 | CT1 (384.2), ST (414.8) | 136 CT1 | 591.6 | Y
FL | Seminole (136) | 136 | CT2 |  | 2023 | ARP, NSPS4T | 609539 | 4 | SERC | Putnam County | FL107 | 107 | Electric Utility | 29.7333 | -81.6339 | Seminole Electric Cooperative, Inc. (Owner),Seminole Electric Cooperative, Inc. (Operator) | Phase 2 |  | Combined cycle | Natural Gas |  |  | Dry Low NOx Burners,Selective Catalytic Reduction |  |  | 2022-06-05 | Operating | 3790.8 | ST (414.8), CT2 (384.2) | 136 CT2 | 591.6 | Y
AZ | Agua Fria Generating Station | 141 | 1 |  | 2023 | ARP | 608572 | 9 | WECC | Maricopa County | AZ013 | 13 | Electric Utility | 33.5542 | -112.2161 | Salt River Project (Owner),Salt River Project (Operator) | Phase 2 |  | Dry bottom wall-fired boiler | Pipeline Natural Gas | [5 empty] | 1958-01-01 | Operating | 2000 | AF1 (113.6) | 141 1 | 113.6
AZ | Agua Fria Generating Station | 141 | 2 |  | 2023 | ARP | 608572 | 9 | WECC | Maricopa County | AZ013 | 13 | Electric Utility | 33.5542 | -112.2161 | Salt River Project (Owner),Salt River Project (Operator) | Phase 2 |  | Dry bottom wall-fired boiler | Pipeline Natural Gas | [5 empty] | 1957-04-01 | Operating | 2000 | AF2 (113.6) | 141 2 | 113.6
AZ | Agua Fria Generating Station | 141 | 3 |  | 2023 | ARP | 608572 | 9 | WECC | Maricopa County | AZ013 | 13 | Electric Utility | 33.5542 | -112.2161 | Salt River Project (Owner),Salt River Project (Operator) | Phase 2 |  | Dry bottom turbo-fired boiler | Pipeline Natural Gas | [5 empty] | 1961-04-01 | Operating | 2350 | AF3 (163.2) | 141 3 | 163.2
AZ | Agua Fria Generating Station | 141 | 7 |  | 2023 | ARP | 608572 | 9 | WECC | Maricopa County | AZ013 | 13 | Electric Utility | 33.5542 | -112.2161 | Salt River Project (Owner),Salt River Project (Operator) | Phase 2 |  | Combustion turbine | Pipeline Natural Gas |  |  | Water Injection,Selective Catalytic Reduction |  |  | 2022-07-20 | Operating | 439 | AF7 (49.5) | 141 7 | 49.5 | Y
AZ | Agua Fria Generating Station | 141 | 8 |  | 2023 | ARP | 608572 | 9 | WECC | Maricopa County | AZ013 | 13 | Electric Utility | 33.5542 | -112.2161 | Salt River Project (Owner),Salt River Project (Operator) | Phase 2 |  | Combustion turbine | Pipeline Natural Gas |  |  | Water Injection,Selective Catalytic Reduction |  |  | 2022-08-04 | Operating | 439 | AF8 (49.5) | 141 8 | 49.5 | Y
AZ | Kyrene Generating Station | 147 | K-7 |  | 2023 | ARP | 608572 | 9 | WECC | Maricopa County | AZ013 | 13 | Electric Utility | 33.3544 | -111.9364 | Salt River Project (Owner),Salt River Project (Operator) | Phase 2 |  | Combined cycle | Pipeline Natural Gas |  |  | Dry Low NOx Burners,Selective Catalytic Reduction |  |  | 2002-03-07 | Operating | 2310 | KY7A (122), KY7 (170) | 147 K-7 | 292 | Y
AZ | Apache Station | 160 | 1 |  | 2023 | ARP | 606568 | 9 |  | Cochise County | AZ003 | 3 | Electric Utility | 32.0619 | -109.8931 | Arizona Electric Power Cooperative (Owner),Arizona Electric Power Cooperative (Operator) | Phase 2 |  | Dry bottom wall-fired boiler | Pipeline Natural Gas | [5 empty] | 1964-09-01 | Operating | 919 | ST1 (85.05) | 160 1 | 85.05
AZ | Apache Station | 160 | 2 |  | 2023 | ARP, MATS | 606568 | 9 |  | Cochise County | AZ003 | 3 | Electric Utility | 32.0619 | -109.8931 | Arizona Electric Power Cooperative (Owner),Arizona Electric Power Cooperative (Operator) | Phase 2 | Early Election | Dry bottom turbo-fired boiler | Pipeline Natural Gas |  | Wet Lime FGD | Overfire Air | Electrostatic Precipitator,Wet Scrubber |  | 1979-01-01 | Operating | 1900 | ST2 (194.7) | 160 2 | 194.7
AZ | Apache Station | 160 | 3 |  | 2023 | ARP, MATS | 606568 | 9 |  | Cochise County | AZ003 | 3 | Electric Utility | 32.0619 | -109.8931 | Arizona Electric Power Cooperative (Owner),Arizona Electric Power Cooperative (Operator) | Phase 2 | Early Election | Dry bottom turbo-fired boiler | Coal | Pipeline Natural Gas | Wet Lime FGD | Overfire Air | Electrostatic Precipitator,Wet Scrubber |  | 1979-09-01 | Operating | 1900 | ST3 (194.7) | 160 3 | 194.7
AZ | Apache Station | 160 | 4 |  | 2023 | ARP | 606568 | 9 |  | Cochise County | AZ003 | 3 | Electric Utility | 32.0619 | -109.8931 | Arizona Electric Power Cooperative (Owner),Arizona Electric Power Cooperative (Operator) | Phase 2 |  | Combustion turbine | Pipeline Natural Gas |  |  | Water Injection,Selective Catalytic Reduction |  |  | 2002-11-01 | Operating | 413.1 | GT4 (60.5) | 160 4 | 60.5 | Y
OK | Grand River Dam Authority | 165 | 1 |  | 2023 | ARP, CSOSG2, MATS | 606710 | 6 | SPP | Mayes County | OK097 | 97 | Electric Utility | 36.1906 | -95.2889 | Grand River Dam Authority (Owner),Grand River Dam Authority (Operator) | Phase 2 | Phase 2 Group 1 | Dry bottom wall-fired boiler | Coal | Diesel Oil, Pipeline Natural Gas |  | Overfire Air | Electrostatic Precipitator |  | 1982-01-01 | Operating | 6100 | 1 (490) | 165 1 | 490
OK | Grand River Dam Authority | 165 | 2 |  | 2023 | ARP, CSOSG2, MATS | 606710 | 6 | SPP | Mayes County | OK097 | 97 | Electric Utility | 36.1906 | -95.2889 | Grand River Dam Authority (Owner),KAMO Power (Owner),Oklahoma Municipal Power Authority (Owner),Grand River Dam Authority (Operator) | Phase 2 | Phase 2 Group 1 | Dry bottom wall-fired boiler | Coal | Diesel Oil, Pipeline Natural Gas | Dry Lime FGD | Low NOx Burner Technology w/ Overfire Air | Baghouse | Untreated PAC Sorbent Injection | 1986-04-01 | Operating | 6400 | 2 (520) | 165 2 | 520
OK | Grand River Dam Authority | 165 | 3 |  | 2023 | ARP, CSOSG2 | 606710 | 6 | SPP | Mayes County | OK097 | 97 | Electric Utility | 36.1906 | -95.2889 | Grand River Dam Authority (Owner),Grand River Dam Authority (Operator) | Phase 2 |  | Combined cycle | Pipeline Natural Gas |  |  | Selective Catalytic Reduction |  |  | 2017-03-17 | Operating | 3627 | 3CT (365.5), 3ST (204) | 165 3 | 569.5 | Y
AR | Lake Catherine | 170 | 4 |  | 2023 | ARP, CSOSG2 | 609775 (Ended Mar 31, 2023), 610584 (Started Mar 31, 2023) | 6 | SPP | Hot Spring County | AR059 | 59 | Electric Utility | 34.4341 | -92.9046 | Entergy Corporation (Owner),Entergy Corporation (Operator) | Phase 2 |  | Dry bottom wall-fired boiler | Pipeline Natural Gas | [5 empty] | 1970-04-07 | Operating | 7606 | 4 (552.5) | 170 4 | 552.5
AR | Thomas Fitzhugh | 201 | 2 |  | 2023 | ARP, CSOSG2 | 537 (Ended Aug 22, 2023), 500535 (Started Aug 22, 2023) | 6 | SPP | Franklin County | AR047 | 47 | Electric Utility | 35.4617 | -93.8053 | Arkansas Electric Cooperative Corporation (Owner),Arkansas Electric Cooperative Corporation (Operator) | Phase 2 |  | Combined cycle | Pipeline Natural Gas | Diesel Oil |  | Dry Low NOx Burners,Water Injection |  |  | 2002-12-31 | Operating | 1750 | 1 (59), 2 (106) | 201 2 | 165
AR | Carl Bailey | 202 | 1 |  | 2023 | ARP, CSOSG2 | 537 (Ended Aug 21, 2023), 500535 (Started Aug 21, 2023) | 6 | SPP | Woodruff County | AR147 | 147 | Electric Utility | 35.2597 | -91.3631 | Arkansas Electric Cooperative Corporation (Owner),Arkansas Electric Cooperative Corporation (Operator) | Phase 2 |  | Dry bottom wall-fired boiler | Pipeline Natural Gas | Residual Oil |  |  |  |  | 1966-03-15 | Operating | 1436 | 1 (120) | 202 1 | 120
AR | McClellan | 203 | 1 |  | 2023 | ARP, CSOSG2 | 537 (Ended Aug 22, 2023), 500535 (Started Aug 22, 2023) | 6 | SPP | Ouachita County | AR103 | 103 | Electric Utility | 33.5648 | -92.7917 | Arkansas Electric Cooperative Corporation (Owner),Arkansas Electric Cooperative Corporation (Operator) | Phase 2 |  | Dry bottom wall-fired boiler | Pipeline Natural Gas | Residual Oil |  |  |  |  | 1970-04-01 | Operating | 1436 | 1 (136) | 203 1 | 136
CA | Moss Landing Power Plant | 260 | 1A |  | 2023 | ARP | 603383 | 9 | WECC | Monterey County | CA053 | 53 | Electric Utility | 36.8042 | -121.7775 | Moss Landing Power Company LLC (Owner),Moss Landing Power Company LLC (Operator) | Phase 2 |  | Combined cycle | Pipeline Natural Gas |  |  | Dry Low NOx Burners,Selective Catalytic Reduction |  |  | 2002-04-09 | Operating | 2057 | CT1A (275), ST1 (233) | 260 1A | 391.5 | Y
CA | Moss Landing Power Plant | 260 | 2A |  | 2023 | ARP | 603383 | 9 | WECC | Monterey County | CA053 | 53 | Electric Utility | 36.8042 | -121.7775 | Moss Landing Power Company LLC (Owner),Moss Landing Power Company LLC (Operator) | Phase 2 |  | Combined cycle | Pipeline Natural Gas |  |  | Dry Low NOx Burners,Selective Catalytic Reduction |  |  | 2002-04-09 | Operating | 2057 | ST1 (233), CT1B (275) | 260 2A | 391.5 | Y
CA | Moss Landing Power Plant | 260 | 3A |  | 2023 | ARP | 603383 | 9 | WECC | Monterey County | CA053 | 53 | Electric Utility | 36.8042 | -121.7775 | Moss Landing Power Company LLC (Owner),Moss Landing Power Company LLC (Operator) | Phase 2 |  | Combined cycle | Pipeline Natural Gas |  |  | Dry Low NOx Burners,Selective Catalytic Reduction |  |  | 2002-05-24 | Operating | 2057 | ST2 (233), CT2A (275) | 260 3A | 391.5 | Y
CA | Moss Landing Power Plant | 260 | 4A |  | 2023 | ARP | 603383 | 9 | WECC | Monterey County | CA053 | 53 | Electric Utility | 36.8042 | -121.7775 | Moss Landing Power Company LLC (Owner),Moss Landing Power Company LLC (Operator) | Phase 2 |  | Combined cycle | Pipeline Natural Gas |  |  | Dry Low NOx Burners,Selective Catalytic Reduction |  |  | 2002-05-26 | Operating | 2057 | ST2 (233), CT2B (275) | 260 4A | 391.5 | Y
TX | Limestone | 298 | LIM1 |  | 2023 | ARP, CSOSG2, MATS, TXSO2 | 602998 | 6 | ERCOT | Limestone County | TX293 | 293 | Electric Utility | 31.4219 | -96.2525 | NRG Energy, Inc (Owner),NRG Energy, Inc (Operator) | Phase 2 | Early Election | Tangentially-fired | Coal |  | Wet Limestone | Overfire Air | Electrostatic Precipitator | Halogenated PAC Sorbent Injection | 1985-12-01 | Operating | 11107 | 1 (813.4) | 298 LIM1 | 813.4
TX | Limestone | 298 | LIM2 |  | 2023 | ARP, CSOSG2, MATS, TXSO2 | 602998 | 6 | ERCOT | Limestone County | TX293 | 293 | Electric Utility | 31.4219 | -96.2525 | NRG Energy, Inc (Owner),NRG Energy, Inc (Operator) | Phase 2 | Early Election | Tangentially-fired | Coal |  | Wet Limestone | Overfire Air | Electrostatic Precipitator | Halogenated PAC Sorbent Injection | 1985-12-01 | Operating | 11107 | 2 (813.4) | 298 LIM2 | 813.4
CA | Cabrillo Power I Encina Power Station | 302 | 6 |  | 2023 | ARP | 609365 | 9 | WECC | San Diego County | CA073 | 73 | Electric Utility | 33.1408 | -117.3342 | Carlsbad Energy Center LLC (Owner),Carlsbad Energy Center LLC (Operator) | Phase 2 |  | Combustion turbine | Pipeline Natural Gas |  |  | Water Injection,Selective Catalytic Reduction |  |  | 2018-08-24 | Operating | 1010 | CEC6 (105.3) | 302 6 | 105.3 | Y
CA | Cabrillo Power I Encina Power Station | 302 | 7 |  | 2023 | ARP | 609365 | 9 | WECC | San Diego County | CA073 | 73 | Electric Utility | 33.1408 | -117.3342 | Carlsbad Energy Center LLC (Owner),Carlsbad Energy Center LLC (Operator) | Phase 2 |  | Combustion turbine | Pipeline Natural Gas |  |  | Water Injection,Selective Catalytic Reduction |  |  | 2018-08-15 | Operating | 1010 | CEC7 (105.3) | 302 7 | 105.3 | Y
CA | Cabrillo Power I Encina Power Station | 302 | 8 |  | 2023 | ARP | 609365 | 9 | WECC | San Diego County | CA073 | 73 | Electric Utility | 33.1408 | -117.3342 | Carlsbad Energy Center LLC (Owner),Carlsbad Energy Center LLC (Operator) | Phase 2 |  | Combustion turbine | Pipeline Natural Gas |  |  | Water Injection,Selective Catalytic Reduction |  |  | 2018-07-07 | Operating | 1010 | CEC8 (105.3) | 302 8 | 105.3 | Y
CA | Cabrillo Power I Encina Power Station | 302 | 9 |  | 2023 | ARP | 609365 | 9 | WECC | San Diego County | CA073 | 73 | Electric Utility | 33.1408 | -117.3342 | Carlsbad Energy Center LLC (Owner),Carlsbad Energy Center LLC (Operator) | Phase 2 |  | Combustion turbine | Pipeline Natural Gas |  |  | Water Injection,Selective Catalytic Reduction |  |  | 2018-06-06 | Operating | 1010 | CEC9 (105.3) | 302 9 | 105.3 | Y
CA | Cabrillo Power I Encina Power Station | 302 | 10 |  | 2023 | ARP | 609365 | 9 | WECC | San Diego County | CA073 | 73 | Electric Utility | 33.1408 | -117.3342 | Carlsbad Energy Center LLC (Owner),Carlsbad Energy Center LLC (Operator) | Phase 2 |  | Combustion turbine | Pipeline Natural Gas |  |  | Water Injection,Selective Catalytic Reduction |  |  | 2018-05-04 | Operating | 1010 | CEC10 (105.3) | 302 10 | 105.3 | Y
CA | AES Alamitos | 315 | 3 |  | 2023 | ARP | 607401 | 9 | WECC | Los Angeles County | CA037 | 37 | Electric Utility | 33.7688 | -118.1009 | AES Corporation (Owner),AES Corporation (Operator) | Phase 2 |  | Tangentially-fired | Pipeline Natural Gas | Residual Oil |  |  |  |  | 1961-10-01 | Operating | 3439 | 3 (333) | 315 3 | 333
CA | AES Alamitos | 315 | 4 |  | 2023 | ARP | 607401 | 9 | WECC | Los Angeles County | CA037 | 37 | Electric Utility | 33.7688 | -118.1009 | AES Corporation (Owner),AES Corporation (Operator) | Phase 2 |  | Tangentially-fired | Pipeline Natural Gas | Residual Oil |  |  |  |  | 1962-04-01 | Operating | 3439 | 4 (333) | 315 4 | 333
CA | AES Alamitos | 315 | 5 |  | 2023 | ARP | 607401 | 9 | WECC | Los Angeles County | CA037 | 37 | Electric Utility | 33.7688 | -118.1009 | AES Corporation (Owner),AES Corporation (Operator) | Phase 2 |  | Dry bottom wall-fired boiler | Pipeline Natural Gas | Residual Oil |  |  |  |  | 1965-12-01 | Operating | 5070 | 5 (495) | 315 5 | 495
CA | AES Alamitos | 315 | CT1 |  | 2023 | ARP | 607401 | 9 | WECC | Los Angeles County | CA037 | 37 | Electric Utility | 33.7688 | -118.1009 | AES Corporation (Owner),AES Corporation (Operator) | Phase 2 |  | Combined cycle | Pipeline Natural Gas |  |  | Dry Low NOx Burners,Selective Catalytic Reduction |  |  | 2019-10-03 | Operating | 2350 | 1A (231.4), 1S (241.1) | 315 CT1 | 351.95 | Y
CA | AES Alamitos | 315 | CT2 |  | 2023 | ARP | 607401 | 9 | WECC | Los Angeles County | CA037 | 37 | Electric Utility | 33.7688 | -118.1009 | AES Corporation (Owner),AES Corporation (Operator) | Phase 2 |  | Combined cycle | Pipeline Natural Gas |  |  | Dry Low NOx Burners,Selective Catalytic Reduction |  |  | 2019-10-11 | Operating | 2350 | 1S (241.1), 1B (231.4) | 315 CT2 | 351.95 | Y
CA | El Segundo | 330 | 5 |  | 2023 | ARP | 604895 (Ended Jan 15, 2023), 609365 (Started Jan 15, 2023) | 9 | WECC | Los Angeles County | CA037 | 37 | Electric Utility | 33.9106 | -118.425 | El Segundo Power, LLC (Owner),NRG El Segundo Operations Inc. (Operator) | Phase 2 |  | Combined cycle | Pipeline Natural Gas |  |  | Dry Low NOx Burners,Selective Catalytic Reduction |  |  | 2013-05-03 | Operating | 2600 | 6 (70), 5 (198) | 330 5 | 268 | Y
CA | El Segundo | 330 | 7 |  | 2023 | ARP | 604895 (Ended Jan 15, 2023), 609365 (Started Jan 15, 2023) | 9 | WECC | Los Angeles County | CA037 | 37 | Electric Utility | 33.9106 | -118.425 | El Segundo Power, LLC (Owner),NRG El Segundo Operations Inc. (Operator) | Phase 2 |  | Combined cycle | Pipeline Natural Gas |  |  | Dry Low NOx Burners,Selective Catalytic Reduction |  |  | 2013-04-10 | Operating | 2400 | 8 (70), 7 (198) | 330 7 | 268 | Y
CA | AES Huntington Beach | 335 | 2 |  | 2023 | ARP | 607401 | 9 | WECC | Orange County | CA059 | 59 | Electric Utility | 33.6436 | -117.9788 | AES Corporation (Owner),AES Corporation (Operator) | Phase 2 |  | Dry bottom wall-fired boiler | Pipeline Natural Gas | Residual Oil |  |  |  |  | 1958-10-01 | Operating | 2400 | 2 (217.6) | 335 2 | 217.6
CA | AES Huntington Beach | 335 | CT1 |  | 2023 | ARP | 607401 | 9 | WECC | Orange County | CA059 | 59 | Electric Utility | 33.6436 | -117.9788 | AES Corporation (Owner),AES Corporation (Operator) | Phase 2 |  | Combined cycle | Pipeline Natural Gas |  |  | Dry Low NOx Burners,Selective Catalytic Reduction |  |  | 2019-10-04 | Operating | 2400 | 1A (231.4), 1S (241.1) | 335 CT1 | 351.95 | Y
CA | AES Huntington Beach | 335 | CT2 |  | 2023 | ARP | 607401 | 9 | WECC | Orange County | CA059 | 59 | Electric Utility | 33.6436 | -117.9788 | AES Corporation (Owner),AES Corporation (Operator) | Phase 2 |  | Combined cycle | Pipeline Natural Gas |  |  | Dry Low NOx Burners,Selective Catalytic Reduction |  |  | 2019-10-13 | Operating | 2400 | 1B (231.4), 1S (241.1) | 335 CT2 | 351.95 | Y
CA | Long Beach Generating Station | 341 | 1 |  | 2023 | ARP | 607293 | 9 |  | Los Angeles County | CA037 | 37 | Electric Utility | 33.7641 | -118.2248 | Long Beach Generation, LLC (Owner),Long Beach Generation, LLC (Operator) | Phase 2 |  | Combustion turbine | Pipeline Natural Gas |  |  | Water Injection,Selective Catalytic Reduction |  |  | 2007-08-01 | Operating | 1125 | CT1 (63) | 341 1 | 63 | Y
CA | Long Beach Generating Station | 341 | 2 |  | 2023 | ARP | 607293 | 9 |  | Los Angeles County | CA037 | 37 | Electric Utility | 33.7641 | -118.2248 | Long Beach Generation, LLC (Owner),Long Beach Generation, LLC (Operator) | Phase 2 |  | Combustion turbine | Pipeline Natural Gas |  |  | Water Injection,Selective Catalytic Reduction |  |  | 2007-08-01 | Operating | 1100 | CT2 (63) | 341 2 | 63 | Y
CA | Long Beach Generating Station | 341 | 3 |  | 2023 | ARP | 607293 | 9 |  | Los Angeles County | CA037 | 37 | Electric Utility | 33.7641 | -118.2248 | Long Beach Generation, LLC (Owner),Long Beach Generation, LLC (Operator) | Phase 2 |  | Combustion turbine | Pipeline Natural Gas |  |  | Water Injection,Selective Catalytic Reduction |  |  | 2007-08-01 | Operating | 1136 | CT3 (63) | 341 3 | 63 | Y
CA | Long Beach Generating Station | 341 | 4 |  | 2023 | ARP | 607293 | 9 |  | Los Angeles County | CA037 | 37 | Electric Utility | 33.7641 | -118.2248 | Long Beach Generation, LLC (Owner),Long Beach Generation, LLC (Operator) | Phase 2 |  | Combustion turbine | Pipeline Natural Gas |  |  | Water Injection,Selective Catalytic Reduction |  |  | 2007-08-01 | Operating | 1100 | CT4 (63) | 341 4 | 63 | Y
CA | Ormond Beach Power, LLC. | 350 | 1 |  | 2023 | ARP | 606984 | 9 | WECC | Ventura County | CA111 | 111 | Electric Utility | 34.1292 | -119.1689 | Ormond Beach Power, LLC (Owner),Ormond Beach Power, LLC (Operator) | Phase 2 |  | Dry bottom wall-fired boiler | Pipeline Natural Gas |  |  | Selective Catalytic Reduction |  |  | 1971-12-01 | Operating | 7500 | 1 (806.4) | 350 1 | 806.4 | Y
CA | Ormond Beach Power, LLC. | 350 | 2 |  | 2023 | ARP | 606984 | 9 | WECC | Ventura County | CA111 | 111 | Electric Utility | 34.1292 | -119.1689 | Ormond Beach Power, LLC (Owner),Ormond Beach Power, LLC (Operator) | Phase 2 |  | Dry bottom wall-fired boiler | Pipeline Natural Gas |  |  | Selective Catalytic Reduction |  |  | 1973-06-01 | Operating | 7500 | 2 (806.4) | 350 2 | 806.4 | Y
CA | AES Redondo Beach | 356 | 5 |  | 2023 | ARP | 608105 | 9 | WECC | Los Angeles County | CA037 | 37 | Electric Utility | 33.8504 | -118.395 | AES Corporation (Owner),AES Corporation (Operator) | Phase 2 |  | Dry bottom wall-fired boiler | Pipeline Natural Gas | Residual Oil |  |  |  |  | 1954-09-01 | Operating | 2000 | 5 (175) | 356 5 | 175
CA | AES Redondo Beach | 356 | 6 |  | 2023 | ARP | 608105 | 9 | WECC | Los Angeles County | CA037 | 37 | Electric Utility | 33.8504 | -118.395 | AES Corporation (Owner),AES Corporation (Operator) | Phase 2 |  | Dry bottom wall-fired boiler | Pipeline Natural Gas | Residual Oil |  |  |  |  | 1957-06-01 | Operating | 1850 | 6 (175) | 356 6 | 175
CA | AES Redondo Beach | 356 | 8 |  | 2023 | ARP | 608105 | 9 | WECC | Los Angeles County | CA037 | 37 | Electric Utility | 33.8504 | -118.395 | AES Corporation (Owner),AES Corporation (Operator) | Phase 2 |  | Dry bottom wall-fired boiler | Pipeline Natural Gas | Residual Oil |  |  |  |  | 1967-04-01 | Operating | 5000 | 8 (480) | 356 8 | 480
CA | Mountainview Generating Station | 358 | 2024-03-01 |  | 2023 | ARP | 607649 | 9 | WECC | San Bernardino County | CA071 | 71 | Electric Utility | 34.0836 | -117.2408 | Southern California Edison Company (Owner),Southern California Edison Company (Operator) | Phase 2 |  | Combined cycle | Pipeline Natural Gas |  |  | Dry Low NOx Burners,Ammonia Injection,Selective Catalytic Reduction |  |  | 2005-08-10 | Operating | 2113 | MV3C (209.2), MV3A (175.7) | 358 45352 | 280.3 | Y
CA | Mountainview Generating Station | 358 | 2024-03-02 |  | 2023 | ARP | 607649 | 9 | WECC | San Bernardino County | CA071 | 71 | Electric Utility | 34.0836 | -117.2408 | Southern California Edison Company (Owner),Southern California Edison Company (Operator) | Phase 2 |  | Combined cycle | Pipeline Natural Gas |  |  | Dry Low NOx Burners,Ammonia Injection,Selective Catalytic Reduction |  |  | 2005-08-20 | Operating | 2113 | MV3B (175.7), MV3C (209.2) | 358 45353 | 280.3 | Y
CA | Mountainview Generating Station | 358 | 2024-04-01 |  | 2023 | ARP | 607649 | 9 | WECC | San Bernardino County | CA071 | 71 | Electric Utility | 34.0836 | -117.2408 | Southern California Edison Company (Owner),Southern California Edison Company (Operator) | Phase 2 |  | Combined cycle | Pipeline Natural Gas |  |  | Dry Low NOx Burners,Ammonia Injection,Selective Catalytic Reduction |  |  | 2005-11-04 | Operating | 2113 | MV4A (175.7), MV4C (209.2) | 358 45383 | 280.3 | Y
CA | Mountainview Generating Station | 358 | 2024-04-02 |  | 2023 | ARP | 607649 | 9 | WECC | San Bernardino County | CA071 | 71 | Electric Utility | 34.0836 | -117.2408 | Southern California Edison Company (Owner),Southern California Edison Company (Operator) | Phase 2 |  | Combined cycle | Pipeline Natural Gas |  |  | Dry Low NOx Burners,Ammonia Injection,Selective Catalytic Reduction |  |  | 2005-11-21 | Operating | 2113 | MV4C (209.2), MV4B (175.7) | 358 45384 | 280.3 | Y
CA | Grayson Power Plant | 377 | 4 |  | 2023 | ARP | 606760 (Ended Sep 12, 2023), 610773 (Started Sep 12, 2023) | 9 | WECC | Los Angeles County | CA037 | 37 | Electric Utility | 34.1556 | -118.2782 | City of Glendale (Owner),City of Glendale (Operator) | Phase 2 |  | Dry bottom wall-fired boiler | Pipeline Natural Gas | Diesel Oil, Other Gas |  | Low NOx Burner Technology (Dry Bottom only) |  |  | 1959-09-15 | Operating (Retired 05/12/2023) | 650 | 4 (44) | 377 4 | 44
CA | Grayson Power Plant | 377 | 5 |  | 2023 | ARP | 606760 (Ended Sep 12, 2023), 610773 (Started Sep 12, 2023) | 9 | WECC | Los Angeles County | CA037 | 37 | Electric Utility | 34.1556 | -118.2782 | City of Glendale (Owner),City of Glendale (Operator) | Phase 2 |  | Dry bottom wall-fired boiler | Pipeline Natural Gas | Other Gas, Residual Oil |  | Other |  |  | 1964-09-01 | Operating (Retired 04/27/2023) | 650 | 5 (44) | 377 5 | 44
CA | Grayson Power Plant | 377 | 9 |  | 2023 | ARP | 606760 (Ended Sep 12, 2023), 610773 (Started Sep 12, 2023) | 9 | WECC | Los Angeles County | CA037 | 37 | Electric Utility | 34.1556 | -118.2782 | City of Glendale (Owner),City of Glendale (Operator) | Phase 2 |  | Combustion turbine | Pipeline Natural Gas |  |  | Selective Catalytic Reduction |  |  | 2004-01-14 | Operating | 470 | 9 (50) | 377 9 | 50 | Y
IL | Joliet 29 | 384 | 71 | CS7172 | 2023 | ARP, CSNOX, CSOSG3, CSSO2G1 | 610077 | 5 | MAIN | Will County | IL197 | 197 | Electric Utility | 41.4947 | -88.125 | Midwest Generation EME, LLC (Owner),Midwest Generation EME, LLC (Operator) | Phase 2 | Phase 2 Group 1 | Tangentially-fired | Pipeline Natural Gas |  |  | Low NOx Burner Technology w/ Closed-coupled/Separated OFA | Electrostatic Precipitator |  | 1965-04-09 | Operating (Retired 09/01/2023) | 3356 | 7 (660) | 384 71 | 660
IL | Joliet 29 | 384 | 72 | CS7172 | 2023 | ARP, CSNOX, CSOSG3, CSSO2G1 | 610077 | 5 | MAIN | Will County | IL197 | 197 | Electric Utility | 41.4947 | -88.125 | Midwest Generation EME, LLC (Owner),Midwest Generation EME, LLC (Operator) | Phase 2 | Phase 2 Group 1 | Tangentially-fired | Pipeline Natural Gas |  |  | Low NOx Burner Technology w/ Closed-coupled/Separated OFA | Electrostatic Precipitator |  | 1965-04-09 | Operating (Retired 09/01/2023) | 3356 | 7 (660) | 384 72 | 660
IL | Joliet 29 | 384 | 81 | CS8182 | 2023 | ARP, CSNOX, CSOSG3, CSSO2G1 | 610077 | 5 | MAIN | Will County | IL197 | 197 | Electric Utility | 41.4947 | -88.125 | Midwest Generation EME, LLC (Owner),Midwest Generation EME, LLC (Operator) | Phase 2 | Phase 2 Group 1 | Tangentially-fired | Pipeline Natural Gas |  |  | Low NOx Burner Technology w/ Closed-coupled/Separated OFA | Electrostatic Precipitator |  | 1966-03-21 | Operating (Retired 09/01/2023) | 3356 | 8 (660) | 384 81 | 660
IL | Joliet 29 | 384 | 82 | CS8182 | 2023 | ARP, CSNOX, CSOSG3, CSSO2G1 | 610077 | 5 | MAIN | Will County | IL197 | 197 | Electric Utility | 41.4947 | -88.125 | Midwest Generation EME, LLC (Owner),Midwest Generation EME, LLC (Operator) | Phase 2 | Phase 2 Group 1 | Tangentially-fired | Pipeline Natural Gas |  |  | Low NOx Burner Technology w/ Closed-coupled/Separated OFA | Electrostatic Precipitator |  | 1966-03-21 | Operating (Retired 09/01/2023) | 3356 | 8 (660) | 384 82 | 660
CA | El Centro | 389 | 4 |  | 2023 | ARP | 610320 | 9 | WECC | Imperial County | CA025 | 25 | Electric Utility | 32.8022 | -115.54 | Imperial Irrigation District (Owner),Imperial Irrigation District (Operator) | Phase 2 |  | Dry bottom wall-fired boiler | Pipeline Natural Gas | Residual Oil |  | Selective Catalytic Reduction |  |  | 1968-08-01 | Operating | 819 | 4 (81.6) | 389 4 | 81.6 | Y
CA | El Centro | 389 | 2024-02-02 |  | 2023 | ARP | 610320 | 9 | WECC | Imperial County | CA025 | 25 | Electric Utility | 32.8022 | -115.54 | Imperial Irrigation District (Owner),Imperial Irrigation District (Operator) | Phase 2 |  | Combined cycle | Pipeline Natural Gas | Diesel Oil |  | Selective Catalytic Reduction |  |  | 1993-06-01 | Operating | 950 | 2A (89.9), 2 (34.5) | 389 45324 | 124.4 | Y
CA | El Centro | 389 | 2024-03-01 |  | 2023 | ARP | 610320 | 9 | WECC | Imperial County | CA025 | 25 | Electric Utility | 32.8022 | -115.54 | Imperial Irrigation District (Owner),Imperial Irrigation District (Operator) | Phase 2 |  | Combined cycle | Pipeline Natural Gas |  |  | Dry Low NOx Burners,Selective Catalytic Reduction |  |  | 2012-03-01 | Operating | 525 | 31 (43.2), 30 (65.9) | 389 45352 | 76.15 | Y
CA | El Centro | 389 | 2024-03-02 |  | 2023 | ARP | 610320 | 9 | WECC | Imperial County | CA025 | 25 | Electric Utility | 32.8022 | -115.54 | Imperial Irrigation District (Owner),Imperial Irrigation District (Operator) | Phase 2 |  | Combined cycle | Pipeline Natural Gas |  |  | Dry Low NOx Burners,Selective Catalytic Reduction |  |  | 2012-03-06 | Operating | 525 | 30 (65.9), 32 (43.2) | 389 45353 | 76.15 | Y
CA | Harbor Generating Station | 399 | 10 |  | 2023 | ARP | 609567 | 9 | WECC | Los Angeles County | CA037 | 37 | Electric Utility | 33.7691 | -118.2662 | Los Angeles Department of Water and Power (Owner),Los Angeles Department of Water and Power (Operator) | Phase 2 |  | Combustion turbine | Pipeline Natural Gas | Diesel Oil |  | Selective Catalytic Reduction |  |  | 2001-10-28 | Operating | 500 | GT10 (60.5) | 399 10 | 60.5 | Y
CA | Harbor Generating Station | 399 | 11 |  | 2023 | ARP | 609567 | 9 | WECC | Los Angeles County | CA037 | 37 | Electric Utility | 33.7691 | -118.2662 | Los Angeles Department of Water and Power (Owner),Los Angeles Department of Water and Power (Operator) | Phase 2 |  | Combustion turbine | Pipeline Natural Gas | Diesel Oil |  | Selective Catalytic Reduction |  |  | 2001-10-30 | Operating | 800 | GT11 (60.5) | 399 11 | 60.5 | Y
CA | Harbor Generating Station | 399 | 12 |  | 2023 | ARP | 609567 | 9 | WECC | Los Angeles County | CA037 | 37 | Electric Utility | 33.7691 | -118.2662 | Los Angeles Department of Water and Power (Owner),Los Angeles Department of Water and Power (Operator) | Phase 2 |  | Combustion turbine | Pipeline Natural Gas | Diesel Oil |  | Selective Catalytic Reduction |  |  | 2001-10-26 | Operating | 800 | GT12 (60.5) | 399 12 | 60.5 | Y
CA | Harbor Generating Station | 399 | 13 |  | 2023 | ARP | 609567 | 9 | WECC | Los Angeles County | CA037 | 37 | Electric Utility | 33.7691 | -118.2662 | Los Angeles Department of Water and Power (Owner),Los Angeles Department of Water and Power (Operator) | Phase 2 |  | Combustion turbine | Pipeline Natural Gas | Diesel Oil |  | Selective Catalytic Reduction |  |  | 2001-11-01 | Operating | 500 | GT13 (60.5) | 399 13 | 60.5 | Y
CA | Harbor Generating Station | 399 | 14 |  | 2023 | ARP | 609567 | 9 | WECC | Los Angeles County | CA037 | 37 | Electric Utility | 33.7691 | -118.2662 | Los Angeles Department of Water and Power (Owner),Los Angeles Department of Water and Power (Operator) | Phase 2 |  | Combustion turbine | Pipeline Natural Gas | Diesel Oil |  | Selective Catalytic Reduction |  |  | 2001-11-01 | Operating | 556.3 | GT14 (60.5) | 399 14 | 60.5 | Y
CA | Harbor Generating Station | 399 | **10A |  | 2023 | ARP | 609567 | 9 | WECC | Los Angeles County | CA037 | 37 | Electric Utility | 33.7691 | -118.2662 | Los Angeles Department of Water and Power (Owner),Los Angeles Department of Water and Power (Operator) | Phase 2 |  | Combined cycle | Pipeline Natural Gas | Diesel Oil |  | Selective Catalytic Reduction |  |  | 1994-10-01 | Operating | 1088 | 5 (86.3), 10A (80) | 399 **10A | 123.15 | Y
CA | Harbor Generating Station | 399 | **10B |  | 2023 | ARP | 609567 | 9 | WECC | Los Angeles County | CA037 | 37 | Electric Utility | 33.7691 | -118.2662 | Los Angeles Department of Water and Power (Owner),Los Angeles Department of Water and Power (Operator) | Phase 2 |  | Combined cycle | Pipeline Natural Gas | Diesel Oil |  | Selective Catalytic Reduction |  |  | 1994-10-01 | Operating | 1088 | 10B (80), 5 (86.3) | 399 **10B | 123.15 | Y
CA | Haynes Generating Station | 400 | 1 |  | 2023 | ARP | 609567 | 9 | WECC | Los Angeles County | CA037 | 37 | Electric Utility | 33.7639 | -118.0942 | Los Angeles Department of Water and Power (Owner),Los Angeles Department of Water and Power (Operator) | Phase 2 |  | Dry bottom wall-fired boiler | Pipeline Natural Gas |  |  | Selective Catalytic Reduction |  |  | 1962-07-01 | Operating | 2180 | 1 (230) | 400 1 | 230 | Y
CA | Haynes Generating Station | 400 | 2 |  | 2023 | ARP | 609567 | 9 | WECC | Los Angeles County | CA037 | 37 | Electric Utility | 33.7639 | -118.0942 | Los Angeles Department of Water and Power (Owner),Los Angeles Department of Water and Power (Operator) | Phase 2 |  | Dry bottom wall-fired boiler | Pipeline Natural Gas |  |  | Selective Catalytic Reduction |  |  | 1963-02-01 | Operating | 2160 | 2 (230) | 400 2 | 230 | Y
CA | Haynes Generating Station | 400 | 9 |  | 2023 | ARP | 609567 | 9 | WECC | Los Angeles County | CA037 | 37 | Electric Utility | 33.7639 | -118.0942 | Los Angeles Department of Water and Power (Owner),Los Angeles Department of Water and Power (Operator) | Phase 2 |  | Combined cycle | Pipeline Natural Gas |  |  | Dry Low NOx Burners,Selective Catalytic Reduction |  |  | 2004-12-28 | Operating | 2043.6 | 9 (182.8), 8 (264.3) | 400 9 | 314.95 | Y
CA | Haynes Generating Station | 400 | 10 |  | 2023 | ARP | 609567 | 9 | WECC | Los Angeles County | CA037 | 37 | Electric Utility | 33.7639 | -118.0942 | Los Angeles Department of Water and Power (Owner),Los Angeles Department of Water and Power (Operator) | Phase 2 |  | Combined cycle | Pipeline Natural Gas |  |  | Dry Low NOx Burners,Selective Catalytic Reduction |  |  | 2004-12-01 | Operating | 2043.6 | 10 (182.8), 8 (264.3) | 400 10 | 314.95 | Y
CA | Haynes Generating Station | 400 | 11 |  | 2023 | ARP | 609567 | 9 | WECC | Los Angeles County | CA037 | 37 | Electric Utility | 33.7639 | -118.0942 | Los Angeles Department of Water and Power (Owner),Los Angeles Department of Water and Power (Operator) | Phase 2 |  | Combustion turbine | Pipeline Natural Gas |  |  | Water Injection,Selective Catalytic Reduction |  |  | 2013-04-14 | Operating | 906.6 | 11 (108.2) | 400 11 | 108.2 | Y
CA | Haynes Generating Station | 400 | 12 |  | 2023 | ARP | 609567 | 9 | WECC | Los Angeles County | CA037 | 37 | Electric Utility | 33.7639 | -118.0942 | Los Angeles Department of Water and Power (Owner),Los Angeles Department of Water and Power (Operator) | Phase 2 |  | Combustion turbine | Pipeline Natural Gas |  |  | Water Injection,Selective Catalytic Reduction |  |  | 2013-04-13 | Operating | 906.6 | 12 (108.2) | 400 12 | 108.2 | Y
CA | Haynes Generating Station | 400 | 13 |  | 2023 | ARP | 609567 | 9 | WECC | Los Angeles County | CA037 | 37 | Electric Utility | 33.7639 | -118.0942 | Los Angeles Department of Water and Power (Owner),Los Angeles Department of Water and Power (Operator) | Phase 2 |  | Combustion turbine | Pipeline Natural Gas |  |  | Water Injection,Selective Catalytic Reduction |  |  | 2013-02-17 | Operating | 906.6 | 13 (108.2) | 400 13 | 108.2 | Y
CA | Haynes Generating Station | 400 | 14 |  | 2023 | ARP | 609567 | 9 | WECC | Los Angeles County | CA037 | 37 | Electric Utility | 33.7639 | -118.0942 | Los Angeles Department of Water and Power (Owner),Los Angeles Department of Water and Power (Operator) | Phase 2 |  | Combustion turbine | Pipeline Natural Gas |  |  | Water Injection,Selective Catalytic Reduction |  |  | 2013-03-05 | Operating | 906.6 | 14 (108.2) | 400 14 | 108.2 | Y
CA | Haynes Generating Station | 400 | 15 |  | 2023 | ARP | 609567 | 9 | WECC | Los Angeles County | CA037 | 37 | Electric Utility | 33.7639 | -118.0942 | Los Angeles Department of Water and Power (Owner),Los Angeles Department of Water and Power (Operator) | Phase 2 |  | Combustion turbine | Pipeline Natural Gas |  |  | Water Injection,Selective Catalytic Reduction |  |  | 2013-05-14 | Operating | 906.6 | 15 (108.2) | 400 15 | 108.2 | Y
CA | Haynes Generating Station | 400 | 16 |  | 2023 | ARP | 609567 | 9 | WECC | Los Angeles County | CA037 | 37 | Electric Utility | 33.7639 | -118.0942 | Los Angeles Department of Water and Power (Owner),Los Angeles Department of Water and Power (Operator) | Phase 2 |  | Combustion turbine | Pipeline Natural Gas |  |  | Water Injection,Selective Catalytic Reduction |  |  | 2013-04-18 | Operating | 906.6 | 16 (108.2) | 400 16 | 108.2 | Y
CA | Scattergood Generating Station | 404 | 1 |  | 2023 | ARP | 609567 | 9 | WECC | Los Angeles County | CA037 | 37 | Electric Utility | 33.9175 | -118.4258 | Los Angeles Department of Water and Power (Owner),Los Angeles Department of Water and Power (Operator) | Phase 2 |  | Dry bottom wall-fired boiler | Pipeline Natural Gas | Other Gas |  | Selective Catalytic Reduction |  |  | 1958-12-01 | Operating | 1220 | 1 (163.2) | 404 1 | 163.2 | Y
CA | Scattergood Generating Station | 404 | 2 |  | 2023 | ARP | 609567 | 9 | WECC | Los Angeles County | CA037 | 37 | Electric Utility | 33.9175 | -118.4258 | Los Angeles Department of Water and Power (Owner),Los Angeles Department of Water and Power (Operator) | Phase 2 |  | Dry bottom wall-fired boiler | Pipeline Natural Gas | Other Gas |  | Selective Catalytic Reduction |  |  | 1959-07-01 | Operating | 1750 | 2 (163.2) | 404 2 | 163.2 | Y
CA | Scattergood Generating Station | 404 | 4 |  | 2023 | ARP | 609567 | 9 | WECC | Los Angeles County | CA037 | 37 | Electric Utility | 33.9175 | -118.4258 | Los Angeles Department of Water and Power (Owner),Los Angeles Department of Water and Power (Operator) | Phase 2 |  | Combined cycle | Pipeline Natural Gas |  |  | Selective Catalytic Reduction |  |  | 2015-10-09 | Operating | 2080.9 | 5 (108.8), 4 (209.5) | 404 4 | 318.3 | Y
CA | Scattergood Generating Station | 404 | 6 |  | 2023 | ARP | 609567 | 9 | WECC | Los Angeles County | CA037 | 37 | Electric Utility | 33.9175 | -118.4258 | Los Angeles Department of Water and Power (Owner),Los Angeles Department of Water and Power (Operator) | Phase 2 |  | Combustion turbine | Pipeline Natural Gas |  |  | Water Injection,Selective Catalytic Reduction |  |  | 2015-08-09 | Operating | 903.4 | 6 (103) | 404 6 | 103 | Y
CA | Scattergood Generating Station | 404 | 7 |  | 2023 | ARP | 609567 | 9 | WECC | Los Angeles County | CA037 | 37 | Electric Utility | 33.9175 | -118.4258 | Los Angeles Department of Water and Power (Owner),Los Angeles Department of Water and Power (Operator) | Phase 2 |  | Combustion turbine | Pipeline Natural Gas |  |  | Water Injection,Selective Catalytic Reduction |  |  | 2015-09-14 | Operating | 903.4 | 7 (103) | 404 7 | 103 | Y
CA | Valley Generating Station | 408 | 5 |  | 2023 | ARP | 609567 | 9 |  | Los Angeles County | CA037 | 37 | Electric Utility | 34.2481 | -118.3903 | Los Angeles Department of Water and Power (Owner),Los Angeles Department of Water and Power (Operator) | Phase 2 |  | Combustion turbine | Pipeline Natural Gas | Diesel Oil |  | Selective Catalytic Reduction |  |  | 2001-08-27 | Operating | 480 | 5 (47) | 408 5 | 47 | Y
CA | Valley Generating Station | 408 | 6 |  | 2023 | ARP | 609567 | 9 |  | Los Angeles County | CA037 | 37 | Electric Utility | 34.2481 | -118.3903 | Los Angeles Department of Water and Power (Owner),Los Angeles Department of Water and Power (Operator) | Phase 2 |  | Combined cycle | Pipeline Natural Gas |  |  | Dry Low NOx Burners,Selective Catalytic Reduction |  |  | 2003-09-01 | Operating | 2000 | 8 (311), 6 (215) | 408 6 | 370.5 | Y
CA | Valley Generating Station | 408 | 7 |  | 2023 | ARP | 609567 | 9 |  | Los Angeles County | CA037 | 37 | Electric Utility | 34.2481 | -118.3903 | Los Angeles Department of Water and Power (Owner),Los Angeles Department of Water and Power (Operator) | Phase 2 |  | Combined cycle | Pipeline Natural Gas |  |  | Dry Low NOx Burners,Selective Catalytic Reduction |  |  | 2003-09-01 | Operating | 2000 | 7 (215), 8 (311) | 408 7 | 370.5 | Y
CA | Glenarm | 422 | GT3 |  | 2023 | ARP | 610313 (Ended Nov 28, 2023), 610846 (Started Nov 28, 2023) | 9 | WECC | Los Angeles County | CA037 | 37 | Electric Utility | 34.1256 | -118.1474 | City of Pasadena Water and Power Department (Owner),City of Pasadena Water and Power Department (Operator) | Phase 2 |  | Combustion turbine | Pipeline Natural Gas |  |  | Selective Catalytic Reduction |  |  | 2003-06-01 | Operating | 475 | GT3 (47.2) | 422 GT3 | 47.2 | Y
CA | Glenarm | 422 | GT4 |  | 2023 | ARP | 610313 (Ended Nov 28, 2023), 610846 (Started Nov 28, 2023) | 9 | WECC | Los Angeles County | CA037 | 37 | Electric Utility | 34.1256 | -118.1474 | City of Pasadena Water and Power Department (Owner),City of Pasadena Water and Power Department (Operator) | Phase 2 |  | Combustion turbine | Pipeline Natural Gas |  |  | Selective Catalytic Reduction |  |  | 2003-06-01 | Operating | 475 | GT4 (47.2) | 422 GT4 | 47.2 | Y
CA | Glenarm | 422 | GT5 |  | 2023 | ARP | 610313 (Ended Nov 28, 2023), 610846 (Started Nov 28, 2023) | 9 | WECC | Los Angeles County | CA037 | 37 | Electric Utility | 34.1256 | -118.1474 | City of Pasadena Water and Power Department (Owner),City of Pasadena Water and Power Department (Operator) | Phase 2 |  | Combined cycle | Pipeline Natural Gas |  |  | Water Injection,Selective Catalytic Reduction |  |  | 2016-04-09 | Operating | 547.5 | STG5 (16.78), CTG5 (59.1) | 422 GT5 | 75.88 | Y
CO | Cherokee | 469 | 4 |  | 2023 | ARP | 608791 | 8 |  | Adams County | CO001 | 1 | Electric Utility | 39.8078 | -104.9648 | Public Service Company of Colorado (Owner),Public Service Company of Colorado (Operator) | Phase 2 | Early Election | Tangentially-fired | Pipeline Natural Gas |  |  | Low NOx Burner Technology w/ Closed-coupled/Separated OFA |  |  | 1968-11-01 | Operating | 3520 | 4 (388) | 469 4 | 388
CO | Cherokee | 469 | 5 |  | 2023 | ARP | 608791 | 8 |  | Adams County | CO001 | 1 | Electric Utility | 39.8078 | -104.9648 | Public Service Company of Colorado (Owner),Public Service Company of Colorado (Operator) | Phase 2 |  | Combined cycle | Pipeline Natural Gas |  |  | Selective Catalytic Reduction |  |  | 2015-05-18 | Operating | 2400 | 5 (175), 7 (250) | 469 5 | 300 | Y
CO | Cherokee | 469 | 6 |  | 2023 | ARP | 608791 | 8 |  | Adams County | CO001 | 1 | Electric Utility | 39.8078 | -104.9648 | Public Service Company of Colorado (Owner),Public Service Company of Colorado (Operator) | Phase 2 |  | Combined cycle | Pipeline Natural Gas |  |  | Selective Catalytic Reduction |  |  | 2015-05-22 | Operating | 2400 | 6 (175), 7 (250) | 469 6 | 300 | Y
CO | Comanche (470) | 470 | 2 |  | 2023 | ARP, MATS | 608791 | 8 | WECC | Pueblo County | CO101 | 101 | Electric Utility | 38.2081 | -104.5747 | Public Service Company of Colorado (Owner),Public Service Company of Colorado (Operator) | Phase 2 | Early Election | Dry bottom wall-fired boiler | Coal | Natural Gas | Dry Lime FGD | Low NOx Burner Technology w/ Overfire Air | Baghouse | Halogenated PAC Sorbent Injection | 1975-11-01 | Operating | 4350 | 2 (370) | 470 2 | 370
CO | Comanche (470) | 470 | 3 |  | 2023 | ARP, MATS | 608791 | 8 | WECC | Pueblo County | CO101 | 101 | Electric Utility | 38.2081 | -104.5747 | Public Service Company of Colorado (Owner),Intermountain Rural Electric Authority (Owner),Holy Cross Energy (Owner) (Ended Jul 19, 2023),Holy Cross Energy (Owner) (Started Jul 19, 2023),Public Service Company of Colorado (Operator) | Phase 2 |  | Tangentially-fired | Coal | Natural Gas | Dry Lime FGD | Selective Catalytic Reduction | Baghouse | Halogenated PAC Sorbent Injection | 2010-01-11 | Operating | 9050 | 3 (750) | 470 3 | 750 | Y
CO | Martin Drake | 492 | A1 |  | 2023 | ARP | 610356 | 8 |  | El Paso County | CO041 | 41 | Electric Utility | 38.8244 | -104.8331 | Colorado Springs Utilities (Owner),Colorado Springs Utilities (Operator) | Phase 2 |  | Combustion turbine (Started Mar 08, 2023) | Pipeline Natural Gas | Diesel Oil |  | Dry Low NOx Burners |  |  | 2023-03-10 | Operating (Started 03/08/2023) | 298.7 | A1 (40.63) | 492 A1 | 40.63
CO | Martin Drake | 492 | A2 |  | 2023 | ARP | 610356 | 8 |  | El Paso County | CO041 | 41 | Electric Utility | 38.8244 | -104.8331 | Colorado Springs Utilities (Owner),Colorado Springs Utilities (Operator) | Phase 2 |  | Combustion turbine (Started Mar 09, 2023) | Pipeline Natural Gas | Diesel Oil |  | Dry Low NOx Burners |  |  | 2023-03-10 | Operating (Started 03/09/2023) | 298.7 | A2 (40.63) | 492 A2 | 40.63
CO | Martin Drake | 492 | A3 |  | 2023 | ARP | 610356 | 8 |  | El Paso County | CO041 | 41 | Electric Utility | 38.8244 | -104.8331 | Colorado Springs Utilities (Owner),Colorado Springs Utilities (Operator) | Phase 2 |  | Combustion turbine (Started Mar 18, 2023) | Pipeline Natural Gas | Diesel Oil |  | Dry Low NOx Burners |  |  | 2023-03-20 | Operating (Started 03/18/2023) | 298.7 | A3 (40.63) | 492 A3 | 40.63
CO | Martin Drake | 492 | A4 |  | 2023 | ARP | 610356 | 8 |  | El Paso County | CO041 | 41 | Electric Utility | 38.8244 | -104.8331 | Colorado Springs Utilities (Owner),Colorado Springs Utilities (Operator) | Phase 2 |  | Combustion turbine (Started Mar 27, 2023) | Pipeline Natural Gas | Diesel Oil |  | Dry Low NOx Burners |  |  | 2023-03-30 | Operating (Started 03/27/2023) | 298.7 | A4 (40.63) | 492 A4 | 40.63
CO | Martin Drake | 492 | A5 |  | 2023 | ARP | 610356 | 8 |  | El Paso County | CO041 | 41 | Electric Utility | 38.8244 | -104.8331 | Colorado Springs Utilities (Owner),Colorado Springs Utilities (Operator) | Phase 2 |  | Combustion turbine (Started Mar 29, 2023) | Pipeline Natural Gas | Diesel Oil |  | Dry Low NOx Burners |  |  | 2023-03-29 | Operating (Started 03/29/2023) | 298.7 | A5 (40.63) | 492 A5 | 40.63
CO | Martin Drake | 492 | A6 |  | 2023 | ARP | 610356 | 8 |  | El Paso County | CO041 | 41 | Electric Utility | 38.8244 | -104.8331 | Colorado Springs Utilities (Owner),Colorado Springs Utilities (Operator) | Phase 2 |  | Combustion turbine (Started Apr 13, 2023) | Pipeline Natural Gas | Diesel Oil |  | Dry Low NOx Burners |  |  | 2023-05-04 | Operating (Started 04/13/2023) | 298.7 | A6 (40.63) | 492 A6 | 40.63
CO | Hayden | 525 | H1 |  | 2023 | ARP, MATS | 608791 | 8 |  | Routt County | CO107 | 107 | Electric Utility | 40.4856 | -107.185 | Public Service Company of Colorado (Owner),Pacificorp Energy Generation (Owner),Public Service Company of Colorado (Operator) | Phase 2 | Phase 2 Group 1 | Dry bottom wall-fired boiler | Coal | Diesel Oil, Natural Gas | Dry Lime FGD | Low NOx Burner Technology w/ Overfire Air,Selective Catalytic Reduction | Baghouse |  | 1965-07-01 | Operating | 2680 | 1 (190) | 525 H1 | 190 | Y
CO | Hayden | 525 | H2 |  | 2023 | ARP, MATS | 608791 | 8 |  | Routt County | CO107 | 107 | Electric Utility | 40.4856 | -107.185 | Public Service Company of Colorado (Owner),Salt River Project (Owner),Pacificorp Energy Generation (Owner),Public Service Company of Colorado (Operator) | Phase 2 | Phase 2 Group 1 | Tangentially-fired | Coal | Diesel Oil | Dry Lime FGD | Low NOx Burner Technology w/ Closed-coupled/Separated OFA,Selective Catalytic Reduction | Baghouse |  | 1976-09-01 | Operating | 3060 | 2 (275.4) | 525 H2 | 275.4 | Y
AL | McWilliams | 533 | **4 |  | 2023 | ARP, CSNOX, CSOSG2, CSSO2G2 | 609045 | 4 |  | Covington County | AL039 | 39 | Electric Utility | 31.4001 | -86.4767 | PowerSouth Energy Cooperative, Inc. (Owner),PowerSouth Energy Cooperative, Inc. (Operator) | Phase 2 |  | Combined cycle | Pipeline Natural Gas | Diesel Oil |  | Dry Low NOx Burners,Water Injection |  |  | 1996-08-01 | Operating | 1380 | 1 (7.5), 3 (25), 2 (7.5), 4 (106) | 533 **4 | 146
AL | McWilliams | 533 | **V1 |  | 2023 | ARP, CSNOX, CSOSG2, CSSO2G2 | 609045 | 4 |  | Covington County | AL039 | 39 | Electric Utility | 31.4001 | -86.4767 | PowerSouth Energy Cooperative, Inc. (Owner),PowerSouth Energy Cooperative, Inc. (Operator) | Phase 2 |  | Combined cycle | Pipeline Natural Gas |  |  | Dry Low NOx Burners,Selective Catalytic Reduction |  |  | 2001-07-26 | Operating | 2100 | VAN3 (177), VAN1 (166) | 533 **V1 | 254.5 | Y
AL | McWilliams | 533 | **V2 |  | 2023 | ARP, CSNOX, CSOSG2, CSSO2G2 | 609045 | 4 |  | Covington County | AL039 | 39 | Electric Utility | 31.4001 | -86.4767 | PowerSouth Energy Cooperative, Inc. (Owner),PowerSouth Energy Cooperative, Inc. (Operator) | Phase 2 |  | Combined cycle | Pipeline Natural Gas |  |  | Dry Low NOx Burners,Selective Catalytic Reduction |  |  | 2001-08-10 | Operating | 2100 | VAN2 (166), VAN3 (177) | 533 **V2 | 254.5 | Y
CT | Devon | 544 | 11 |  | 2023 | ARP, RGGI, SIPNOX | 601740 | 1 | NPCC | New Haven County | CT009 | 9 | Electric Utility | 41.2083 | -73.1092 | Devon Power, LLC (Owner),Devon Power, LLC (Operator) | Phase 2 |  | Combustion turbine | Pipeline Natural Gas | Diesel Oil |  | Water Injection |  |  | 1996-07-01 | Operating | 400 | 11 (43) | 544 11 | 43
CT | Devon | 544 | 12 |  | 2023 | ARP, RGGI, SIPNOX | 601740 | 1 | NPCC | New Haven County | CT009 | 9 | Electric Utility | 41.2083 | -73.1092 | Devon Power, LLC (Owner),Devon Power, LLC (Operator) | Phase 2 |  | Combustion turbine | Pipeline Natural Gas | Diesel Oil |  | Water Injection |  |  | 1996-07-01 | Operating | 400 | 12 (43) | 544 12 | 43
CT | Devon | 544 | 13 |  | 2023 | ARP, RGGI, SIPNOX | 601740 | 1 | NPCC | New Haven County | CT009 | 9 | Electric Utility | 41.2083 | -73.1092 | Devon Power, LLC (Owner),Devon Power, LLC (Operator) | Phase 2 |  | Combustion turbine | Pipeline Natural Gas | Diesel Oil |  | Water Injection |  |  | 1996-07-01 | Operating | 400 | 13 (43) | 544 13 | 43
CT | Devon | 544 | 14 |  | 2023 | ARP, RGGI, SIPNOX | 601740 | 1 | NPCC | New Haven County | CT009 | 9 | Electric Utility | 41.2083 | -73.1092 | Devon Power, LLC (Owner),Devon Power, LLC (Operator) | Phase 2 |  | Combustion turbine | Pipeline Natural Gas | Diesel Oil |  | Water Injection |  |  | 1996-07-01 | Operating | 400 | 14 (43) | 544 14 | 43
CT | Devon | 544 | 15 |  | 2023 | ARP, RGGI, SIPNOX | 601740 | 1 | NPCC | New Haven County | CT009 | 9 | Electric Utility | 41.2083 | -73.1092 | GenConn Devon LLC (Owner),Devon Power, LLC (Operator) | Phase 2 |  | Combustion turbine | Diesel Oil | Pipeline Natural Gas |  | Water Injection,Selective Catalytic Reduction |  |  | 2010-07-10 | Operating | 498 | 15 (50) | 544 15 | 50 | Y
CT | Devon | 544 | 16 |  | 2023 | ARP, RGGI, SIPNOX | 601740 | 1 | NPCC | New Haven County | CT009 | 9 | Electric Utility | 41.2083 | -73.1092 | GenConn Devon LLC (Owner),Devon Power, LLC (Operator) | Phase 2 |  | Combustion turbine | Diesel Oil | Pipeline Natural Gas |  | Water Injection,Selective Catalytic Reduction |  |  | 2010-06-25 | Operating | 498 | 16 (50) | 544 16 | 50 | Y
CT | Devon | 544 | 17 |  | 2023 | ARP, RGGI, SIPNOX | 601740 | 1 | NPCC | New Haven County | CT009 | 9 | Electric Utility | 41.2083 | -73.1092 | GenConn Devon LLC (Owner),Devon Power, LLC (Operator) | Phase 2 |  | Combustion turbine | Diesel Oil | Pipeline Natural Gas |  | Water Injection,Selective Catalytic Reduction |  |  | 2010-06-10 | Operating | 498 | 17 (50) | 544 17 | 50 | Y
CT | Devon | 544 | 18 |  | 2023 | ARP, RGGI, SIPNOX | 601740 | 1 | NPCC | New Haven County | CT009 | 9 | Electric Utility | 41.2083 | -73.1092 | GenConn Devon LLC (Owner),Devon Power, LLC (Operator) | Phase 2 |  | Combustion turbine | Diesel Oil | Pipeline Natural Gas |  | Water Injection,Selective Catalytic Reduction |  |  | 2010-06-01 | Operating | 498 | 18 (50) | 544 18 | 50 | Y
CT | Montville | 546 | 5 |  | 2023 | ARP, MATS, RGGI, SIPNOX | 601740 | 1 | NPCC | New London County | CT011 | 11 | Electric Utility | 41.4281 | -72.1019 | Montville Power, LLC (Owner),Montville Power, LLC (Operator) | Phase 2 |  | Tangentially-fired | Residual Oil | Pipeline Natural Gas |  |  |  |  | 1954-01-01 | Operating | 905 | 5 (75) | 546 5 | 75
CT | Montville | 546 | 6 |  | 2023 | ARP, MATS, RGGI, SIPNOX | 601740 | 1 | NPCC | New London County | CT011 | 11 | Electric Utility | 41.4281 | -72.1019 | Montville Power, LLC (Owner),Montville Power, LLC (Operator) | Phase 2 |  | Tangentially-fired | Residual Oil | [5 empty] | 1971-01-01 | Operating | 4658 | 6 (414.9) | 546 6 | 414.9
CT | Middletown | 562 | 2 |  | 2023 | ARP, RGGI, SIPNOX | 601740 | 1 | NPCC | Middlesex County | CT007 | 7 | Electric Utility | 41.5544 | -72.5793 | Middletown Power, LLC (Owner),Middletown Power, LLC (Operator) | Phase 2 |  | Dry bottom wall-fired boiler | Pipeline Natural Gas | Residual Oil |  | Overfire Air,Selective Non-catalytic Reduction | Electrostatic Precipitator |  | 1958-11-01 | Operating | 1380 | 2 (113.6) | 562 2 | 113.6 | Y
CT | Middletown | 562 | 3 |  | 2023 | ARP, RGGI, SIPNOX | 601740 | 1 | NPCC | Middlesex County | CT007 | 7 | Electric Utility | 41.5544 | -72.5793 | Middletown Power, LLC (Owner),Middletown Power, LLC (Operator) | Phase 2 |  | Cyclone boiler | Pipeline Natural Gas | Residual Oil |  | Water Injection,Selective Non-catalytic Reduction | Electrostatic Precipitator |  | 1964-12-01 | Operating | 2500 | 3 (239.4) | 562 3 | 239.4 | Y
CT | Middletown | 562 | 4 |  | 2023 | ARP, MATS, RGGI, SIPNOX | 601740 | 1 | NPCC | Middlesex County | CT007 | 7 | Electric Utility | 41.5544 | -72.5793 | Middletown Power, LLC (Owner),Middletown Power, LLC (Operator) | Phase 2 |  | Tangentially-fired | Residual Oil | [5 empty] | 1973-03-01 | Operating | 4684 | 4 (414.9) | 562 4 | 414.9
CT | Middletown | 562 | 12 |  | 2023 | ARP, RGGI, SIPNOX | 601740 | 1 | NPCC | Middlesex County | CT007 | 7 | Electric Utility | 41.5544 | -72.5793 | GenConn Middletown, LLC (Owner),Middletown Power, LLC (Operator) | Phase 2 |  | Combustion turbine | Diesel Oil | Pipeline Natural Gas |  | Selective Catalytic Reduction,Water Injection |  |  | 2011-04-15 | Operating | 474.9 | 12 (50) | 562 12 | 50 | Y
CT | Middletown | 562 | 13 |  | 2023 | ARP, RGGI, SIPNOX | 601740 | 1 | NPCC | Middlesex County | CT007 | 7 | Electric Utility | 41.5544 | -72.5793 | GenConn Middletown, LLC (Owner),Middletown Power, LLC (Operator) | Phase 2 |  | Combustion turbine | Diesel Oil | Pipeline Natural Gas |  | Selective Catalytic Reduction,Water Injection |  |  | 2011-04-05 | Operating | 474.9 | 13 (50) | 562 13 | 50 | Y
CT | Middletown | 562 | 14 |  | 2023 | ARP, RGGI, SIPNOX | 601740 | 1 | NPCC | Middlesex County | CT007 | 7 | Electric Utility | 41.5544 | -72.5793 | GenConn Middletown, LLC (Owner),Middletown Power, LLC (Operator) | Phase 2 |  | Combustion turbine | Diesel Oil | Pipeline Natural Gas |  | Selective Catalytic Reduction,Water Injection |  |  | 2011-05-08 | Operating | 474.9 | 14 (50) | 562 14 | 50 | Y
CT | Middletown | 562 | 15 |  | 2023 | ARP, RGGI, SIPNOX | 601740 | 1 | NPCC | Middlesex County | CT007 | 7 | Electric Utility | 41.5544 | -72.5793 | GenConn Middletown, LLC (Owner),Middletown Power, LLC (Operator) | Phase 2 |  | Combustion turbine | Diesel Oil | Pipeline Natural Gas |  | Water Injection,Selective Catalytic Reduction |  |  | 2011-05-08 | Operating | 474.9 | 15 (50) | 562 15 | 50 | Y
CT | South Meadow Station | 563 | 11A |  | 2023 | RGGI, SIPNOX | 2263 | 1 | NPCC | Hartford County | CT003 | 3 | Electric Utility | 41.7495 | -72.6524 | Connecticut Resources Recovery Authority (Owner),Northwest Generation Services (Northwest Utilities) (Operator) (Ended Jun 12, 2023),NAES Corporation (Operator) (Started Jun 12, 2023) |  |  | Combustion turbine | Diesel Oil | [5 empty] | 1970-08-01 | Operating (Retired 06/01/2023) | 266 | 11 (41.9) | 563 11A | 41.9
CT | South Meadow Station | 563 | 11B |  | 2023 | RGGI, SIPNOX | 2263 | 1 | NPCC | Hartford County | CT003 | 3 | Electric Utility | 41.7495 | -72.6524 | Connecticut Resources Recovery Authority (Owner),Northwest Generation Services (Northwest Utilities) (Operator) (Ended Jun 12, 2023),NAES Corporation (Operator) (Started Jun 12, 2023) |  |  | Combustion turbine | Diesel Oil | [5 empty] | 1970-08-01 | Operating (Retired 06/01/2023) | 266 | 11 (41.9) | 563 11B | 41.9
CT | South Meadow Station | 563 | 12A |  | 2023 | RGGI, SIPNOX | 2263 | 1 | NPCC | Hartford County | CT003 | 3 | Electric Utility | 41.7495 | -72.6524 | Connecticut Resources Recovery Authority (Owner),Northwest Generation Services (Northwest Utilities) (Operator) (Ended Jun 12, 2023),NAES Corporation (Operator) (Started Jun 12, 2023) |  |  | Combustion turbine | Diesel Oil | [5 empty] | 1970-08-01 | Operating (Retired 06/01/2023) | 266 | 12 (41.9) | 563 12A | 41.9
CT | South Meadow Station | 563 | 12B |  | 2023 | RGGI, SIPNOX | 2263 | 1 | NPCC | Hartford County | CT003 | 3 | Electric Utility | 41.7495 | -72.6524 | Connecticut Resources Recovery Authority (Owner),Northwest Generation Services (Northwest Utilities) (Operator) (Ended Jun 12, 2023),NAES Corporation (Operator) (Started Jun 12, 2023) |  |  | Combustion turbine | Diesel Oil | [5 empty] | 1970-08-01 | Operating (Retired 06/01/2023) | 266 | 12 (41.9) | 563 12B | 41.9
CT | South Meadow Station | 563 | 13A |  | 2023 | RGGI, SIPNOX | 2263 | 1 | NPCC | Hartford County | CT003 | 3 | Electric Utility | 41.7495 | -72.6524 | Connecticut Resources Recovery Authority (Owner),Northwest Generation Services (Northwest Utilities) (Operator) (Ended Jun 12, 2023),NAES Corporation (Operator) (Started Jun 12, 2023) |  |  | Combustion turbine | Diesel Oil | [5 empty] | 1970-08-01 | Operating (Retired 06/01/2023) | 266 | 13 (41.9) | 563 13A | 41.9
CT | South Meadow Station | 563 | 13B |  | 2023 | RGGI, SIPNOX | 2263 | 1 | NPCC | Hartford County | CT003 | 3 | Electric Utility | 41.7495 | -72.6524 | Connecticut Resources Recovery Authority (Owner),Northwest Generation Services (Northwest Utilities) (Operator) (Ended Jun 12, 2023),NAES Corporation (Operator) (Started Jun 12, 2023) |  |  | Combustion turbine | Diesel Oil | [5 empty] | 1970-08-01 | Operating (Retired 06/01/2023) | 266 | 13 (41.9) | 563 13B | 41.9
CT | South Meadow Station | 563 | 14A |  | 2023 | RGGI, SIPNOX | 2263 | 1 | NPCC | Hartford County | CT003 | 3 | Electric Utility | 41.7495 | -72.6524 | Connecticut Resources Recovery Authority (Owner),Northwest Generation Services (Northwest Utilities) (Operator) (Ended Jun 12, 2023),NAES Corporation (Operator) (Started Jun 12, 2023) |  |  | Combustion turbine | Diesel Oil | [5 empty] | 1970-08-01 | Operating (Retired 06/01/2023) | 266 | 14 (41.9) | 563 14A | 41.9
CT | South Meadow Station | 563 | 14B |  | 2023 | RGGI, SIPNOX | 2263 | 1 | NPCC | Hartford County | CT003 | 3 | Electric Utility | 41.7495 | -72.6524 | Connecticut Resources Recovery Authority (Owner),Northwest Generation Services (Northwest Utilities) (Operator) (Ended Jun 12, 2023),NAES Corporation (Operator) (Started Jun 12, 2023) |  |  | Combustion turbine | Diesel Oil | [5 empty] | 1970-08-01 | Operating (Retired 06/01/2023) | 266 | 14 (41.9) | 563 14B | 41.9
FL | Curtis H. Stanton Energy Center | 564 | 1 |  | 2023 | ARP, MATS | 609198 | 4 | SERC | Orange County | FL095 | 95 | Electric Utility | 28.4836 | -81.1686 | Florida Municipal Power Agency (Owner),Orlando Utilities Commission (Owner),Kissimmee Utility Authority (Owner),Orlando Utilities Commission (Operator) | Phase 2 | Phase 2 Group 1 | Dry bottom wall-fired boiler | Coal | Pipeline Natural Gas | Wet Lime FGD | Low NOx Burner Technology (Dry Bottom only) | Electrostatic Precipitator |  | 1987-05-12 | Operating | 5000 | 1 (464.6) | 564 1 | 464.6
FL | Curtis H. Stanton Energy Center | 564 | 2 |  | 2023 | ARP, MATS | 609198 | 4 | SERC | Orange County | FL095 | 95 | Electric Utility | 28.4836 | -81.1686 | Florida Municipal Power Agency (Owner),Orlando Utilities Commission (Owner),Orlando Utilities Commission (Operator) | Phase 2 |  | Dry bottom wall-fired boiler | Coal | Other Gas, Pipeline Natural Gas | Wet Lime FGD | Low NOx Burner Technology (Dry Bottom only),Selective Catalytic Reduction | Electrostatic Precipitator |  | 1996-03-29 | Operating | 5000 | 2 (464.6) | 564 2 | 464.6 | Y
FL | Curtis H. Stanton Energy Center | 564 | CCB |  | 2023 | ARP | 609198 | 4 | SERC | Orange County | FL095 | 95 | Electric Utility | 28.4836 | -81.1686 | Orlando Utilities Commission (Owner),Orlando Utilities Commission (Operator) | Phase 2 |  | Combined cycle | Pipeline Natural Gas | Diesel Oil |  | Dry Low NOx Burners,Water Injection,Selective Catalytic Reduction |  |  | 2009-10-27 | Operating | 2453 | B1 (203.2), B (129.8) | 564 CCB | 333 | Y
CT | Bridgeport Harbor Station | 568 | BHB5 |  | 2023 | ARP, RGGI, SIPNOX | 601740 | 1 | NPCC | Fairfield County | CT001 | 1 | Electric Utility | 41.1706 | -73.1843 | PSEG Power Connecticut, LLC (Owner) (Ended Apr 13, 2023),GB II Connecticut LLC (Owner) (Started Apr 13, 2023),PSEG Power Connecticut, LLC (Operator) (Ended Apr 13, 2023),Consolidated Asset Management Services, LLC (Operator) (Started Apr 13, 2023) | Phase 2 |  | Combined cycle | Pipeline Natural Gas | Diesel Oil |  | Dry Low NOx Burners,Water Injection,Selective Catalytic Reduction |  |  | 2019-05-09 | Operating | 3706 | 501 (375), 502 (200.6) | 568 BHB5 | 575.6 | Y
VT | J C McNeil | 589 | 1 |  | 2023 | ARP | 605223 | 1 | NPCC | Chittenden County | VT007 | 7 | Electric Utility | 44.4917 | -73.2081 | Burlington Electric Department (Owner),Central Vermont Public Service Corporation (Owner),Green Mountain Power Corporation (Owner),Montaup Electric Company (Owner),VT Public Power Supply Authority (Owner),Burlington Electric Department (Operator) | Phase 2 |  | Other boiler | Wood | Diesel Oil, Pipeline Natural Gas |  | Other | Cyclone,Electrostatic Precipitator |  | 1984-06-02 | Operating | 842 | 1 (50) | 589 1 | 50
DE | Christiana Substation | 591 | 11 |  | 2023 | RGGI, SIPNOX | 605947 | 3 |  | New Castle County | DE003 | 3 | Electric Utility | 39.7302 | -75.5371 | Calpine Mid-Atlantic Generation, LLC (Owner),Calpine Operating Services Company, Inc. (Operator) |  |  | Combustion turbine | Diesel Oil |  |  | Water Injection |  |  | 1973-11-01 | Operating | 391 | CH11 (26.6) | 591 11 | 26.6
DE | Christiana Substation | 591 | 14 |  | 2023 | RGGI, SIPNOX | 605947 | 3 |  | New Castle County | DE003 | 3 | Electric Utility | 39.7302 | -75.5371 | Calpine Mid-Atlantic Generation, LLC (Owner),Calpine Operating Services Company, Inc. (Operator) |  |  | Combustion turbine | Diesel Oil |  |  | Water Injection |  |  | 1973-11-01 | Operating | 391 | CH14 (26.6) | 591 14 | 26.6
DE | Edge Moor | 593 | 3 |  | 2023 | ARP, RGGI, SIPNOX | 605947 | 3 | MAAC | New Castle County | DE003 | 3 | Electric Utility | 39.7372 | -75.5033 | Calpine Mid-Atlantic Generation, LLC (Owner),Calpine Operating Services Company, Inc. (Operator) | Phase 2 | Phase 2 Group 1 | Tangentially-fired | Pipeline Natural Gas | Residual Oil |  | Selective Non-catalytic Reduction | Electrostatic Precipitator |  | 1954-12-01 | Operating | 1400 | 3 (75) | 593 3 | 75 | Y
DE | Edge Moor | 593 | 4 |  | 2023 | ARP, RGGI, SIPNOX | 605947 | 3 | MAAC | New Castle County | DE003 | 3 | Electric Utility | 39.7372 | -75.5033 | Calpine Mid-Atlantic Generation, LLC (Owner),Calpine Operating Services Company, Inc. (Operator) | Phase 2 | Phase 2 Group 1 | Tangentially-fired | Pipeline Natural Gas | Residual Oil |  | Low NOx Burner Technology w/ Separated OFA | Electrostatic Precipitator |  | 1966-04-01 | Operating | 1867 | 4 (176.8) | 593 4 | 176.8
DE | Edge Moor | 593 | 5 |  | 2023 | ARP, MATS, RGGI, SIPNOX | 605947 | 3 | MAAC | New Castle County | DE003 | 3 | Electric Utility | 39.7372 | -75.5033 | Calpine Mid-Atlantic Generation, LLC (Owner),Calpine Operating Services Company, Inc. (Operator) | Phase 2 |  | Dry bottom wall-fired boiler | Residual Oil | Pipeline Natural Gas |  | Low NOx Burner Technology w/ Overfire Air | Cyclone |  | 1973-08-01 | Operating | 4695 | 5 (446) | 593 5 | 446
DE | Indian River | 594 | 4 |  | 2023 | ARP, MATS, RGGI, SIPNOX | 608788 | 3 |  | Sussex County | DE005 | 5 | Electric Utility | 38.5857 | -75.2341 | Indian River Power, LLC (Owner),Indian River Power, LLC (Operator) | Phase 2 | Phase 2 Group 1 | Dry bottom turbo-fired boiler | Coal |  | Dry Lime FGD | Low NOx Burner Technology w/ Overfire Air,Selective Non-catalytic Reduction,Selective Catalytic Reduction | Electrostatic Precipitator |  | 1980-06-01 | Operating | 5091 | 4 (442.4) | 594 4 | 442.4 | Y
MD | Brandon Shores | 602 | 1 |  | 2023 | ARP, CSNOX, CSOSG3, CSSO2G1, MATS, RGGI | 606983 (Ended Jul 19, 2023), 606950 (Started Jul 19, 2023) | 3 | MAAC | Anne Arundel County | MD003 | 3 | Electric Utility | 39.1792 | -76.5383 | Raven Power Fort Smallwood LLC (Owner),Raven Power Fort Smallwood LLC (Operator) | Phase 2 | Phase 2 Group 1 | Dry bottom wall-fired boiler | Coal |  | Wet Lime FGD | Low NOx Burner Technology w/ Overfire Air,Selective Catalytic Reduction | Cyclone,Baghouse |  | 1984-05-15 | Operating | 8000 | 1 (785) | 602 1 | 785 | Y
MD | Brandon Shores | 602 | 2 |  | 2023 | ARP, CSNOX, CSOSG3, CSSO2G1, MATS, RGGI | 606983 (Ended Jul 19, 2023), 606950 (Started Jul 19, 2023) | 3 | MAAC | Anne Arundel County | MD003 | 3 | Electric Utility | 39.1792 | -76.5383 | Raven Power Fort Smallwood LLC (Owner),Raven Power Fort Smallwood LLC (Operator) | Phase 2 | Phase 2 Group 1 | Dry bottom wall-fired boiler | Coal |  | Wet Limestone | Low NOx Burner Technology w/ Overfire Air,Selective Catalytic Reduction | Cyclone,Baghouse |  | 1991-05-28 | Operating | 8000 | 2 (785) | 602 2 | 785 | Y
WA | Fredonia Generating Station | 607 | CT3 |  | 2023 | ARP | 610010 (Ended May 09, 2023), 610011 (Started May 09, 2023) | 10 |  | Skagit County | WA057 | 57 | Electric Utility | 48.4553 | -122.435 | Puget Sound Energy, Inc. (Owner),Puget Sound Energy, Inc. (Operator) | Phase 2 |  | Combustion turbine | Natural Gas | Diesel Oil |  | Water Injection,Selective Catalytic Reduction |  |  | 2001-07-08 | Operating | 675 | 3 (58.9) | 607 CT3 | 58.9 | Y
WA | Fredonia Generating Station | 607 | CT4 |  | 2023 | ARP | 610010 (Ended May 09, 2023), 610011 (Started May 09, 2023) | 10 |  | Skagit County | WA057 | 57 | Electric Utility | 48.4553 | -122.435 | Puget Sound Energy, Inc. (Owner),Puget Sound Energy, Inc. (Operator) | Phase 2 |  | Combustion turbine | Natural Gas | Diesel Oil |  | Water Injection,Selective Catalytic Reduction |  |  | 2001-07-15 | Operating | 675 | 4 (58.9) | 607 CT4 | 58.9 | Y
FL | Cape Canaveral | 609 | CCCT3A |  | 2023 | ARP | 606322 | 4 | SERC | Brevard County | FL009 | 9 | Electric Utility | 28.4694 | -80.7642 | Florida Power & Light Company (Owner),Florida Power & Light Company (Operator) | Phase 2 |  | Combined cycle | Pipeline Natural Gas | Diesel Oil |  | Dry Low NOx Burners,Water Injection,Selective Catalytic Reduction |  |  | 2012-12-16 | Operating | 3046 | 3A (265), 3ST (500) | 609 CCCT3A | 431.6667 | Y
FL | Cape Canaveral | 609 | CCCT3B |  | 2023 | ARP | 606322 | 4 | SERC | Brevard County | FL009 | 9 | Electric Utility | 28.4694 | -80.7642 | Florida Power & Light Company (Owner),Florida Power & Light Company (Operator) | Phase 2 |  | Combined cycle | Pipeline Natural Gas | Diesel Oil |  | Dry Low NOx Burners,Water Injection,Selective Catalytic Reduction |  |  | 2012-12-06 | Operating | 3046 | 3ST (500), 3B (265) | 609 CCCT3B | 431.6667 | Y
FL | Cape Canaveral | 609 | CCCT3C |  | 2023 | ARP | 606322 | 4 | SERC | Brevard County | FL009 | 9 | Electric Utility | 28.4694 | -80.7642 | Florida Power & Light Company (Owner),Florida Power & Light Company (Operator) | Phase 2 |  | Combined cycle | Pipeline Natural Gas | Diesel Oil |  | Dry Low NOx Burners,Water Injection,Selective Catalytic Reduction |  |  | 2012-11-23 | Operating | 3046 | 3ST (500), 3C (265) | 609 CCCT3C | 431.6667 | Y
FL | Fort Myers | 612 | FMCT2A |  | 2023 | ARP | 606322 | 4 |  | Lee County | FL071 | 71 | Electric Utility | 26.6967 | -81.7831 | Florida Power & Light Company (Owner),Florida Power & Light Company (Operator) | Phase 2 |  | Combined cycle | Pipeline Natural Gas |  |  | Dry Low NOx Burners |  |  | 2000-09-22 | Operating | 2190 | ST2 (402.1), 2A (188.2), ST1 (156.3) | 612 FMCT2A | 281.2667
FL | Fort Myers | 612 | FMCT2B |  | 2023 | ARP | 606322 | 4 |  | Lee County | FL071 | 71 | Electric Utility | 26.6967 | -81.7831 | Florida Power & Light Company (Owner),Florida Power & Light Company (Operator) | Phase 2 |  | Combined cycle | Pipeline Natural Gas |  |  | Dry Low NOx Burners |  |  | 2000-09-22 | Operating | 2190 | ST2 (402.1), 2B (188.2), ST1 (156.3) | 612 FMCT2B | 281.2667
FL | Fort Myers | 612 | FMCT2C |  | 2023 | ARP | 606322 | 4 |  | Lee County | FL071 | 71 | Electric Utility | 26.6967 | -81.7831 | Florida Power & Light Company (Owner),Florida Power & Light Company (Operator) | Phase 2 |  | Combined cycle | Pipeline Natural Gas |  |  | Dry Low NOx Burners |  |  | 2001-01-01 | Operating | 2190 | ST2 (402.1), 2C (188.2), ST1 (156.3) | 612 FMCT2C | 281.2667
FL | Fort Myers | 612 | FMCT2D |  | 2023 | ARP | 606322 | 4 |  | Lee County | FL071 | 71 | Electric Utility | 26.6967 | -81.7831 | Florida Power & Light Company (Owner),Florida Power & Light Company (Operator) | Phase 2 |  | Combined cycle | Pipeline Natural Gas |  |  | Dry Low NOx Burners |  |  | 2001-04-01 | Operating | 2190 | 2D (188.2), ST2 (402.1), ST1 (156.3) | 612 FMCT2D | 281.2667
FL | Fort Myers | 612 | FMCT2E |  | 2023 | ARP | 606322 | 4 |  | Lee County | FL071 | 71 | Electric Utility | 26.6967 | -81.7831 | Florida Power & Light Company (Owner),Florida Power & Light Company (Operator) | Phase 2 |  | Combined cycle | Pipeline Natural Gas |  |  | Dry Low NOx Burners |  |  | 2001-04-01 | Operating | 2190 | 2E (188.2), ST2 (402.1), ST1 (156.3) | 612 FMCT2E | 281.2667
FL | Fort Myers | 612 | FMCT2F |  | 2023 | ARP | 606322 | 4 |  | Lee County | FL071 | 71 | Electric Utility | 26.6967 | -81.7831 | Florida Power & Light Company (Owner),Florida Power & Light Company (Operator) | Phase 2 |  | Combined cycle | Pipeline Natural Gas |  |  | Dry Low NOx Burners |  |  | 2001-04-22 | Operating | 2190 | 2F (188.2), ST2 (402.1), ST1 (156.3) | 612 FMCT2F | 281.2667
FL | Fort Myers | 612 | PFM3A |  | 2023 | ARP | 606322 | 4 |  | Lee County | FL071 | 71 | Electric Utility | 26.6967 | -81.7831 | Florida Power & Light Company (Owner),Florida Power & Light Company (Operator) | Phase 2 |  | Combustion turbine | Pipeline Natural Gas | Diesel Oil |  | Dry Low NOx Burners,Water Injection |  |  | 2003-04-14 | Operating | 2093 | CT1 (188.2) | 612 PFM3A | 188.2
FL | Fort Myers | 612 | PFM3B |  | 2023 | ARP | 606322 | 4 |  | Lee County | FL071 | 71 | Electric Utility | 26.6967 | -81.7831 | Florida Power & Light Company (Owner),Florida Power & Light Company (Operator) | Phase 2 |  | Combustion turbine | Pipeline Natural Gas | Diesel Oil |  | Dry Low NOx Burners,Water Injection |  |  | 2003-03-18 | Operating | 2093 | CT2 (188.2) | 612 PFM3B | 188.2
FL | Fort Myers | 612 | PFM3C |  | 2023 | ARP | 606322 | 4 |  | Lee County | FL071 | 71 | Electric Utility | 26.6967 | -81.7831 | Florida Power & Light Company (Owner),Florida Power & Light Company (Operator) | Phase 2 |  | Combustion turbine | Pipeline Natural Gas | Diesel Oil |  | Dry Low NOx Burners,Water Injection |  |  | 2016-11-01 | Operating | 2454 | PFM3C (229.5) | 612 PFM3C | 229.5
FL | Fort Myers | 612 | PFM3D |  | 2023 | ARP | 606322 | 4 |  | Lee County | FL071 | 71 | Electric Utility | 26.6967 | -81.7831 | Florida Power & Light Company (Owner),Florida Power & Light Company (Operator) | Phase 2 |  | Combustion turbine | Pipeline Natural Gas | Diesel Oil |  | Dry Low NOx Burners,Water Injection |  |  | 2016-11-19 | Operating | 2454 | PFM3D (229.5) | 612 PFM3D | 229.5
FL | Lauderdale | 613 | PFL6A |  | 2023 | ARP | 606322 | 4 | SERC | Broward County | FL011 | 11 | Electric Utility | 26.0681 | -80.1983 | Florida Power & Light Company (Owner),Florida Power & Light Company (Operator) | Phase 2 |  | Combustion turbine | Pipeline Natural Gas | Diesel Oil |  | Dry Low NOx Burners,Water Injection |  |  | 2016-11-25 | Operating | 2454 | PFL6A (200) | 613 PFL6A | 200
FL | Lauderdale | 613 | PFL6B |  | 2023 | ARP | 606322 | 4 | SERC | Broward County | FL011 | 11 | Electric Utility | 26.0681 | -80.1983 | Florida Power & Light Company (Owner),Florida Power & Light Company (Operator) | Phase 2 |  | Combustion turbine | Pipeline Natural Gas | Diesel Oil |  | Dry Low NOx Burners,Water Injection |  |  | 2016-11-12 | Operating | 2454 | PFL6B (200) | 613 PFL6B | 200
FL | Lauderdale | 613 | PFL6C |  | 2023 | ARP | 606322 | 4 | SERC | Broward County | FL011 | 11 | Electric Utility | 26.0681 | -80.1983 | Florida Power & Light Company (Owner),Florida Power & Light Company (Operator) | Phase 2 |  | Combustion turbine | Pipeline Natural Gas | Diesel Oil |  | Dry Low NOx Burners,Water Injection |  |  | 2016-11-10 | Operating | 2454 | PFL6C (200) | 613 PFL6C | 200
FL | Lauderdale | 613 | PFL6D |  | 2023 | ARP | 606322 | 4 | SERC | Broward County | FL011 | 11 | Electric Utility | 26.0681 | -80.1983 | Florida Power & Light Company (Owner),Florida Power & Light Company (Operator) | Phase 2 |  | Combustion turbine | Pipeline Natural Gas | Diesel Oil |  | Dry Low NOx Burners,Water Injection |  |  | 2016-10-31 | Operating | 2454 | PFL6D (200) | 613 PFL6D | 200
FL | Lauderdale | 613 | PFL6E |  | 2023 | ARP | 606322 | 4 | SERC | Broward County | FL011 | 11 | Electric Utility | 26.0681 | -80.1983 | Florida Power & Light Company (Owner),Florida Power & Light Company (Operator) | Phase 2 |  | Combustion turbine | Pipeline Natural Gas | Diesel Oil |  | Dry Low NOx Burners,Water Injection |  |  | 2016-09-14 | Operating | 2454 | PFL6E (200) | 613 PFL6E | 200
FL | Lauderdale | 613 | PFL7A |  | 2023 | ARP, NSPS4T | 606322 | 4 | SERC | Broward County | FL011 | 11 | Electric Utility | 26.0681 | -80.1983 | Florida Power & Light Company (Owner),Florida Power & Light Company (Operator) | Phase 2 |  | Combined cycle | Pipeline Natural Gas | Diesel Oil |  | Dry Low NOx Burners,Selective Catalytic Reduction |  |  | 2022-01-28 | Operating | 4040 | 7GT1 (385.6), ST7 (391.8) | 613 PFL7A | 581.5 | Y
FL | Lauderdale | 613 | PFL7B |  | 2023 | ARP, NSPS4T | 606322 | 4 | SERC | Broward County | FL011 | 11 | Electric Utility | 26.0681 | -80.1983 | Florida Power & Light Company (Owner),Florida Power & Light Company (Operator) | Phase 2 |  | Combined cycle | Pipeline Natural Gas | Diesel Oil |  | Dry Low NOx Burners,Selective Catalytic Reduction |  |  | 2022-01-26 | Operating | 4040 | ST7 (391.8), 7GT2 (385.6) | 613 PFL7B | 581.5 | Y
FL | Port Everglades | 617 | PECT5A |  | 2023 | ARP | 606322 | 4 | SERC | Broward County | FL011 | 11 | Electric Utility | 26.0856 | -80.1253 | Florida Power & Light Company (Owner),Florida Power & Light Company (Operator) | Phase 2 |  | Combined cycle | Pipeline Natural Gas | Diesel Oil |  | Dry Low NOx Burners,Water Injection,Selective Catalytic Reduction |  |  | 2015-07-21 | Operating | 2700 | 5A (280), 5ST (454) | 617 PECT5A | 431.3333 | Y
FL | Port Everglades | 617 | PECT5B |  | 2023 | ARP | 606322 | 4 | SERC | Broward County | FL011 | 11 | Electric Utility | 26.0856 | -80.1253 | Florida Power & Light Company (Owner),Florida Power & Light Company (Operator) | Phase 2 |  | Combined cycle | Pipeline Natural Gas | Diesel Oil |  | Dry Low NOx Burners,Water Injection,Selective Catalytic Reduction |  |  | 2015-07-31 | Operating | 2700 | 5ST (454), 5B (280) | 617 PECT5B | 431.3333 | Y
FL | Port Everglades | 617 | PECT5C |  | 2023 | ARP | 606322 | 4 | SERC | Broward County | FL011 | 11 | Electric Utility | 26.0856 | -80.1253 | Florida Power & Light Company (Owner),Florida Power & Light Company (Operator) | Phase 2 |  | Combined cycle | Pipeline Natural Gas | Diesel Oil |  | Dry Low NOx Burners,Water Injection,Selective Catalytic Reduction |  |  | 2015-11-07 | Operating | 2700 | 5ST (454), 5C (280) | 617 PECT5C | 431.3333 | Y
FL | Riviera Beach Energy Center | 619 | RBCT5A |  | 2023 | ARP | 606322 | 4 | SERC | Palm Beach County | FL099 | 99 | Electric Utility | 26.7653 | -80.0528 | Florida Power & Light Company (Owner),Florida Power & Light Company (Operator) | Phase 2 |  | Combined cycle | Pipeline Natural Gas | Diesel Oil |  | Dry Low NOx Burners,Water Injection,Selective Catalytic Reduction |  |  | 2013-10-30 | Operating | 3046 | 5A (265), 5ST (500) | 619 RBCT5A | 431.6667 | Y
FL | Riviera Beach Energy Center | 619 | RBCT5B |  | 2023 | ARP | 606322 | 4 | SERC | Palm Beach County | FL099 | 99 | Electric Utility | 26.7653 | -80.0528 | Florida Power & Light Company (Owner),Florida Power & Light Company (Operator) | Phase 2 |  | Combined cycle | Pipeline Natural Gas | Diesel Oil |  | Dry Low NOx Burners,Water Injection,Selective Catalytic Reduction |  |  | 2013-10-08 | Operating | 3046 | 5ST (500), 5B (265) | 619 RBCT5B | 431.6667 | Y
FL | Riviera Beach Energy Center | 619 | RBCT5C |  | 2023 | ARP | 606322 | 4 | SERC | Palm Beach County | FL099 | 99 | Electric Utility | 26.7653 | -80.0528 | Florida Power & Light Company (Owner),Florida Power & Light Company (Operator) | Phase 2 |  | Combined cycle | Pipeline Natural Gas | Diesel Oil |  | Dry Low NOx Burners,Water Injection,Selective Catalytic Reduction |  |  | 2013-09-22 | Operating | 3046 | 5ST (500), 5C (265) | 619 RBCT5C | 431.6667 | Y
FL | Sanford | 620 | SNCT4A |  | 2023 | ARP | 606322 | 4 | SERC | Volusia County | FL127 | 127 | Electric Utility | 28.8419 | -81.3256 | Florida Power & Light Company (Owner),Florida Power & Light Company (Operator) | Phase 2 |  | Combined cycle | Pipeline Natural Gas |  |  | Dry Low NOx Burners |  |  | 2002-12-06 | Operating | 2070 | 4 (436.1), 4A (188.2) | 620 SNCT4A | 297.225
FL | Sanford | 620 | SNCT4B |  | 2023 | ARP | 606322 | 4 | SERC | Volusia County | FL127 | 127 | Electric Utility | 28.8419 | -81.3256 | Florida Power & Light Company (Owner),Florida Power & Light Company (Operator) | Phase 2 |  | Combined cycle | Pipeline Natural Gas |  |  | Dry Low NOx Burners |  |  | 2002-12-07 | Operating | 2070 | 4B (188.2), 4 (436.1) | 620 SNCT4B | 297.225
FL | Sanford | 620 | SNCT4C |  | 2023 | ARP | 606322 | 4 | SERC | Volusia County | FL127 | 127 | Electric Utility | 28.8419 | -81.3256 | Florida Power & Light Company (Owner),Florida Power & Light Company (Operator) | Phase 2 |  | Combined cycle | Pipeline Natural Gas |  |  | Dry Low NOx Burners |  |  | 2002-12-01 | Operating | 2070 | 4C (188.2), 4 (436.1) | 620 SNCT4C | 297.225
FL | Sanford | 620 | SNCT4D |  | 2023 | ARP | 606322 | 4 | SERC | Volusia County | FL127 | 127 | Electric Utility | 28.8419 | -81.3256 | Florida Power & Light Company (Owner),Florida Power & Light Company (Operator) | Phase 2 |  | Combined cycle | Pipeline Natural Gas |  |  | Dry Low NOx Burners |  |  | 2002-12-01 | Operating | 2070 | 4 (436.1), 4D (188.2) | 620 SNCT4D | 297.225
FL | Sanford | 620 | SNCT5A |  | 2023 | ARP | 606322 | 4 | SERC | Volusia County | FL127 | 127 | Electric Utility | 28.8419 | -81.3256 | Florida Power & Light Company (Owner),Florida Power & Light Company (Operator) | Phase 2 |  | Combined cycle | Pipeline Natural Gas |  |  | Dry Low NOx Burners |  |  | 2002-02-21 | Operating | 2110 | 5A (188.2), 5 (436.1) | 620 SNCT5A | 297.225
FL | Sanford | 620 | SNCT5B |  | 2023 | ARP | 606322 | 4 | SERC | Volusia County | FL127 | 127 | Electric Utility | 28.8419 | -81.3256 | Florida Power & Light Company (Owner),Florida Power & Light Company (Operator) | Phase 2 |  | Combined cycle | Pipeline Natural Gas |  |  | Dry Low NOx Burners |  |  | 2002-02-25 | Operating | 2010 | 5 (436.1), 5B (188.2) | 620 SNCT5B | 297.225
FL | Sanford | 620 | SNCT5C |  | 2023 | ARP | 606322 | 4 | SERC | Volusia County | FL127 | 127 | Electric Utility | 28.8419 | -81.3256 | Florida Power & Light Company (Owner),Florida Power & Light Company (Operator) | Phase 2 |  | Combined cycle | Pipeline Natural Gas |  |  | Dry Low NOx Burners |  |  | 2002-03-04 | Operating | 2070 | 5C (188.2), 5 (436.1) | 620 SNCT5C | 297.225
FL | Sanford | 620 | SNCT5D |  | 2023 | ARP | 606322 | 4 | SERC | Volusia County | FL127 | 127 | Electric Utility | 28.8419 | -81.3256 | Florida Power & Light Company (Owner),Florida Power & Light Company (Operator) | Phase 2 |  | Combined cycle | Pipeline Natural Gas |  |  | Dry Low NOx Burners |  |  | 2002-03-11 | Operating | 2080 | 5 (436.1), 5D (188.2) | 620 SNCT5D | 297.225
FL | Turkey Point | 621 | TPCT5A |  | 2023 | ARP | 606322 | 4 | SERC | Miami-Dade County | FL086 | 86 | Electric Utility | 25.4356 | -80.3308 | Florida Power & Light Company (Owner),Florida Power & Light Company (Operator) | Phase 2 |  | Combined cycle | Pipeline Natural Gas | Diesel Oil |  | Dry Low NOx Burners,Water Injection,Ammonia Injection,Selective Catalytic Reduction |  |  | 2006-12-20 | Operating | 2325 | 5CA (472), 5CTA (188.2) | 621 TPCT5A | 306.2 | Y
FL | Turkey Point | 621 | TPCT5B |  | 2023 | ARP | 606322 | 4 | SERC | Miami-Dade County | FL086 | 86 | Electric Utility | 25.4356 | -80.3308 | Florida Power & Light Company (Owner),Florida Power & Light Company (Operator) | Phase 2 |  | Combined cycle | Pipeline Natural Gas | Diesel Oil |  | Dry Low NOx Burners,Water Injection,Ammonia Injection,Selective Catalytic Reduction |  |  | 2006-12-27 | Operating | 2325 | 5CTB (188.2), 5CA (472) | 621 TPCT5B | 306.2 | Y
FL | Turkey Point | 621 | TPCT5C |  | 2023 | ARP | 606322 | 4 | SERC | Miami-Dade County | FL086 | 86 | Electric Utility | 25.4356 | -80.3308 | Florida Power & Light Company (Owner),Florida Power & Light Company (Operator) | Phase 2 |  | Combined cycle | Pipeline Natural Gas | Diesel Oil |  | Dry Low NOx Burners,Water Injection,Ammonia Injection,Selective Catalytic Reduction |  |  | 2006-12-12 | Operating | 2325 | 5CA (472), 5CTC (188.2) | 621 TPCT5C | 306.2 | Y
FL | Turkey Point | 621 | TPCT5D |  | 2023 | ARP | 606322 | 4 | SERC | Miami-Dade County | FL086 | 86 | Electric Utility | 25.4356 | -80.3308 | Florida Power & Light Company (Owner),Florida Power & Light Company (Operator) | Phase 2 |  | Combined cycle | Pipeline Natural Gas | Diesel Oil |  | Dry Low NOx Burners,Water Injection,Ammonia Injection,Selective Catalytic Reduction |  |  | 2006-12-04 | Operating | 2325 | 5CTD (188.2), 5CA (472) | 621 TPCT5D | 306.2 | Y
FL | Crystal River | 628 | 4 |  | 2023 | ARP, MATS | 610088 | 4 | FRCC | Citrus County | FL017 | 17 | Electric Utility | 28.9594 | -82.7003 | Duke Energy Florida, LLC (Owner),Duke Energy Florida, LLC (Operator) | Phase 2 | Early Election | Dry bottom wall-fired boiler | Coal |  | Wet Limestone | Low NOx Burner Technology (Dry Bottom only),Selective Catalytic Reduction | Wet Scrubber,Electrostatic Precipitator |  | 1982-12-01 | Operating | 9200 | ST4 (739.3) | 628 4 | 739.3 | Y
FL | Crystal River | 628 | 5 |  | 2023 | ARP, MATS | 610088 | 4 | FRCC | Citrus County | FL017 | 17 | Electric Utility | 28.9594 | -82.7003 | Duke Energy Florida, LLC (Owner),Duke Energy Florida, LLC (Operator) | Phase 2 | Early Election | Dry bottom wall-fired boiler | Coal |  | Wet Lime FGD | Low NOx Burner Technology (Dry Bottom only),Selective Catalytic Reduction | Wet Scrubber,Electrostatic Precipitator |  | 1984-10-01 | Operating | 9932 | 5 (739.3) | 628 5 | 739.3 | Y
FL | Crystal River | 628 | 1GTA |  | 2023 | ARP, NSPS4T | 610088 | 4 | FRCC | Citrus County | FL017 | 17 | Electric Utility | 28.9594 | -82.7003 | Duke Energy Florida, LLC (Owner),Duke Energy Florida, LLC (Operator) | Phase 2 |  | Combined cycle | Pipeline Natural Gas |  |  | Selective Catalytic Reduction |  |  | 2018-08-27 | Operating | 3292 | 1GTA (310.3), CC1ST (364.7) | 628 1GTA | 492.65 | Y
FL | Crystal River | 628 | 1GTB |  | 2023 | ARP, NSPS4T | 610088 | 4 | FRCC | Citrus County | FL017 | 17 | Electric Utility | 28.9594 | -82.7003 | Duke Energy Florida, LLC (Owner),Duke Energy Florida, LLC (Operator) | Phase 2 |  | Combined cycle | Pipeline Natural Gas |  |  | Selective Catalytic Reduction |  |  | 2018-08-23 | Operating | 3292 | 1GTB (310.3), CC1ST (364.7) | 628 1GTB | 492.65 | Y
FL | Crystal River | 628 | 2GTA |  | 2023 | ARP, NSPS4T | 610088 | 4 | FRCC | Citrus County | FL017 | 17 | Electric Utility | 28.9594 | -82.7003 | Duke Energy Florida, LLC (Owner),Duke Energy Florida, LLC (Operator) | Phase 2 |  | Combined cycle | Pipeline Natural Gas |  |  | Selective Catalytic Reduction |  |  | 2018-10-07 | Operating | 3292 | 2GTA (310.3), CC2ST (364.7) | 628 2GTA | 492.65 | Y
FL | Crystal River | 628 | 2GTB |  | 2023 | ARP, NSPS4T | 610088 | 4 | FRCC | Citrus County | FL017 | 17 | Electric Utility | 28.9594 | -82.7003 | Duke Energy Florida, LLC (Owner),Duke Energy Florida, LLC (Operator) | Phase 2 |  | Combined cycle | Pipeline Natural Gas |  |  | Selective Catalytic Reduction |  |  | 2018-10-16 | Operating | 3292 | CC2ST (364.7), 2GTB (310.3) | 628 2GTB | 492.65 | Y
FL | P L Bartow | 634 | 4A |  | 2023 | ARP | 610088 | 4 | FRCC | Pinellas County | FL103 | 103 | Electric Utility | 27.8613 | -82.6012 | Duke Energy Florida, LLC (Owner),Duke Energy Florida, LLC (Operator) | Phase 2 |  | Combined cycle | Pipeline Natural Gas | Diesel Oil |  | Dry Low NOx Burners,Water Injection,Selective Catalytic Reduction |  |  | 2008-12-05 | Operating | 2610 | 4ST (420), 4AGT (215) | 634 4A | 320 | Y
FL | P L Bartow | 634 | 4B |  | 2023 | ARP | 610088 | 4 | FRCC | Pinellas County | FL103 | 103 | Electric Utility | 27.8613 | -82.6012 | Duke Energy Florida, LLC (Owner),Duke Energy Florida, LLC (Operator) | Phase 2 |  | Combined cycle | Pipeline Natural Gas | Diesel Oil |  | Dry Low NOx Burners,Water Injection,Selective Catalytic Reduction |  |  | 2008-11-05 | Operating | 2610 | 4BGT (215), 4ST (420) | 634 4B | 320 | Y
FL | P L Bartow | 634 | 4C |  | 2023 | ARP | 610088 | 4 | FRCC | Pinellas County | FL103 | 103 | Electric Utility | 27.8613 | -82.6012 | Duke Energy Florida, LLC (Owner),Duke Energy Florida, LLC (Operator) | Phase 2 |  | Combined cycle | Pipeline Natural Gas | Diesel Oil |  | Dry Low NOx Burners,Water Injection,Selective Catalytic Reduction |  |  | 2008-11-19 | Operating | 2610 | 4CGT (215), 4ST (420) | 634 4C | 320 | Y
FL | P L Bartow | 634 | 4D |  | 2023 | ARP | 610088 | 4 | FRCC | Pinellas County | FL103 | 103 | Electric Utility | 27.8613 | -82.6012 | Duke Energy Florida, LLC (Owner),Duke Energy Florida, LLC (Operator) | Phase 2 |  | Combined cycle | Pipeline Natural Gas | Diesel Oil |  | Dry Low NOx Burners,Water Injection,Selective Catalytic Reduction |  |  | 2008-12-20 | Operating | 2610 | 4DGT (215), 4ST (420) | 634 4D | 320 | Y
FL | Gulf Clean Energy Center | 641 | 4 | CS45 | 2023 | ARP | 606322 | 4 |  | Escambia County | FL033 | 33 | Electric Utility | 30.5661 | -87.2289 | Florida Power & Light Company (Owner),Florida Power & Light Company (Operator) | Phase 2 | Phase 1 Group 1 | Tangentially-fired | Pipeline Natural Gas | [5 empty] | 1959-07-01 | Operating | 1097 | 4 (93.8) | 641 4 | 93.8
FL | Gulf Clean Energy Center | 641 | 5 | CS45 | 2023 | ARP | 606322 | 4 |  | Escambia County | FL033 | 33 | Electric Utility | 30.5661 | -87.2289 | Florida Power & Light Company (Owner),Florida Power & Light Company (Operator) | Phase 2 | Phase 1 Group 1 | Tangentially-fired | Pipeline Natural Gas | [5 empty] | 1961-06-01 | Operating | 1097 | 5 (93.8) | 641 5 | 93.8
FL | Gulf Clean Energy Center | 641 | 6 | CS67 | 2023 | ARP | 606322 | 4 |  | Escambia County | FL033 | 33 | Electric Utility | 30.5661 | -87.2289 | Florida Power & Light Company (Owner),Florida Power & Light Company (Operator) | Table 1 | Phase 1 Group 1 | Dry bottom wall-fired boiler | Pipeline Natural Gas | [5 empty] | 1970-05-01 | Operating | 3705 | 6 (369.8) | 641 6 | 369.8
FL | Gulf Clean Energy Center | 641 | 7 | CS67 | 2023 | ARP | 606322 | 4 |  | Escambia County | FL033 | 33 | Electric Utility | 30.5661 | -87.2289 | Florida Power & Light Company (Owner),Florida Power & Light Company (Operator) | Table 1 | Phase 1 Group 1 | Dry bottom wall-fired boiler | Pipeline Natural Gas | [5 empty] | 1973-08-01 | Operating | 6406 | 7 (578) | 641 7 | 578
FL | Gulf Clean Energy Center | 641 | 8A |  | 2023 | ARP | 606322 | 4 |  | Escambia County | FL033 | 33 | Electric Utility | 30.5661 | -87.2289 | Florida Power & Light Company (Owner),Florida Power & Light Company (Operator) | Phase 2 |  | Combustion turbine | Pipeline Natural Gas | Diesel Oil |  | Dry Low NOx Burners,Water Injection |  |  | 2021-10-23 | Operating | 2474.4 | 8A (225) | 641 8A | 225
FL | Gulf Clean Energy Center | 641 | 8B |  | 2023 | ARP | 606322 | 4 |  | Escambia County | FL033 | 33 | Electric Utility | 30.5661 | -87.2289 | Florida Power & Light Company (Owner),Florida Power & Light Company (Operator) | Phase 2 |  | Combustion turbine | Pipeline Natural Gas | Diesel Oil |  | Dry Low NOx Burners,Water Injection |  |  | 2021-10-01 | Operating | 2474.4 | 8B (225) | 641 8B | 225
FL | Gulf Clean Energy Center | 641 | 8C |  | 2023 | ARP | 606322 | 4 |  | Escambia County | FL033 | 33 | Electric Utility | 30.5661 | -87.2289 | Florida Power & Light Company (Owner),Florida Power & Light Company (Operator) | Phase 2 |  | Combustion turbine | Pipeline Natural Gas | Diesel Oil |  | Dry Low NOx Burners,Water Injection |  |  | 2021-09-17 | Operating | 2474.4 | 8C (225) | 641 8C | 225
FL | Gulf Clean Energy Center | 641 | 8D |  | 2023 | ARP | 606322 | 4 |  | Escambia County | FL033 | 33 | Electric Utility | 30.5661 | -87.2289 | Florida Power & Light Company (Owner),Florida Power & Light Company (Operator) | Phase 2 |  | Combustion turbine | Pipeline Natural Gas | Diesel Oil |  | Dry Low NOx Burners,Water Injection |  |  | 2021-11-07 | Operating | 2474.4 | 8D (225) | 641 8D | 225
FL | Lansing Smith Generating Plant | 643 | 4 |  | 2023 | ARP | 606322 | 4 |  | Bay County | FL005 | 5 | Electric Utility | 30.2689 | -85.7003 | Florida Power & Light Company (Owner),Florida Power & Light Company (Operator) | Phase 2 |  | Combined cycle | Pipeline Natural Gas |  |  | Dry Low NOx Burners |  |  | 2002-01-16 | Operating | 2918.3 | 3A (203.2), 3S (213.3) | 643 4 | 309.85
FL | Lansing Smith Generating Plant | 643 | 5 |  | 2023 | ARP | 606322 | 4 |  | Bay County | FL005 | 5 | Electric Utility | 30.2689 | -85.7003 | Florida Power & Light Company (Owner),Florida Power & Light Company (Operator) | Phase 2 |  | Combined cycle | Pipeline Natural Gas |  |  | Dry Low NOx Burners |  |  | 2002-01-12 | Operating | 2918.3 | 3S (213.3), 3B (203.2) | 643 5 | 309.85
FL | Big Bend | 645 | BB03 |  | 2023 | ARP, MATS | 602607 | 4 | FRCC | Hillsborough County | FL057 | 57 | Electric Utility | 27.7944 | -82.4036 | Tampa Electric Company (Owner),Tampa Electric Company (Operator) | Table 1 | Phase 2 Group 2 | Wet bottom turbo-fired boiler | Pipeline Natural Gas | Coal | Wet Limestone (Retired Apr 26, 2023) | Other,Ammonia Injection,Selective Catalytic Reduction (Retired Apr 26, 2023) | Electrostatic Precipitator (Retired Apr 26, 2023) |  | 1976-05-01 | Operating (Retired 04/26/2023) | 5600 | ST3 (445.5) | 645 BB03 | 445.5 | Y
FL | Big Bend | 645 | BB04 |  | 2023 | ARP, MATS | 602607 | 4 | FRCC | Hillsborough County | FL057 | 57 | Electric Utility | 27.7944 | -82.4036 | Tampa Electric Company (Owner),Tampa Electric Company (Operator) | Phase 2 | Phase 1 Group 1 | Tangentially-fired | Coal | Pipeline Natural Gas | Wet Limestone | Low NOx Burner Technology w/ Separated OFA,Ammonia Injection,Selective Catalytic Reduction | Electrostatic Precipitator |  | 1985-02-01 | Operating | 6300 | ST4 (486) | 645 BB04 | 486 | Y
FL | Big Bend | 645 | BB05 |  | 2023 | ARP, NSPS4T | 602607 | 4 | FRCC | Hillsborough County | FL057 | 57 | Electric Utility | 27.7944 | -82.4036 | Tampa Electric Company (Owner),Tampa Electric Company (Operator) | Phase 2 |  | Combined cycle | Pipeline Natural Gas |  |  | Selective Catalytic Reduction,Dry Low NOx Burners |  |  | 2021-09-28 | Operating | 3462 | GT5 (392), BBST1 (445.5) | 645 BB05 | 614.75 | Y
FL | Big Bend | 645 | BB06 |  | 2023 | ARP, NSPS4T | 602607 | 4 | FRCC | Hillsborough County | FL057 | 57 | Electric Utility | 27.7944 | -82.4036 | Tampa Electric Company (Owner),Tampa Electric Company (Operator) | Phase 2 |  | Combined cycle | Pipeline Natural Gas |  |  | Selective Catalytic Reduction,Dry Low NOx Burners |  |  | 2021-09-21 | Operating | 3462 | BBST1 (445.5), GT6 (392) | 645 BB06 | 614.75 | Y
FL | Big Bend | 645 | CT4A |  | 2023 | ARP | 602607 | 4 | FRCC | Hillsborough County | FL057 | 57 | Electric Utility | 27.7944 | -82.4036 | Tampa Electric Company (Owner),Tampa Electric Company (Operator) | Phase 2 |  | Combustion turbine | Pipeline Natural Gas | Diesel Oil |  | Water Injection |  |  | 2009-08-06 | Operating | 572 | GT4 (62) | 645 CT4A | 62
FL | Big Bend | 645 | CT4B |  | 2023 | ARP | 602607 | 4 | FRCC | Hillsborough County | FL057 | 57 | Electric Utility | 27.7944 | -82.4036 | Tampa Electric Company (Owner),Tampa Electric Company (Operator) | Phase 2 |  | Combustion turbine | Pipeline Natural Gas | Diesel Oil |  | Water Injection |  |  | 2009-08-06 | Operating | 572 | GT4 (62) | 645 CT4B | 62
FL | Deerhaven | 663 | B1 |  | 2023 | ARP | 605542 | 4 | FRCC | Alachua County | FL001 | 1 | Electric Utility | 29.7586 | -82.3883 | Gainesville Regional Utilities (Owner),Gainesville Regional Utilities (Operator) | Phase 2 |  | Dry bottom wall-fired boiler | Pipeline Natural Gas | Residual Oil |  |  |  |  | 1972-08-01 | Operating | 960 | 1 (75) | 663 B1 | 75
FL | Deerhaven | 663 | B2 |  | 2023 | ARP, MATS | 605542 | 4 | FRCC | Alachua County | FL001 | 1 | Electric Utility | 29.7586 | -82.3883 | Gainesville Regional Utilities (Owner),Gainesville Regional Utilities (Operator) | Phase 2 | Early Election | Dry bottom wall-fired boiler | Coal | Pipeline Natural Gas | Dry Lime FGD | Selective Catalytic Reduction,Overfire Air | Electrostatic Precipitator |  | 1981-10-01 | Operating | 2700 | 2 (250.8) | 663 B2 | 250.8 | Y
FL | Deerhaven | 663 | CT3 |  | 2023 | ARP | 605542 | 4 | FRCC | Alachua County | FL001 | 1 | Electric Utility | 29.7586 | -82.3883 | Gainesville Regional Utilities (Owner),Gainesville Regional Utilities (Operator) | Phase 2 |  | Combustion turbine | Pipeline Natural Gas | Diesel Oil |  | Dry Low NOx Burners,Water Injection |  |  | 1996-01-01 | Operating | 1100 | GT3 (96.1) | 663 CT3 | 96.1
FL | J R Kelly | 664 | CC1 |  | 2023 | ARP | 605542 | 4 | FRCC | Alachua County | FL001 | 1 | Electric Utility | 29.6467 | -82.3219 | Gainesville Regional Utilities (Owner),Gainesville Regional Utilities (Operator) | Phase 2 |  | Combined cycle | Pipeline Natural Gas |  |  | Dry Low NOx Burners |  |  | 2001-02-17 | Operating | 1121 | CT04 (96.1), 8-2 (45.5), 8 (50) | 664 CC1 | 191.6
FL | J D Kennedy | 666 | 7 |  | 2023 | ARP | 605471 | 4 | SERC | Duval County | FL031 | 31 | Electric Utility | 30.3644 | -81.6236 | JEA (Owner),JEA (Operator) | Phase 2 |  | Combustion turbine | Pipeline Natural Gas | Diesel Oil |  | Dry Low NOx Burners,Water Injection |  |  | 2000-07-30 | Operating | 1822 | GT37 (185) | 666 7 | 185
FL | J D Kennedy | 666 | CT8 |  | 2023 | ARP | 605471 | 4 | SERC | Duval County | FL031 | 31 | Electric Utility | 30.3644 | -81.6236 | JEA (Owner),JEA (Operator) | Phase 2 |  | Combustion turbine | Pipeline Natural Gas | Diesel Oil |  | Dry Low NOx Burners,Water Injection |  |  | 2009-04-18 | Operating | 1989 | GT38 (185) | 666 CT8 | 185
FL | Northside | 667 | 3 |  | 2023 | ARP | 605471 | 4 |  | Duval County | FL031 | 31 | Electric Utility | 30.4172 | -81.5525 | JEA (Owner),JEA (Operator) | Phase 2 |  | Dry bottom wall-fired boiler | Pipeline Natural Gas | Other Gas, Residual Oil |  | Low NOx Burner Technology (Dry Bottom only) |  |  | 1977-06-28 | Operating | 5925 | ST3 (563.7) | 667 3 | 563.7
FL | Northside | 667 | 1A |  | 2023 | ARP, MATS | 605471 | 4 |  | Duval County | FL031 | 31 | Electric Utility | 30.4172 | -81.5525 | JEA (Owner),JEA (Operator) | Phase 2 |  | Circulating fluidized bed boiler | Coal | Petroleum Coke, Wood | Dry Lime FGD | Selective Non-catalytic Reduction | Baghouse |  | 2002-04-22 | Operating | 3523.9 | 1 (297.5) | 667 1A | 297.5 | Y
FL | Northside | 667 | 2A |  | 2023 | ARP, MATS | 605471 | 4 |  | Duval County | FL031 | 31 | Electric Utility | 30.4172 | -81.5525 | JEA (Owner),JEA (Operator) | Phase 2 |  | Circulating fluidized bed boiler | Coal | Petroleum Coke, Wood | Dry Lime FGD | Selective Non-catalytic Reduction | Baghouse |  | 2002-02-19 | Operating | 3273.2 | 2 (297.5) | 667 2A | 297.5 | Y
FL | Tom G Smith | 673 | S-3 |  | 2023 | ARP | 608745 | 4 | SERC | Palm Beach County | FL099 | 99 | Electric Utility | 26.6125 | -80.0678 | City of Lake Worth Utilities (Owner),City of Lake Worth Utilities (Operator) | Phase 2 |  | Dry bottom wall-fired boiler | Pipeline Natural Gas | Residual Oil |  |  |  |  | 1967-11-01 | Operating | 357 | S3 (26.5) | 673 S-3 | 26.5
FL | Charles Larsen Memorial Power Plant | 675 | **8 |  | 2023 | ARP | 605107 (Ended Apr 25, 2023), 609551 (Started Apr 25, 2023)(Ended Jun 02, 2023), 610687 (Started Jun 02, 2023) | 4 |  | Polk County | FL105 | 105 | Electric Utility | 28.0491 | -81.9238 | City of Lakeland - Lakeland Electric (Owner),City of Lakeland - Lakeland Electric (Operator) | Phase 2 |  | Combined cycle | Pipeline Natural Gas | Diesel Oil |  | Water Injection |  |  | 1992-07-01 | Operating | 1055 | 5 (25), 8 (101.5) | 675 **8 | 126.5
FL | C D McIntosh Jr Power Plant | 676 | 5 |  | 2023 | ARP | 605107 (Ended Apr 25, 2023), 609551 (Started Apr 25, 2023)(Ended Jun 02, 2023), 610687 (Started Jun 02, 2023) | 4 |  | Polk County | FL105 | 105 | Electric Utility | 28.0809 | -81.9256 | City of Lakeland - Lakeland Electric (Owner),City of Lakeland - Lakeland Electric (Operator) | Phase 2 |  | Combined cycle | Pipeline Natural Gas |  |  | Selective Catalytic Reduction |  |  | 1999-07-01 | Operating | 2798 | 5CT (249), 5ST (120) | 676 5 | 369 | Y
FL | C D McIntosh Jr Power Plant | 676 | MGT2 |  | 2023 | ARP | 605107 (Ended Apr 25, 2023), 609551 (Started Apr 25, 2023)(Ended Jun 02, 2023), 610687 (Started Jun 02, 2023) | 4 |  | Polk County | FL105 | 105 | Electric Utility | 28.0809 | -81.9256 | City of Lakeland - Lakeland Electric (Owner),City of Lakeland - Lakeland Electric (Operator) | Phase 2 |  | Combustion turbine | Pipeline Natural Gas | Diesel Oil |  | Water Injection |  |  | 2020-03-26 | Operating | 1776 | GT2 (135) | 676 MGT2 | 135
FL | Indian River (683) | 683 | **C |  | 2023 | ARP | 609198 | 4 | SERC | Brevard County | FL009 | 9 | Electric Utility | 28.4933 | -80.7825 | Florida Municipal Power Agency (Owner),Orlando Utilities Commission (Owner),Orlando Utilities Commission (Operator) | Phase 2 |  | Combustion turbine | Pipeline Natural Gas | Diesel Oil |  | Water Injection |  |  | 1991-11-01 | Operating | 1354 | C (130) | 683 **C | 130
FL | Indian River (683) | 683 | **D |  | 2023 | ARP | 609198 | 4 | SERC | Brevard County | FL009 | 9 | Electric Utility | 28.4933 | -80.7825 | Florida Municipal Power Agency (Owner),Orlando Utilities Commission (Owner),Orlando Utilities Commission (Operator) | Phase 2 |  | Combustion turbine | Pipeline Natural Gas | Diesel Oil |  | Water Injection |  |  | 1991-11-01 | Operating | 1354 | D (130) | 683 **D | 130
FL | Arvah B Hopkins | 688 | 2A |  | 2023 | ARP | 608028 | 4 | FRCC | Leon County | FL073 | 73 | Electric Utility | 30.4522 | -84.4 | City of Tallahassee (Owner),City of Tallahassee (Operator) | Phase 2 |  | Combined cycle | Pipeline Natural Gas | Diesel Oil |  | Dry Low NOx Burners,Water Injection,Selective Catalytic Reduction |  |  | 2008-05-09 | Operating | 2844 | CT2A (187.5), 2 (259.3) | 688 2A | 446.8 | Y
FL | Arvah B Hopkins | 688 | HC3 |  | 2023 | ARP | 608028 | 4 | FRCC | Leon County | FL073 | 73 | Electric Utility | 30.4522 | -84.4 | City of Tallahassee (Owner),City of Tallahassee (Operator) | Phase 2 |  | Combustion turbine | Pipeline Natural Gas | Diesel Oil |  | Water Injection,Selective Catalytic Reduction |  |  | 2005-08-02 | Operating | 500 | GT3 (60.5) | 688 HC3 | 60.5 | Y
FL | Arvah B Hopkins | 688 | HC4 |  | 2023 | ARP | 608028 | 4 | FRCC | Leon County | FL073 | 73 | Electric Utility | 30.4522 | -84.4 | City of Tallahassee (Owner),City of Tallahassee (Operator) | Phase 2 |  | Combustion turbine | Pipeline Natural Gas | Diesel Oil |  | Water Injection,Selective Catalytic Reduction |  |  | 2005-09-29 | Operating | 500 | GT4 (60.5) | 688 HC4 | 60.5 | Y
FL | S O Purdom | 689 | 8 |  | 2023 | ARP | 608028 | 4 | FRCC | Wakulla County | FL129 | 129 | Electric Utility | 30.1619 | -84.2014 | City of Tallahassee (Owner),City of Tallahassee (Operator) | Phase 2 |  | Combined cycle | Pipeline Natural Gas | Diesel Oil |  | Dry Low NOx Burners,Water Injection |  |  | 2000-06-24 | Operating | 2044.2 | 9 (87), 8 (160) | 689 8 | 247
GA | Bowen | 703 | 1BLR | MS1BYP, MS1FGD | 2023 | ARP, CSNOX, CSOSG1, CSSO2G2, MATS | 609716 (Ended May 09, 2023), 610669 (Started May 09, 2023) | 4 | SERC | Bartow County | GA015 | 15 | Electric Utility | 34.1256 | -84.9192 | Georgia Power Company (Owner),Georgia Power Company (Operator) | Table 1 | Phase 1 Group 1 | Tangentially-fired | Coal |  | Wet Lime FGD | Low NOx Burner Technology w/ Separated OFA,Selective Catalytic Reduction | Electrostatic Precipitator | Additives to Enhance PAC and Existing Equipment Performance,Halogenated PAC Sorbent Injection | 1971-10-21 | Operating | 8437 | 1 (805.8) | 703 1BLR | 805.8 | Y
GA | Bowen | 703 | 2BLR | MS2BYP, MS2FGD | 2023 | ARP, CSNOX, CSOSG1, CSSO2G2, MATS | 609716 (Ended May 09, 2023), 610669 (Started May 09, 2023) | 4 | SERC | Bartow County | GA015 | 15 | Electric Utility | 34.1256 | -84.9192 | Georgia Power Company (Owner),Georgia Power Company (Operator) | Table 1 | Phase 1 Group 1 | Tangentially-fired | Coal |  | Wet Lime FGD | Low NOx Burner Technology w/ Separated OFA,Selective Catalytic Reduction | Electrostatic Precipitator | Additives to Enhance PAC and Existing Equipment Performance,Halogenated PAC Sorbent Injection | 1972-09-26 | Operating | 7917 | 2 (788.8) | 703 2BLR | 788.8 | Y
GA | Bowen | 703 | 3BLR | MS3BYP, MS3FGD | 2023 | ARP, CSNOX, CSOSG1, CSSO2G2, MATS | 609716 (Ended May 09, 2023), 610669 (Started May 09, 2023) | 4 | SERC | Bartow County | GA015 | 15 | Electric Utility | 34.1256 | -84.9192 | Georgia Power Company (Owner),Georgia Power Company (Operator) | Table 1 | Phase 1 Group 1 | Tangentially-fired | Coal |  | Wet Lime FGD | Low NOx Burner Technology w/ Separated OFA,Selective Catalytic Reduction | Electrostatic Precipitator | Additives to Enhance PAC and Existing Equipment Performance | 1974-12-11 | Operating | 9492 | 3 (952) | 703 3BLR | 952 | Y
GA | Bowen | 703 | 4BLR | MS4BYP, MS4FGD | 2023 | ARP, CSNOX, CSOSG1, CSSO2G2, MATS | 609716 (Ended May 09, 2023), 610669 (Started May 09, 2023) | 4 | SERC | Bartow County | GA015 | 15 | Electric Utility | 34.1256 | -84.9192 | Georgia Power Company (Owner),Georgia Power Company (Operator) | Table 1 | Phase 1 Group 1 | Tangentially-fired | Coal |  | Wet Lime FGD | Low NOx Burner Technology w/ Separated OFA,Selective Catalytic Reduction | Electrostatic Precipitator | Additives to Enhance PAC and Existing Equipment Performance,Halogenated PAC Sorbent Injection | 1975-11-14 | Operating | 9446 | 4 (952) | 703 4BLR | 952 | Y
GA | Jack McDonough | 710 | 3AA |  | 2023 | CSNOX, CSOSG1, CSSO2G2 | 609716 (Ended May 09, 2023), 610669 (Started May 09, 2023) | 4 | SERC | Cobb County | GA067 | 67 | Electric Utility | 33.8244 | -84.475 | Georgia Power Company (Owner),Georgia Power Company (Operator) |  |  | Combustion turbine | Diesel Oil | Pipeline Natural Gas |  |  |  |  | 1971-05-29 | Operating | 252 | 3A (41.8) | 710 3AA | 41.8
GA | Jack McDonough | 710 | 3AB |  | 2023 | CSNOX, CSOSG1, CSSO2G2 | 609716 (Ended May 09, 2023), 610669 (Started May 09, 2023) | 4 | SERC | Cobb County | GA067 | 67 | Electric Utility | 33.8244 | -84.475 | Georgia Power Company (Owner),Georgia Power Company (Operator) |  |  | Combustion turbine | Diesel Oil | Pipeline Natural Gas |  |  |  |  | 1971-05-29 | Operating | 252 | 3A (41.8) | 710 3AB | 41.8
GA | Jack McDonough | 710 | 3BA |  | 2023 | CSNOX, CSOSG1, CSSO2G2 | 609716 (Ended May 09, 2023), 610669 (Started May 09, 2023) | 4 | SERC | Cobb County | GA067 | 67 | Electric Utility | 33.8244 | -84.475 | Georgia Power Company (Owner),Georgia Power Company (Operator) |  |  | Combustion turbine | Diesel Oil | Pipeline Natural Gas |  |  |  |  | 1971-05-29 | Operating | 252 | 3B (41.8) | 710 3BA | 41.8
GA | Jack McDonough | 710 | 3BB |  | 2023 | CSNOX, CSOSG1, CSSO2G2 | 609716 (Ended May 09, 2023), 610669 (Started May 09, 2023) | 4 | SERC | Cobb County | GA067 | 67 | Electric Utility | 33.8244 | -84.475 | Georgia Power Company (Owner),Georgia Power Company (Operator) |  |  | Combustion turbine | Diesel Oil | Pipeline Natural Gas |  |  |  |  | 1971-05-29 | Operating | 252 | 3B (41.8) | 710 3BB | 41.8
GA | Jack McDonough | 710 | 4A |  | 2023 | ARP, CSNOX, CSOSG1, CSSO2G2 | 609716 (Ended May 09, 2023), 610669 (Started May 09, 2023) | 4 | SERC | Cobb County | GA067 | 67 | Electric Utility | 33.8244 | -84.475 | Georgia Power Company (Owner),Georgia Power Company (Operator) | Phase 2 |  | Combined cycle | Pipeline Natural Gas | Diesel Oil |  | Dry Low NOx Burners,Water Injection,Selective Catalytic Reduction |  |  | 2011-07-12 | Operating | 3612 | 4 (375), CT4A (232.5) | 710 4A | 420 | Y
GA | Jack McDonough | 710 | 4B |  | 2023 | ARP, CSNOX, CSOSG1, CSSO2G2 | 609716 (Ended May 09, 2023), 610669 (Started May 09, 2023) | 4 | SERC | Cobb County | GA067 | 67 | Electric Utility | 33.8244 | -84.475 | Georgia Power Company (Owner),Georgia Power Company (Operator) | Phase 2 |  | Combined cycle | Pipeline Natural Gas |  |  | Dry Low NOx Burners,Selective Catalytic Reduction |  |  | 2011-07-28 | Operating | 3612 | CT4B (232.5), 4 (375) | 710 4B | 420 | Y
GA | Jack McDonough | 710 | 5A |  | 2023 | ARP, CSNOX, CSOSG1, CSSO2G2 | 609716 (Ended May 09, 2023), 610669 (Started May 09, 2023) | 4 | SERC | Cobb County | GA067 | 67 | Electric Utility | 33.8244 | -84.475 | Georgia Power Company (Owner),Georgia Power Company (Operator) | Phase 2 |  | Combined cycle | Pipeline Natural Gas | Diesel Oil |  | Dry Low NOx Burners,Water Injection,Selective Catalytic Reduction |  |  | 2012-02-24 | Operating | 3612 | 5 (375), 5ACT (232.5) | 710 5A | 420 | Y
GA | Jack McDonough | 710 | 5B |  | 2023 | ARP, CSNOX, CSOSG1, CSSO2G2 | 609716 (Ended May 09, 2023), 610669 (Started May 09, 2023) | 4 | SERC | Cobb County | GA067 | 67 | Electric Utility | 33.8244 | -84.475 | Georgia Power Company (Owner),Georgia Power Company (Operator) | Phase 2 |  | Combined cycle | Pipeline Natural Gas |  |  | Dry Low NOx Burners,Selective Catalytic Reduction |  |  | 2012-02-24 | Operating | 3612 | 5 (375), 5BCT (232.5) | 710 5B | 420 | Y
GA | Jack McDonough | 710 | 6A |  | 2023 | ARP, CSNOX, CSOSG1, CSSO2G2 | 609716 (Ended May 09, 2023), 610669 (Started May 09, 2023) | 4 | SERC | Cobb County | GA067 | 67 | Electric Utility | 33.8244 | -84.475 | Georgia Power Company (Owner),Georgia Power Company (Operator) | Phase 2 |  | Combined cycle | Pipeline Natural Gas |  |  | Dry Low NOx Burners,Selective Catalytic Reduction |  |  | 2012-06-15 | Operating | 3612 | 6ACT (232.5), 6 (375) | 710 6A | 420 | Y
GA | Jack McDonough | 710 | 6B |  | 2023 | ARP, CSNOX, CSOSG1, CSSO2G2 | 609716 (Ended May 09, 2023), 610669 (Started May 09, 2023) | 4 | SERC | Cobb County | GA067 | 67 | Electric Utility | 33.8244 | -84.475 | Georgia Power Company (Owner),Georgia Power Company (Operator) | Phase 2 |  | Combined cycle | Pipeline Natural Gas |  |  | Dry Low NOx Burners,Selective Catalytic Reduction |  |  | 2012-07-06 | Operating | 3612 | 6 (375), 6BCT (232.5) | 710 6B | 420 | Y
GA | McManus | 715 | 3A |  | 2023 | CSNOX, CSOSG1, CSSO2G2 | 609716 (Ended May 09, 2023), 610669 (Started May 09, 2023) | 4 | SERC | Glynn County | GA127 | 127 | Electric Utility | 31.2125 | -81.5458 | Georgia Power Company (Owner),Georgia Power Company (Operator) |  |  | Combustion turbine | Diesel Oil | [5 empty] | 1972-01-09 | Operating | 724 | 3A (55.4) | 715 3A | 55.4
GA | McManus | 715 | 3B |  | 2023 | CSNOX, CSOSG1, CSSO2G2 | 609716 (Ended May 09, 2023), 610669 (Started May 09, 2023) | 4 | SERC | Glynn County | GA127 | 127 | Electric Utility | 31.2125 | -81.5458 | Georgia Power Company (Owner),Georgia Power Company (Operator) |  |  | Combustion turbine | Diesel Oil | [5 empty] | 1972-01-13 | Operating | 724 | 3B (55.4) | 715 3B | 55.4
GA | McManus | 715 | 3C |  | 2023 | CSNOX, CSOSG1, CSSO2G2 | 609716 (Ended May 09, 2023), 610669 (Started May 09, 2023) | 4 | SERC | Glynn County | GA127 | 127 | Electric Utility | 31.2125 | -81.5458 | Georgia Power Company (Owner),Georgia Power Company (Operator) |  |  | Combustion turbine | Diesel Oil | [5 empty] | 1972-01-28 | Operating | 724 | 3C (55.4) | 715 3C | 55.4
GA | McManus | 715 | 4A |  | 2023 | CSNOX, CSOSG1, CSSO2G2 | 609716 (Ended May 09, 2023), 610669 (Started May 09, 2023) | 4 | SERC | Glynn County | GA127 | 127 | Electric Utility | 31.2125 | -81.5458 | Georgia Power Company (Owner),Georgia Power Company (Operator) |  |  | Combustion turbine | Diesel Oil | [5 empty] | 1972-12-20 | Operating | 724 | 4A (55.4) | 715 4A | 55.4
GA | McManus | 715 | 4B |  | 2023 | CSNOX, CSOSG1, CSSO2G2 | 609716 (Ended May 09, 2023), 610669 (Started May 09, 2023) | 4 | SERC | Glynn County | GA127 | 127 | Electric Utility | 31.2125 | -81.5458 | Georgia Power Company (Owner),Georgia Power Company (Operator) |  |  | Combustion turbine | Diesel Oil | [5 empty] | 1972-12-20 | Operating | 724 | 4B (55.4) | 715 4B | 55.4
GA | McManus | 715 | 4C |  | 2023 | CSNOX, CSOSG1, CSSO2G2 | 609716 (Ended May 09, 2023), 610669 (Started May 09, 2023) | 4 | SERC | Glynn County | GA127 | 127 | Electric Utility | 31.2125 | -81.5458 | Georgia Power Company (Owner),Georgia Power Company (Operator) |  |  | Combustion turbine | Diesel Oil | [5 empty] | 1972-12-20 | Operating | 724 | 4C (55.4) | 715 4C | 55.4
GA | McManus | 715 | 4D |  | 2023 | CSNOX, CSOSG1, CSSO2G2 | 609716 (Ended May 09, 2023), 610669 (Started May 09, 2023) | 4 | SERC | Glynn County | GA127 | 127 | Electric Utility | 31.2125 | -81.5458 | Georgia Power Company (Owner),Georgia Power Company (Operator) |  |  | Combustion turbine | Diesel Oil | [5 empty] | 1972-12-20 | Operating | 724 | 4D (55.4) | 715 4D | 55.4
GA | McManus | 715 | 4E |  | 2023 | CSNOX, CSOSG1, CSSO2G2 | 609716 (Ended May 09, 2023), 610669 (Started May 09, 2023) | 4 | SERC | Glynn County | GA127 | 127 | Electric Utility | 31.2125 | -81.5458 | Georgia Power Company (Owner),Georgia Power Company (Operator) |  |  | Combustion turbine | Diesel Oil | [5 empty] | 1972-12-20 | Operating | 724 | 4E (55.4) | 715 4E | 55.4
GA | McManus | 715 | 4F |  | 2023 | CSNOX, CSOSG1, CSSO2G2 | 609716 (Ended May 09, 2023), 610669 (Started May 09, 2023) | 4 | SERC | Glynn County | GA127 | 127 | Electric Utility | 31.2125 | -81.5458 | Georgia Power Company (Owner),Georgia Power Company (Operator) |  |  | Combustion turbine | Diesel Oil | [5 empty] | 1972-12-20 | Operating | 724 | 4F (55.4) | 715 4F | 55.4
GA | Yates | 728 | Y6BR |  | 2023 | ARP, CSNOX, CSOSG1, CSSO2G2 | 609716 (Ended May 09, 2023), 610669 (Started May 09, 2023) | 4 | SERC | Coweta County | GA077 | 77 | Electric Utility | 33.4622 | -84.8986 | Georgia Power Company (Owner),Georgia Power Company (Operator) | Table 1 | Phase 1 Group 1 | Tangentially-fired | Pipeline Natural Gas |  |  | Low NOx Burner Technology w/ Separated OFA,Other |  |  | 1974-07-23 | Operating | 4183 | 6 (403.8) | 728 Y6BR | 403.8
GA | Yates | 728 | Y7BR |  | 2023 | ARP, CSNOX, CSOSG1, CSSO2G2 | 609716 (Ended May 09, 2023), 610669 (Started May 09, 2023) | 4 | SERC | Coweta County | GA077 | 77 | Electric Utility | 33.4622 | -84.8986 | Georgia Power Company (Owner),Georgia Power Company (Operator) | Table 1 | Phase 1 Group 1 | Tangentially-fired | Pipeline Natural Gas |  |  | Low NOx Burner Technology w/ Separated OFA,Other |  |  | 1974-04-08 | Operating | 3996 | 7 (403.8) | 728 Y7BR | 403.8
OK | Ponca | 762 | 2 |  | 2023 | ARP, CSOSG2 | 884 | 6 | SPP | Kay County | OK071 | 71 | Electric Utility | 36.7205 | -97.0868 | Oklahoma Municipal Power Authority (Owner),Oklahoma Municipal Power Authority (Operator) | Phase 2 |  | Dry bottom wall-fired boiler | Pipeline Natural Gas | [5 empty] | 1977-10-01 | Operating | 493 | 2 (48) | 762 2 | 48
OK | Ponca | 762 | 3 |  | 2023 | ARP, CSOSG2 | 884 | 6 | SPP | Kay County | OK071 | 71 | Electric Utility | 36.7205 | -97.0868 | Oklahoma Municipal Power Authority (Owner),Oklahoma Municipal Power Authority (Operator) | Phase 2 |  | Combined cycle | Pipeline Natural Gas | Diesel Oil |  | Water Injection |  |  | 1995-06-01 | Operating | 725 | 1 (20.2), 3 (54) | 762 3 | 74.2
OK | Ponca | 762 | 4 |  | 2023 | ARP, CSOSG2 | 884 | 6 | SPP | Kay County | OK071 | 71 | Electric Utility | 36.7205 | -97.0868 | Oklahoma Municipal Power Authority (Owner),Oklahoma Municipal Power Authority (Operator) | Phase 2 |  | Combustion turbine | Pipeline Natural Gas |  |  | Water Injection |  |  | 2003-06-06 | Operating | 409.8 | 4 (60.5) | 762 4 | 60.5
IL | Grand Tower Energy Center, LLC | 862 | CT01 |  | 2023 | ARP, CSNOX, CSOSG3, CSSO2G1 | 608968 | 5 | SERC | Jackson County | IL077 | 77 | Electric Utility | 37.6578 | -89.5119 | Grand Tower Energy Center, LLC (Owner),Grand Tower Energy Center, LLC (Operator) | Phase 2 |  | Combined cycle | Pipeline Natural Gas |  |  | Dry Low NOx Burners |  |  | 2001-05-09 | Operating | 2347 | 1 (248), 3 (85.7) | 862 CT01 | 333.7
IL | Grand Tower Energy Center, LLC | 862 | CT02 |  | 2023 | ARP, CSNOX, CSOSG3, CSSO2G1 | 608968 | 5 | SERC | Jackson County | IL077 | 77 | Electric Utility | 37.6578 | -89.5119 | Grand Tower Energy Center, LLC (Owner),Grand Tower Energy Center, LLC (Operator) | Phase 2 |  | Combined cycle | Pipeline Natural Gas |  |  | Dry Low NOx Burners |  |  | 2001-08-08 | Operating | 2383 | 4 (113.6), 2 (200) | 862 CT02 | 313.6
IL | Joliet 9 | 874 | 5 |  | 2023 | ARP, CSNOX, CSOSG3, CSSO2G1 | 610077 | 5 | MAIN | Will County | IL197 | 197 | Electric Utility | 41.4947 | -88.125 | Midwest Generation EME, LLC (Owner),Midwest Generation EME, LLC (Operator) | Phase 2 | Phase 2 Group 2 | Cyclone boiler | Pipeline Natural Gas |  |  | Combustion Modification/Fuel Reburning,Overfire Air,Selective Non-catalytic Reduction | Electrostatic Precipitator |  | 1959-06-12 | Operating (Retired 06/01/2023) | 4239 | 6 (360.4) | 874 5 | 360.4 | Y
IL | Kincaid Generating Station | 876 | 1 | CS0102 | 2023 | ARP, CSNOX, CSOSG3, CSSO2G1, MATS | 603383 | 5 | MAIN | Christian County | IL021 | 21 | Electric Utility | 39.5906 | -89.4964 | Kincaid Generation, LLC (Owner),Kincaid Generation, LLC (Operator) | Table 1 | Phase 2 Group 2 | Cyclone boiler | Coal |  | Dry Sorbent Injection | Overfire Air,Selective Catalytic Reduction | Electrostatic Precipitator | Additives to Enhance PAC and Existing Equipment Performance | 1967-06-07 | Operating | 6634 | 1 (659.5) | 876 1 | 659.5 | Y
IL | Kincaid Generating Station | 876 | 2 | CS0102 | 2023 | ARP, CSNOX, CSOSG3, CSSO2G1, MATS | 603383 | 5 | MAIN | Christian County | IL021 | 21 | Electric Utility | 39.5906 | -89.4964 | Kincaid Generation, LLC (Owner),Kincaid Generation, LLC (Operator) | Table 1 | Phase 2 Group 2 | Cyclone boiler | Coal |  | Dry Sorbent Injection | Overfire Air,Selective Catalytic Reduction | Electrostatic Precipitator | Additives to Enhance PAC and Existing Equipment Performance | 1968-06-10 | Operating | 6406 | 2 (659.5) | 876 2 | 659.5 | Y
IL | Powerton | 879 | 51 | CS0506 | 2023 | ARP, CSNOX, CSOSG3, CSSO2G1, MATS | 610303 | 5 | MAIN | Tazewell County | IL179 | 179 | Electric Utility | 40.5408 | -89.6786 | Midwest Generation EME, LLC (Owner),Midwest Generation EME, LLC (Operator) | Phase 2 | Phase 2 Group 2 | Cyclone boiler | Coal |  |  | Overfire Air,Selective Non-catalytic Reduction | Electrostatic Precipitator | Halogenated PAC Sorbent Injection | 1973-07-11 | Operating | 5400 | 5 (892.8) | 879 51 | 892.8 | Y
IL | Powerton | 879 | 52 | CS0506 | 2023 | ARP, CSNOX, CSOSG3, CSSO2G1, MATS | 610303 | 5 | MAIN | Tazewell County | IL179 | 179 | Electric Utility | 40.5408 | -89.6786 | Midwest Generation EME, LLC (Owner),Midwest Generation EME, LLC (Operator) | Phase 2 | Phase 2 Group 2 | Cyclone boiler | Coal |  |  | Overfire Air,Selective Non-catalytic Reduction | Electrostatic Precipitator | Halogenated PAC Sorbent Injection | 1973-07-11 | Operating | 5400 | 5 (892.8) | 879 52 | 892.8 | Y
IL | Powerton | 879 | 61 | CS0506 | 2023 | ARP, CSNOX, CSOSG3, CSSO2G1, MATS | 610303 | 5 | MAIN | Tazewell County | IL179 | 179 | Electric Utility | 40.5408 | -89.6786 | Midwest Generation EME, LLC (Owner),Midwest Generation EME, LLC (Operator) | Phase 2 | Phase 2 Group 2 | Cyclone boiler | Coal |  | Dry Sorbent Injection | Overfire Air,Selective Non-catalytic Reduction | Electrostatic Precipitator | Halogenated PAC Sorbent Injection | 1976-09-07 | Operating | 5400 | 6 (892.8) | 879 61 | 892.8 | Y
IL | Powerton | 879 | 62 | CS0506 | 2023 | ARP, CSNOX, CSOSG3, CSSO2G1, MATS | 610303 | 5 | MAIN | Tazewell County | IL179 | 179 | Electric Utility | 40.5408 | -89.6786 | Midwest Generation EME, LLC (Owner),Midwest Generation EME, LLC (Operator) | Phase 2 | Phase 2 Group 2 | Cyclone boiler | Coal |  | Dry Sorbent Injection | Overfire Air,Selective Non-catalytic Reduction | Electrostatic Precipitator | Halogenated PAC Sorbent Injection | 1976-09-07 | Operating | 5400 | 6 (892.8) | 879 62 | 892.8 | Y
IL | Waukegan | 883 | 311 |  | 2023 | CSNOX, CSOSG3, CSSO2G1 | 610077 | 5 |  | Lake County | IL097 | 97 | Electric Utility | 42.3833 | -87.8133 | Midwest Generation LLC (Owner),Midwest Generation LLC (Operator) |  |  | Combustion turbine | Diesel Oil | [5 empty] | 1968-07-11 | Operating | 553 | 311 (38) | 883 311 | 38
IL | Waukegan | 883 | 312 |  | 2023 | CSNOX, CSOSG3, CSSO2G1 | 610077 | 5 |  | Lake County | IL097 | 97 | Electric Utility | 42.3833 | -87.8133 | Midwest Generation LLC (Owner),Midwest Generation LLC (Operator) |  |  | Combustion turbine | Diesel Oil | [5 empty] | 1968-07-11 | Operating | 553 | 312 (38) | 883 312 | 38
IL | Waukegan | 883 | 321 |  | 2023 | CSNOX, CSOSG3, CSSO2G1 | 610077 | 5 |  | Lake County | IL097 | 97 | Electric Utility | 42.3833 | -87.8133 | Midwest Generation LLC (Owner),Midwest Generation LLC (Operator) |  |  | Combustion turbine | Diesel Oil | [5 empty] | 1968-07-11 | Operating | 553 | 321 (38) | 883 321 | 38
IL | Waukegan | 883 | 322 |  | 2023 | CSNOX, CSOSG3, CSSO2G1 | 610077 | 5 |  | Lake County | IL097 | 97 | Electric Utility | 42.3833 | -87.8133 | Midwest Generation LLC (Owner),Midwest Generation LLC (Operator) |  |  | Combustion turbine | Diesel Oil | [5 empty] | 1968-07-11 | Operating | 553 | 322 (38) | 883 322 | 38
IL | Fisk | 886 | 311 |  | 2023 | CSNOX, CSOSG3, CSSO2G1 | 610077 | 5 | MAIN | Cook County | IL031 | 31 | Small Power Producer | 41.8508 | -87.6533 | Midwest Generation LLC (Owner),Midwest Generation LLC (Operator) |  |  | Combustion turbine | Diesel Oil | [5 empty] | 1968-07-11 | Operating | 479.3 | 311 (38) | 886 311 | 38
IL | Fisk | 886 | 312 |  | 2023 | CSNOX, CSOSG3, CSSO2G1 | 610077 | 5 | MAIN | Cook County | IL031 | 31 | Small Power Producer | 41.8508 | -87.6533 | Midwest Generation LLC (Owner),Midwest Generation LLC (Operator) |  |  | Combustion turbine | Diesel Oil | [5 empty] | 1968-07-11 | Operating | 479.3 | 312 (38) | 886 312 | 38
IL | Fisk | 886 | 321 |  | 2023 | CSNOX, CSOSG3, CSSO2G1 | 610077 | 5 | MAIN | Cook County | IL031 | 31 | Small Power Producer | 41.8508 | -87.6533 | Midwest Generation LLC (Owner),Midwest Generation LLC (Operator) |  |  | Combustion turbine | Diesel Oil | [5 empty] | 1968-07-11 | Operating | 479.3 | 321 (38) | 886 321 | 38
IL | Fisk | 886 | 322 |  | 2023 | CSNOX, CSOSG3, CSSO2G1 | 610077 | 5 | MAIN | Cook County | IL031 | 31 | Small Power Producer | 41.8508 | -87.6533 | Midwest Generation LLC (Owner),Midwest Generation LLC (Operator) |  |  | Combustion turbine | Diesel Oil | [5 empty] | 1968-07-11 | Operating | 479.3 | 322 (38) | 886 322 | 38
IL | Fisk | 886 | 331 |  | 2023 | CSNOX, CSOSG3, CSSO2G1 | 610077 | 5 | MAIN | Cook County | IL031 | 31 | Small Power Producer | 41.8508 | -87.6533 | Midwest Generation LLC (Owner),Midwest Generation LLC (Operator) |  |  | Combustion turbine | Diesel Oil | [5 empty] | 1968-07-11 | Operating | 479.3 | 331 (38) | 886 331 | 38
IL | Fisk | 886 | 332 |  | 2023 | CSNOX, CSOSG3, CSSO2G1 | 610077 | 5 | MAIN | Cook County | IL031 | 31 | Small Power Producer | 41.8508 | -87.6533 | Midwest Generation LLC (Owner),Midwest Generation LLC (Operator) |  |  | Combustion turbine | Diesel Oil | [5 empty] | 1968-07-11 | Operating | 479.3 | 332 (38) | 886 332 | 38
IL | Fisk | 886 | 341 |  | 2023 | CSNOX, CSOSG3, CSSO2G1 | 610077 | 5 | MAIN | Cook County | IL031 | 31 | Small Power Producer | 41.8508 | -87.6533 | Midwest Generation LLC (Owner),Midwest Generation LLC (Operator) |  |  | Combustion turbine | Diesel Oil | [5 empty] | 1968-07-11 | Operating | 479.3 | 341 (38) | 886 341 | 38
IL | Fisk | 886 | 342 |  | 2023 | CSNOX, CSOSG3, CSSO2G1 | 610077 | 5 | MAIN | Cook County | IL031 | 31 | Small Power Producer | 41.8508 | -87.6533 | Midwest Generation LLC (Owner),Midwest Generation LLC (Operator) |  |  | Combustion turbine | Diesel Oil | [5 empty] | 1968-07-11 | Operating | 479.3 | 342 (22.8) | 886 342 | 22.8
IL | Baldwin Energy Complex | 889 | 1 |  | 2023 | ARP, CSNOX, CSOSG3, CSSO2G1, MATS | 603383 | 5 | MAIN | Randolph County | IL157 | 157 | Electric Utility | 38.205 | -89.855 | Dynegy Midwest Generation Inc. (Owner),Dynegy Midwest Generation Inc. (Operator) | Table 1 | Phase 2 Group 2 | Cyclone boiler | Coal | Residual Oil | Dry Lime FGD | Overfire Air,Selective Catalytic Reduction | Baghouse,Electrostatic Precipitator |  | 1970-07-13 | Operating | 7000 | 1 (623.05) | 889 1 | 623.05 | Y
IL | Baldwin Energy Complex | 889 | 2 |  | 2023 | ARP, CSNOX, CSOSG3, CSSO2G1, MATS | 603383 | 5 | MAIN | Randolph County | IL157 | 157 | Electric Utility | 38.205 | -89.855 | Dynegy Midwest Generation Inc. (Owner),Dynegy Midwest Generation Inc. (Operator) | Table 1 | Phase 2 Group 2 | Cyclone boiler | Coal | Residual Oil | Dry Lime FGD | Overfire Air,Selective Catalytic Reduction | Baghouse,Electrostatic Precipitator |  | 1973-05-21 | Operating | 6500 | 2 (634.5) | 889 2 | 634.5 | Y
IL | Venice | 913 | CT03 |  | 2023 | ARP, CSNOX, CSOSG3, CSSO2G1 | 607655 | 5 | MAIN | Madison County | IL119 | 119 | Electric Utility | 38.6642 | -90.1764 | Union Electric Company (Owner),Union Electric Company (Operator) | Phase 2 |  | Combustion turbine | Pipeline Natural Gas |  |  | Dry Low NOx Burners,Water Injection |  |  | 2005-05-28 | Operating | 2121 | GT3 (200) | 913 CT03 | 200
IL | Venice | 913 | CT04 |  | 2023 | ARP, CSNOX, CSOSG3, CSSO2G1 | 607655 | 5 | MAIN | Madison County | IL119 | 119 | Electric Utility | 38.6642 | -90.1764 | Union Electric Company (Owner),Union Electric Company (Operator) | Phase 2 |  | Combustion turbine | Pipeline Natural Gas |  |  | Dry Low NOx Burners,Water Injection |  |  | 2005-05-24 | Operating | 2121 | GT4 (200) | 913 CT04 | 200
IL | Venice | 913 | CT05 |  | 2023 | ARP, CSNOX, CSOSG3, CSSO2G1 | 607655 | 5 | MAIN | Madison County | IL119 | 119 | Electric Utility | 38.6642 | -90.1764 | Union Electric Company (Owner),Union Electric Company (Operator) | Phase 2 |  | Combustion turbine | Pipeline Natural Gas |  |  | Dry Low NOx Burners,Water Injection |  |  | 2005-10-19 | Operating | 1524 | GT5 (125) | 913 CT05 | 125
IL | Venice | 913 | CT2A |  | 2023 | ARP, CSNOX, CSOSG3, CSSO2G1 | 607655 | 5 | MAIN | Madison County | IL119 | 119 | Electric Utility | 38.6642 | -90.1764 | Union Electric Company (Owner),Union Electric Company (Operator) | Phase 2 |  | Combustion turbine | Pipeline Natural Gas | Diesel Oil |  | Water Injection |  |  | 2002-05-10 | Operating | 305 | GT2 (61) | 913 CT2A | 61
IL | Venice | 913 | CT2B |  | 2023 | ARP, CSNOX, CSOSG3, CSSO2G1 | 607655 | 5 | MAIN | Madison County | IL119 | 119 | Electric Utility | 38.6642 | -90.1764 | Union Electric Company (Owner),Union Electric Company (Operator) | Phase 2 |  | Combustion turbine | Pipeline Natural Gas | Diesel Oil |  | Water Injection |  |  | 2002-05-10 | Operating | 305 | GT2 (61) | 913 CT2B | 61
IL | Dallman | 963 | 4 |  | 2023 | ARP, CSNOX, CSOSG3, CSSO2G1, MATS | 602221 | 5 | MAIN | Sangamon County | IL167 | 167 | Electric Utility | 39.7539 | -89.6011 | City of Springfield, IL (Owner),City of Springfield, IL (Operator) | Phase 2 |  | Wet bottom wall-fired boiler | Coal | Pipeline Natural Gas | Wet Limestone | Selective Catalytic Reduction | Baghouse,Electrostatic Precipitator |  | 2009-05-11 | Operating | 2291 | 4 (230.1) | 963 4 | 230.1 | Y
IL | Dallman | 963 | 33 |  | 2023 | ARP, CSNOX, CSOSG3, CSSO2G1, MATS | 602221 | 5 | MAIN | Sangamon County | IL167 | 167 | Electric Utility | 39.7539 | -89.6011 | City of Springfield, IL (Owner),City of Springfield, IL (Operator) | Phase 2 | Early Election | Tangentially-fired | Coal |  | Wet Limestone | Selective Catalytic Reduction | Electrostatic Precipitator |  | 1978-06-11 | Operating | 1900 | 3 (207.4) | 963 33 | 207.4 | Y
IL | Marion | 976 | 5 |  | 2023 | ARP, CSNOX, CSOSG3, CSSO2G1 | 1778 | 5 | SERC | Williamson County | IL199 | 199 | Electric Utility | 37.6206 | -88.955 | Southern Illinois Power Cooperative (Owner),Southern Illinois Power Cooperative (Operator) | Phase 2 |  | Combustion turbine | Pipeline Natural Gas | Diesel Oil |  | Dry Low NOx Burners,Water Injection |  |  | 2003-05-26 | Operating | 856 | 5 (83) | 976 5 | 83
IL | Marion | 976 | 6 |  | 2023 | ARP, CSNOX, CSOSG3, CSSO2G1 | 1778 | 5 | SERC | Williamson County | IL199 | 199 | Electric Utility | 37.6206 | -88.955 | Southern Illinois Power Cooperative (Owner),Southern Illinois Power Cooperative (Operator) | Phase 2 |  | Combustion turbine | Pipeline Natural Gas | Diesel Oil |  | Dry Low NOx Burners,Water Injection |  |  | 2003-07-01 | Operating | 856 | 6 (83) | 976 6 | 83
IL | Marion | 976 | 123 |  | 2023 | ARP, CSNOX, CSOSG3, CSSO2G1, MATS | 1778 | 5 | SERC | Williamson County | IL199 | 199 | Electric Utility | 37.6206 | -88.955 | Southern Illinois Power Cooperative (Owner),Southern Illinois Power Cooperative (Operator) | Phase 2 |  | Circulating fluidized bed boiler | Coal | Refuse, Wood | Fluidized Bed Limestone Injection | Selective Non-catalytic Reduction | Baghouse |  | 2003-06-11 | Operating | 1805 | 1 (33), 2 (33), 3 (33) | 976 123 | 99 | Y
IN | Clifty Creek | 983 | 1 | CS013 | 2023 | ARP, CSNOX, CSOSG3, CSSO2G1, MATS | 606502 | 5 | ECAR | Jefferson County | IN077 | 77 | Electric Utility | 38.7383 | -85.4192 | Indiana-Kentucky Electric Corporation (Owner),Indiana-Kentucky Electric Corporation (Operator) | Table 1 | Phase 2 Group 2 | Wet bottom wall-fired boiler | Coal |  | Wet Lime FGD,Wet Limestone | Overfire Air,Selective Catalytic Reduction | Electrostatic Precipitator,Wet Scrubber |  | 1955-02-15 | Operating | 2800 | 1 (217.3) | 983 1 | 217.3 | Y
IN | Clifty Creek | 983 | 2 | CS013 | 2023 | ARP, CSNOX, CSOSG3, CSSO2G1, MATS | 606502 | 5 | ECAR | Jefferson County | IN077 | 77 | Electric Utility | 38.7383 | -85.4192 | Indiana-Kentucky Electric Corporation (Owner),Indiana-Kentucky Electric Corporation (Operator) | Table 1 | Phase 2 Group 2 | Wet bottom wall-fired boiler | Coal |  | Wet Lime FGD,Wet Limestone | Overfire Air,Selective Catalytic Reduction | Electrostatic Precipitator,Wet Scrubber |  | 1955-05-01 | Operating | 2800 | 2 (217.3) | 983 2 | 217.3 | Y
IN | Clifty Creek | 983 | 3 | CS013 | 2023 | ARP, CSNOX, CSOSG3, CSSO2G1, MATS | 606502 | 5 | ECAR | Jefferson County | IN077 | 77 | Electric Utility | 38.7383 | -85.4192 | Indiana-Kentucky Electric Corporation (Owner),Indiana-Kentucky Electric Corporation (Operator) | Table 1 | Phase 2 Group 2 | Wet bottom wall-fired boiler | Coal |  | Wet Lime FGD,Wet Limestone | Overfire Air,Selective Catalytic Reduction | Electrostatic Precipitator,Wet Scrubber |  | 1955-07-11 | Operating | 2800 | 3 (217.3) | 983 3 | 217.3 | Y
IN | Clifty Creek | 983 | 4 | CS046 | 2023 | ARP, CSNOX, CSOSG3, CSSO2G1, MATS | 606502 | 5 | ECAR | Jefferson County | IN077 | 77 | Electric Utility | 38.7383 | -85.4192 | Indiana-Kentucky Electric Corporation (Owner),Indiana-Kentucky Electric Corporation (Operator) | Table 1 | Phase 2 Group 2 | Wet bottom wall-fired boiler | Coal |  | Wet Lime FGD,Wet Limestone | Overfire Air,Selective Catalytic Reduction | Electrostatic Precipitator,Wet Scrubber |  | 1955-10-24 | Operating | 2800 | 4 (217.3) | 983 4 | 217.3 | Y
IN | Clifty Creek | 983 | 5 | CS046 | 2023 | ARP, CSNOX, CSOSG3, CSSO2G1, MATS | 606502 | 5 | ECAR | Jefferson County | IN077 | 77 | Electric Utility | 38.7383 | -85.4192 | Indiana-Kentucky Electric Corporation (Owner),Indiana-Kentucky Electric Corporation (Operator) | Table 1 | Phase 2 Group 2 | Wet bottom wall-fired boiler | Coal |  | Wet Lime FGD,Wet Limestone | Overfire Air,Selective Catalytic Reduction | Electrostatic Precipitator,Wet Scrubber |  | 1955-11-30 | Operating | 2800 | 5 (217.3) | 983 5 | 217.3 | Y
IN | Clifty Creek | 983 | 6 | CS046 | 2023 | ARP, CSNOX, CSOSG3, CSSO2G1, MATS | 606502 | 5 | ECAR | Jefferson County | IN077 | 77 | Electric Utility | 38.7383 | -85.4192 | Indiana-Kentucky Electric Corporation (Owner),Indiana-Kentucky Electric Corporation (Operator) | Table 1 | Phase 2 Group 2 | Wet bottom wall-fired boiler | Coal |  | Wet Lime FGD,Wet Limestone | Overfire Air | Electrostatic Precipitator,Wet Scrubber |  | 1956-03-13 | Operating | 2800 | 6 (217.3) | 983 6 | 217.3
IN | IPL - Harding Street Station (EW Stout) | 990 | 50 |  | 2023 | ARP, CSNOX, CSOSG3, CSSO2G1 | 610241 (Ended Jan 12, 2023), 610537 (Started Jan 12, 2023) | 5 | ECAR | Marion County | IN097 | 97 | Electric Utility | 39.7119 | -86.1975 | Indianapolis Power & Light Company (Owner),Indianapolis Power & Light Company (Operator) | Table 1 | Phase 1 Group 1 | Tangentially-fired | Pipeline Natural Gas |  |  | Low NOx Burner Technology w/ Separated OFA,Combustion Modification/Fuel Reburning |  |  | 1958-05-01 | Operating | 1162 | 5 (113.6) | 990 50 | 113.6
IN | IPL - Harding Street Station (EW Stout) | 990 | 60 |  | 2023 | ARP, CSNOX, CSOSG3, CSSO2G1 | 610241 (Ended Jan 12, 2023), 610537 (Started Jan 12, 2023) | 5 | ECAR | Marion County | IN097 | 97 | Electric Utility | 39.7119 | -86.1975 | Indianapolis Power & Light Company (Owner),Indianapolis Power & Light Company (Operator) | Table 1 | Phase 1 Group 1 | Tangentially-fired | Pipeline Natural Gas |  |  | Low NOx Burner Technology w/ Separated OFA,Combustion Modification/Fuel Reburning |  |  | 1961-04-01 | Operating | 1162 | 6 (113.6) | 990 60 | 113.6
IN | IPL - Harding Street Station (EW Stout) | 990 | 70 |  | 2023 | ARP, CSNOX, CSOSG3, CSSO2G1 | 610241 (Ended Jan 12, 2023), 610537 (Started Jan 12, 2023) | 5 | ECAR | Marion County | IN097 | 97 | Electric Utility | 39.7119 | -86.1975 | Indianapolis Power & Light Company (Owner),Indianapolis Power & Light Company (Operator) | Table 1 | Phase 1 Group 1 | Tangentially-fired | Pipeline Natural Gas |  | Wet Limestone | Selective Catalytic Reduction,Combustion Modification/Fuel Reburning |  |  | 1973-07-01 | Operating | 4360 | 7 (470.9) | 990 70 | 470.9 | Y
IN | IPL - Harding Street Station (EW Stout) | 990 | GT4 |  | 2023 | ARP, CSNOX, CSOSG3, CSSO2G1 | 610241 (Ended Jan 12, 2023), 610537 (Started Jan 12, 2023) | 5 | ECAR | Marion County | IN097 | 97 | Electric Utility | 39.7119 | -86.1975 | Indianapolis Power & Light Company (Owner),Indianapolis Power & Light Company (Operator) | Phase 2 |  | Combustion turbine | Pipeline Natural Gas | Diesel Oil |  | Water Injection |  |  | 1994-03-15 | Operating | 1124 | GT4 (80) | 990 GT4 | 80
IN | IPL - Harding Street Station (EW Stout) | 990 | GT5 |  | 2023 | ARP, CSNOX, CSOSG3, CSSO2G1 | 610241 (Ended Jan 12, 2023), 610537 (Started Jan 12, 2023) | 5 | ECAR | Marion County | IN097 | 97 | Electric Utility | 39.7119 | -86.1975 | Indianapolis Power & Light Company (Owner),Indianapolis Power & Light Company (Operator) | Phase 2 |  | Combustion turbine | Pipeline Natural Gas | Diesel Oil |  | Water Injection |  |  | 1994-11-18 | Operating | 1124 | GT5 (80) | 990 GT5 | 80
IN | IPL - Harding Street Station (EW Stout) | 990 | GT6 |  | 2023 | ARP, CSNOX, CSOSG3, CSSO2G1 | 610241 (Ended Jan 12, 2023), 610537 (Started Jan 12, 2023) | 5 | ECAR | Marion County | IN097 | 97 | Electric Utility | 39.7119 | -86.1975 | Indianapolis Power & Light Company (Owner),Indianapolis Power & Light Company (Operator) | Phase 2 |  | Combustion turbine | Pipeline Natural Gas |  |  | Dry Low NOx Burners |  |  | 2002-05-10 | Operating | 2000 | GT6 (201) | 990 GT6 | 201
IN | IPL - Eagle Valley Generating Station | 991 | GT1 |  | 2023 | ARP, CSNOX, CSOSG3, CSSO2G1 | 610241 (Ended Jul 21, 2023), 610733 (Started Jul 19, 2023), 609098 (Started Jul 21, 2023)(Ended Jul 19, 2023) | 5 | ECAR | Morgan County | IN109 | 109 | Electric Utility | 39.4851 | -86.4176 | AES Indiana (Owner),AES Indiana (Operator) | Phase 2 |  | Combined cycle | Pipeline Natural Gas |  |  | Dry Low NOx Burners,Selective Catalytic Reduction |  |  | 2017-11-01 | Operating | 2542 | GT1 (207), STG1 (230) | 991 GT1 | 322 | Y
IN | IPL - Eagle Valley Generating Station | 991 | GT2 |  | 2023 | ARP, CSNOX, CSOSG3, CSSO2G1 | 610241 (Ended Jul 21, 2023), 610733 (Started Jul 19, 2023), 609098 (Started Jul 21, 2023)(Ended Jul 19, 2023) | 5 | ECAR | Morgan County | IN109 | 109 | Electric Utility | 39.4851 | -86.4176 | AES Indiana (Owner),AES Indiana (Operator) | Phase 2 |  | Combined cycle | Pipeline Natural Gas |  |  | Dry Low NOx Burners,Selective Catalytic Reduction |  |  | 2017-11-13 | Operating | 2542 | GT2 (207), STG1 (230) | 991 GT2 | 322 | Y
IN | IPL - Petersburg Generating Station | 994 | 2 | MS2B, MS2S | 2023 | ARP, CSNOX, CSOSG3, CSSO2G1, MATS | 2413 | 5 | ECAR | Pike County | IN125 | 125 | Electric Utility | 38.5267 | -87.2525 | Indianapolis Power & Light Company (Owner),Indianapolis Power & Light Company (Operator) | Table 1 | Phase 1 Group 1 | Tangentially-fired | Coal |  | Wet Limestone,Sodium Based | Low NOx Burner Technology w/ Closed-coupled/Separated OFA,Selective Catalytic Reduction | Baghouse | Additives to Enhance PAC and Existing Equipment Performance,Untreated PAC Sorbent Injection | 1969-12-01 | Operating (Retired 06/30/2023) | 4144 | ST2 (471) | 994 2 | 471 | Y
IN | IPL - Petersburg Generating Station | 994 | 3 |  | 2023 | ARP, CSNOX, CSOSG3, CSSO2G1, MATS | 2413 | 5 | ECAR | Pike County | IN125 | 125 | Electric Utility | 38.5267 | -87.2525 | Indianapolis Power & Light Company (Owner),Indianapolis Power & Light Company (Operator) | Phase 2 | Phase 1 Group 1 | Tangentially-fired | Coal |  | Wet Limestone | Selective Catalytic Reduction,Low NOx Burner Technology w/ Closed-coupled OFA | Baghouse,Electrostatic Precipitator | Other (Non PAC) Sorbent Injection,Untreated PAC Sorbent Injection | 1977-11-01 | Operating | 5540 | ST3 (574.4) | 994 3 | 574.4 | Y
IN | IPL - Petersburg Generating Station | 994 | 4 |  | 2023 | ARP, CSNOX, CSOSG3, CSSO2G1, MATS | 2413 | 5 | ECAR | Pike County | IN125 | 125 | Electric Utility | 38.5267 | -87.2525 | Indianapolis Power & Light Company (Owner),Indianapolis Power & Light Company (Operator) | Phase 2 | Phase 1 Group 1 | Tangentially-fired | Coal |  | Wet Limestone | Low NOx Burner Technology w/ Closed-coupled/Separated OFA,Low NOx Burner Technology w/ Closed-coupled OFA | Electrostatic Precipitator | Other (Non PAC) Sorbent Injection,Untreated PAC Sorbent Injection | 1986-04-01 | Operating | 5550 | 4 (574.2) | 994 4 | 574.2
IN | Michigan City Generating Station | 997 | 12 |  | 2023 | ARP, CSNOX, CSOSG3, CSSO2G1, MATS | 609545 | 5 | ECAR | LaPorte County | IN091 | 91 | Electric Utility | 41.7203 | -86.9097 | Northern Indiana Public Service Company (Owner),Northern Indiana Public Service Company (Operator) | Table 1 | Phase 2 Group 2 | Cyclone boiler | Coal |  | Dry Lime FGD | Overfire Air,Selective Catalytic Reduction | Electrostatic Precipitator |  | 1974-05-31 | Operating | 5200 | 12 (540) | 997 12 | 540 | Y
IN | Cayuga | 1001 | 1 |  | 2023 | ARP, CSNOX, CSOSG3, CSSO2G1, MATS | 609289 | 5 | ECAR | Vermillion County | IN165 | 165 | Electric Utility | 39.9239 | -87.4272 | Duke Energy Indiana, LLC (Owner),Duke Energy Indiana, LLC (Operator) | Table 1 | Phase 1 Group 1 | Tangentially-fired | Coal | Diesel Oil | Wet Limestone | Low NOx Burner Technology w/ Separated OFA,Selective Catalytic Reduction | Wet Scrubber,Electrostatic Precipitator | Catalyst (gold, palladium, or other) used to oxidize mercury | 1970-10-04 | Operating | 5980 | 1 (531) | 1001 1 | 531 | Y
IN | Cayuga | 1001 | 2 |  | 2023 | ARP, CSNOX, CSOSG3, CSSO2G1, MATS | 609289 | 5 | ECAR | Vermillion County | IN165 | 165 | Electric Utility | 39.9239 | -87.4272 | Duke Energy Indiana, LLC (Owner),Duke Energy Indiana, LLC (Operator) | Table 1 | Phase 1 Group 1 | Tangentially-fired | Coal | Diesel Oil | Wet Limestone | Low NOx Burner Technology w/ Separated OFA,Selective Catalytic Reduction | Wet Scrubber,Electrostatic Precipitator | Catalyst (gold, palladium, or other) used to oxidize mercury | 1972-06-22 | Operating | 5800 | 2 (531) | 1001 2 | 531 | Y
IN | Cayuga | 1001 | 4 |  | 2023 | ARP, CSNOX, CSOSG3, CSSO2G1 | 609289 | 5 | ECAR | Vermillion County | IN165 | 165 | Electric Utility | 39.9239 | -87.4272 | Duke Energy Indiana, LLC (Owner),Duke Energy Indiana, LLC (Operator) | Phase 2 |  | Combustion turbine | Pipeline Natural Gas | Diesel Oil |  | Dry Low NOx Burners |  |  | 1993-06-29 | Operating | 1370 | CT4 (121) | 1001 4 | 121
IN | Edwardsport Generating Station | 1004 | CTG1 |  | 2023 | ARP, CSNOX, CSOSG3, CSSO2G1, MATS | 609289 | 5 | ECAR | Knox County | IN083 | 83 | Electric Utility | 38.8067 | -87.2472 | Duke Energy Indiana, LLC (Owner),Duke Energy Indiana, LLC (Operator) | Phase 2 |  | Integrated gasification combined cycle | Coal | Pipeline Natural Gas |  | Selective Catalytic Reduction (Began Jun 14, 2023) |  |  | 2012-03-30 | Operating | 3200 | ST (321.9), CT1 (234) | 1004 CTG1 | 394.95 | Y
IN | Edwardsport Generating Station | 1004 | CTG2 |  | 2023 | ARP, CSNOX, CSOSG3, CSSO2G1, MATS | 609289 | 5 | ECAR | Knox County | IN083 | 83 | Electric Utility | 38.8067 | -87.2472 | Duke Energy Indiana, LLC (Owner),Duke Energy Indiana, LLC (Operator) | Phase 2 |  | Integrated gasification combined cycle | Coal | Pipeline Natural Gas |  | Selective Catalytic Reduction |  |  | 2012-05-18 | Operating | 3200 | CT2 (234), ST (321.9) | 1004 CTG2 | 394.95 | Y
IN | Noblesville | 1007 | CT3 |  | 2023 | ARP, CSNOX, CSOSG3, CSSO2G1 | 609289 | 5 | ECAR | Hamilton County | IN057 | 57 | Electric Utility | 40.0969 | -85.9714 | Duke Energy Indiana, LLC (Owner),Duke Energy Indiana, LLC (Operator) | Phase 2 |  | Combined cycle | Pipeline Natural Gas |  |  | Dry Low NOx Burners,Selective Catalytic Reduction |  |  | 2003-04-17 | Operating | 833.9 | 3 (76), 1 (50), 2 (50) | 1007 CT3 | 109.3333 | Y
IN | Noblesville | 1007 | CT4 |  | 2023 | ARP, CSNOX, CSOSG3, CSSO2G1 | 609289 | 5 | ECAR | Hamilton County | IN057 | 57 | Electric Utility | 40.0969 | -85.9714 | Duke Energy Indiana, LLC (Owner),Duke Energy Indiana, LLC (Operator) | Phase 2 |  | Combined cycle | Pipeline Natural Gas |  |  | Dry Low NOx Burners,Selective Catalytic Reduction |  |  | 2003-04-24 | Operating | 833.9 | 1 (50), 2 (50), 4 (76) | 1007 CT4 | 109.3333 | Y
IN | Noblesville | 1007 | CT5 |  | 2023 | ARP, CSNOX, CSOSG3, CSSO2G1 | 609289 | 5 | ECAR | Hamilton County | IN057 | 57 | Electric Utility | 40.0969 | -85.9714 | Duke Energy Indiana, LLC (Owner),Duke Energy Indiana, LLC (Operator) | Phase 2 |  | Combined cycle | Pipeline Natural Gas |  |  | Dry Low NOx Burners,Selective Catalytic Reduction |  |  | 2003-05-11 | Operating | 833.9 | 2 (50), 5 (76), 1 (50) | 1007 CT5 | 109.3333 | Y
IN | F B Culley Generating Station | 1012 | 2 | CS023, MS2 | 2023 | ARP, CSNOX, CSOSG3, CSSO2G1, MATS | 606261 (Ended Mar 30, 2023), 610621 (Started Mar 30, 2023) | 5 | ECAR | Warrick County | IN173 | 173 | Electric Utility | 37.91 | -87.3267 | Southern Indiana Gas and Electric Company (Owner),Southern Indiana Gas and Electric Company (Operator) | Table 1 | Phase 1 Group 1 | Dry bottom wall-fired boiler | Coal |  | Wet Limestone | Low NOx Burner Technology (Dry Bottom only),Selective Catalytic Reduction | Electrostatic Precipitator |  | 1966-12-01 | Operating | 2735.2 | 2 (100) | 1012 2 | 100 | Y
IN | F B Culley Generating Station | 1012 | 3 | CS023 | 2023 | ARP, CSNOX, CSOSG3, CSSO2G1, MATS | 606261 (Ended Mar 30, 2023), 610621 (Started Mar 30, 2023) | 5 | ECAR | Warrick County | IN173 | 173 | Electric Utility | 37.91 | -87.3267 | Southern Indiana Gas and Electric Company (Owner),Southern Indiana Gas and Electric Company (Operator) | Table 1 | Phase 1 Group 1 | Dry bottom wall-fired boiler | Coal |  | Wet Limestone | Low NOx Burner Technology (Dry Bottom only),Selective Catalytic Reduction | Baghouse | Sodium Based | 1973-04-01 | Operating | 3781 | 3 (289) | 1012 3 | 289 | Y
NC | Butler-Warner Generation Plant | 1016 | GT-1 | CP1 | 2023 | CSNOX, CSSO2G1, SIPNOX | 606504 | 4 | SERC | Cumberland County | NC051 | 51 | Electric Utility | 35.0986 | -78.8294 | Public Works Commission-Fayetteville (Owner),Public Works Commission-Fayetteville (Operator) |  |  | Combined cycle | Pipeline Natural Gas | Diesel Oil |  | Water Injection |  |  | 1976-12-01 | Operating | 341.1 | 1 (28.8), 9 (73) | 1016 GT-1 | 40.9667
NC | Butler-Warner Generation Plant | 1016 | GT-2 | CP1 | 2023 | CSNOX, CSSO2G1, SIPNOX | 606504 | 4 | SERC | Cumberland County | NC051 | 51 | Electric Utility | 35.0986 | -78.8294 | Public Works Commission-Fayetteville (Owner),Public Works Commission-Fayetteville (Operator) |  |  | Combined cycle | Pipeline Natural Gas | Diesel Oil |  | Water Injection |  |  | 1976-12-01 | Operating | 341.1 | 9 (73), 2 (28.8) | 1016 GT-2 | 40.9667
NC | Butler-Warner Generation Plant | 1016 | GT-3 | CP1 | 2023 | CSNOX, CSSO2G1, SIPNOX | 606504 | 4 | SERC | Cumberland County | NC051 | 51 | Electric Utility | 35.0986 | -78.8294 | Public Works Commission-Fayetteville (Owner),Public Works Commission-Fayetteville (Operator) |  |  | Combined cycle | Pipeline Natural Gas | Diesel Oil |  | Water Injection |  |  | 1976-07-01 | Operating | 341.1 | 9 (73), 3 (28.8) | 1016 GT-3 | 40.9667
NC | Butler-Warner Generation Plant | 1016 | GT-4 | CP1 | 2023 | CSNOX, CSSO2G1, SIPNOX | 606504 | 4 | SERC | Cumberland County | NC051 | 51 | Electric Utility | 35.0986 | -78.8294 | Public Works Commission-Fayetteville (Owner),Public Works Commission-Fayetteville (Operator) |  |  | Combustion turbine | Pipeline Natural Gas | Diesel Oil |  | Water Injection |  |  | 1976-07-01 | Operating | 341.1 | 4 (28.8) | 1016 GT-4 | 28.8
NC | Butler-Warner Generation Plant | 1016 | GT-5 | CP1 | 2023 | CSNOX, CSSO2G1, SIPNOX | 606504 | 4 | SERC | Cumberland County | NC051 | 51 | Electric Utility | 35.0986 | -78.8294 | Public Works Commission-Fayetteville (Owner),Public Works Commission-Fayetteville (Operator) |  |  | Combustion turbine | Pipeline Natural Gas | Diesel Oil |  | Water Injection |  |  | 1977-07-01 | Operating | 341.1 | 5 (28.8) | 1016 GT-5 | 28.8
NC | Butler-Warner Generation Plant | 1016 | GT-6 | CP1 | 2023 | CSNOX, CSSO2G1, SIPNOX | 606504 | 4 | SERC | Cumberland County | NC051 | 51 | Electric Utility | 35.0986 | -78.8294 | Public Works Commission-Fayetteville (Owner),Public Works Commission-Fayetteville (Operator) |  |  | Combined cycle | Pipeline Natural Gas | Diesel Oil |  | Water Injection |  |  | 1978-06-01 | Operating | 341.1 | 9 (73), 6 (28.8) | 1016 GT-6 | 40.9667
NC | Butler-Warner Generation Plant | 1016 | GT-7 | CP1 | 2023 | CSNOX, CSSO2G1, SIPNOX | 606504 | 4 | SERC | Cumberland County | NC051 | 51 | Electric Utility | 35.0986 | -78.8294 | Public Works Commission-Fayetteville (Owner),Public Works Commission-Fayetteville (Operator) |  |  | Combined cycle | Pipeline Natural Gas | Diesel Oil |  | Water Injection |  |  | 1979-06-01 | Operating | 341.1 | 7 (28.8), 9 (73) | 1016 GT-7 | 40.9667
NC | Butler-Warner Generation Plant | 1016 | GT-8 | CP1 | 2023 | CSNOX, CSSO2G1, SIPNOX | 606504 | 4 | SERC | Cumberland County | NC051 | 51 | Electric Utility | 35.0986 | -78.8294 | Public Works Commission-Fayetteville (Owner),Public Works Commission-Fayetteville (Operator) |  |  | Combined cycle | Pipeline Natural Gas | Diesel Oil |  | Water Injection |  |  | 1980-06-01 | Operating | 341.1 | 8 (28.8), 9 (73) | 1016 GT-8 | 40.9667
IN | Whitewater Valley | 1040 | 1 | CS12 | 2023 | ARP, CSNOX, CSOSG3, CSSO2G1, MATS | 610124 | 5 | ECAR | Wayne County | IN177 | 177 | Electric Utility | 39.8028 | -84.8953 | Richmond Power and Light (Owner),Indiana Municipal Power Agency (Operator) | Phase 2 | Early Election | Dry bottom wall-fired boiler | Coal | Diesel Oil |  | Low NOx Burner Technology (Dry Bottom only),Ammonia Injection,Overfire Air | Electrostatic Precipitator,Baghouse | Halogenated PAC Sorbent Injection | 1955-03-13 | Operating | 425 | 1 (33) | 1040 1 | 33
IN | Whitewater Valley | 1040 | 2 | CS12 | 2023 | ARP, CSNOX, CSOSG3, CSSO2G1, MATS | 610124 | 5 | ECAR | Wayne County | IN177 | 177 | Electric Utility | 39.8028 | -84.8953 | Richmond Power and Light (Owner),Indiana Municipal Power Agency (Operator) | Phase 2 | Early Election | Tangentially-fired | Coal | Diesel Oil |  | Low NOx Burner Technology w/ Separated OFA,Ammonia Injection,Overfire Air | Baghouse,Electrostatic Precipitator | Halogenated PAC Sorbent Injection | 1973-05-16 | Operating | 729 | 2 (60.9) | 1040 2 | 60.9
IA | Lansing | 1047 | 4 |  | 2023 | ARP, CSNOX, CSOSG2, CSSO2G1, MATS | 608055 | 7 | MAPP | Allamakee County | IA005 | 5 | Electric Utility | 43.3359 | -91.1672 | Interstate Power & Light Company (Owner),Interstate Power & Light Company (Operator) | Phase 2 | Early Election | Dry bottom turbo-fired boiler | Coal |  | Dry Lime FGD | Low NOx Burner Technology (Dry Bottom only),Ammonia Injection,Selective Catalytic Reduction | Electrostatic Precipitator,Baghouse | Additives to Enhance PAC and Existing Equipment Performance | 1977-04-01 | Operating (Retired 06/01/2023) | 3386 | 4 (274.5) | 1047 4 | 274.5 | Y
IA | Marshalltown CTs | 1068 | 1A |  | 2023 | CSNOX, CSOSG2, CSSO2G1 | 608055 | 7 |  | Marshall County | IA127 | 127 | Electric Utility | 42.0474 | -92.8594 | Interstate Power & Light Company (Owner),Interstate Power & Light Company (Operator) |  |  | Combustion turbine | Pipeline Natural Gas | [5 empty] | 1978-06-15 | Operating | 505.9 | 1 (63) | 1068 1A | 63
IA | Marshalltown CTs | 1068 | 1B |  | 2023 | CSNOX, CSOSG2, CSSO2G1 | 608055 | 7 |  | Marshall County | IA127 | 127 | Electric Utility | 42.0474 | -92.8594 | Interstate Power & Light Company (Owner),Interstate Power & Light Company (Operator) |  |  | Combustion turbine | Pipeline Natural Gas | [5 empty] | 1978-06-15 | Operating | 505.9 | 1 (63) | 1068 1B | 63
IA | Marshalltown CTs | 1068 | 2A |  | 2023 | CSNOX, CSOSG2, CSSO2G1 | 608055 | 7 |  | Marshall County | IA127 | 127 | Electric Utility | 42.0474 | -92.8594 | Interstate Power & Light Company (Owner),Interstate Power & Light Company (Operator) |  |  | Combustion turbine | Pipeline Natural Gas | [5 empty] | 1978-06-24 | Operating | 507.2 | 2 (63) | 1068 2A | 63
IA | Marshalltown CTs | 1068 | 2B |  | 2023 | CSNOX, CSOSG2, CSSO2G1 | 608055 | 7 |  | Marshall County | IA127 | 127 | Electric Utility | 42.0474 | -92.8594 | Interstate Power & Light Company (Owner),Interstate Power & Light Company (Operator) |  |  | Combustion turbine | Pipeline Natural Gas | [5 empty] | 1978-06-24 | Operating | 507.2 | 2 (63) | 1068 2B | 63
IA | Marshalltown CTs | 1068 | 3A |  | 2023 | CSNOX, CSOSG2, CSSO2G1 | 608055 | 7 |  | Marshall County | IA127 | 127 | Electric Utility | 42.0474 | -92.8594 | Interstate Power & Light Company (Owner),Interstate Power & Light Company (Operator) |  |  | Combustion turbine | Pipeline Natural Gas | [5 empty] | 1978-07-08 | Operating | 506 | 3 (63) | 1068 3A | 63
IA | Marshalltown CTs | 1068 | 3B |  | 2023 | CSNOX, CSOSG2, CSSO2G1 | 608055 | 7 |  | Marshall County | IA127 | 127 | Electric Utility | 42.0474 | -92.8594 | Interstate Power & Light Company (Owner),Interstate Power & Light Company (Operator) |  |  | Combustion turbine | Pipeline Natural Gas | [5 empty] | 1978-07-08 | Operating | 506 | 3 (63) | 1068 3B | 63
IA | Prairie Creek | 1073 | 3 |  | 2023 | ARP, CSNOX, CSOSG2, CSSO2G1, MATS | 608055 | 7 | MAPP | Linn County | IA113 | 113 | Electric Utility | 41.9439 | -91.6386 | Interstate Power & Light Company (Owner),Interstate Power & Light Company (Operator) | Phase 2 | Phase 2 Group 1 | Dry bottom wall-fired boiler | Coal | Other Gas, Pipeline Natural Gas |  | Overfire Air | Electrostatic Precipitator | Additives to Enhance PAC and Existing Equipment Performance | 1958-08-01 | Operating | 600 | 3 (50) | 1073 3 | 50
IA | Prairie Creek | 1073 | 4 |  | 2023 | ARP, CSNOX, CSOSG2, CSSO2G1 | 608055 | 7 | MAPP | Linn County | IA113 | 113 | Electric Utility | 41.9439 | -91.6386 | Interstate Power & Light Company (Owner),Interstate Power & Light Company (Operator) | Table 1 | Phase 1 Group 1 | Dry bottom wall-fired boiler | Natural Gas |  |  | Low NOx Burner Technology w/ Overfire Air | Electrostatic Precipitator |  | 1967-11-01 | Operating | 2185 | 4 (148.8) | 1073 4 | 148.8
IA | Walter Scott Jr. Energy Center | 1082 | 3 |  | 2023 | ARP, CSNOX, CSOSG2, CSSO2G1, MATS | 609505 (Ended May 19, 2023), 610382 (Started May 19, 2023) | 7 |  | Pottawattamie County | IA155 | 155 | Electric Utility | 41.18 | -95.8408 | Atlantic Municipal Utilities (Owner),Central Iowa Power Cooperative (Owner),Corn Belt Power Cooperative (Owner),MidAmerican Energy Company (Owner),Cedar Falls Utilities (Owner),MidAmerican Energy Company (Operator) | Phase 2 | Early Election | Dry bottom wall-fired boiler | Coal | Diesel Oil | Dry Lime FGD | Low NOx Burner Technology w/ Overfire Air | Baghouse | Halogenated PAC Sorbent Injection | 1978-12-01 | Operating | 8500 | 3 (725.9) | 1082 3 | 725.9
IA | Walter Scott Jr. Energy Center | 1082 | 4 |  | 2023 | ARP, CSNOX, CSOSG2, CSSO2G1, MATS | 609505 (Ended May 19, 2023), 610382 (Started May 19, 2023) | 7 |  | Pottawattamie County | IA155 | 155 | Electric Utility | 41.18 | -95.8408 | Central Iowa Power Cooperative (Owner),Corn Belt Power Cooperative (Owner),Lincoln Electric System (Owner),MidAmerican Energy Company (Owner),Nebraska Municipal Energy Agency (Owner),New Hampton Light Plant (Owner),Spencer Municipal Utilities (Owner),Sumner Municipal Light Plant (Owner),Waverly Light & Power (Owner),Cedar Falls Utilities (Owner),Eldridge Electric and Water Utilities (Owner),Alta Municipal Utilities (Owner),West Bend Municipal Utilities (Owner),MidAmerican Energy Company (Operator) | Phase 2 |  | Dry bottom wall-fired boiler | Coal |  | Dry Lime FGD | Low NOx Burner Technology w/ Overfire Air,Selective Catalytic Reduction | Baghouse | Halogenated PAC Sorbent Injection | 2007-02-01 | Operating | 7994 | 4 (923) | 1082 4 | 923 | Y
IA | George Neal North | 1091 | 3 |  | 2023 | ARP, CSNOX, CSOSG2, CSSO2G1, MATS | 609505 (Ended May 19, 2023), 610382 (Started May 19, 2023) | 7 |  | Woodbury County | IA193 | 193 | Electric Utility | 42.3251 | -96.3797 | MidAmerican Energy Company (Owner),Alliant Energy - Interstate Power & Light (Owner),MidAmerican Energy Company (Operator) | Phase 2 | Early Election | Dry bottom wall-fired boiler | Coal | Pipeline Natural Gas | Dry Lime FGD | Low NOx Burner Technology w/ Overfire Air,Selective Non-catalytic Reduction | Baghouse,Electrostatic Precipitator |  | 1975-12-30 | Operating | 6050 | 3 (549.8) | 1091 3 | 549.8 | Y
IA | Burlington (IA) | 1104 | 1 |  | 2023 | ARP, CSNOX, CSOSG2, CSSO2G1 | 608055 | 7 | MAPP | Des Moines County | IA057 | 57 | Electric Utility | 40.7412 | -91.1168 | Interstate Power & Light Company (Owner),Interstate Power & Light Company (Operator) | Table 1 | Phase 1 Group 1 | Tangentially-fired | Pipeline Natural Gas |  |  | Low NOx Burner Technology w/ Closed-coupled/Separated OFA,Overfire Air |  |  | 1968-06-09 | Operating | 2700 | 1 (212) | 1104 1 | 212
IA | Ames | 1122 | 7 |  | 2023 | ARP, CSNOX, CSOSG2, CSSO2G1 | 602968 | 7 | MAPP | Story County | IA169 | 169 | Electric Utility | 42.0247 | -93.6069 | City of Ames (Owner),City of Ames (Operator) | Phase 2 | Early Election | Tangentially-fired | Natural Gas | Refuse |  | Low NOx Burner Technology w/ Closed-coupled OFA | Electrostatic Precipitator |  | 1968-08-01 | Operating | 574 | 7 (33) | 1122 7 | 33
IA | Ames | 1122 | 8 |  | 2023 | ARP, CSNOX, CSOSG2, CSSO2G1 | 602968 | 7 | MAPP | Story County | IA169 | 169 | Electric Utility | 42.0247 | -93.6069 | City of Ames (Owner),City of Ames (Operator) | Phase 2 | Early Election | Dry bottom wall-fired boiler | Natural Gas | Refuse |  | Low NOx Burner Technology w/ Overfire Air | Electrostatic Precipitator |  | 1982-03-01 | Operating | 903.8 | 8 (65) | 1122 8 | 65
IA | Streeter Station | 1131 | 7 |  | 2023 | ARP, CSNOX, CSOSG2, CSSO2G1, MATS | 608731 | 7 | MAPP | Black Hawk County | IA013 | 13 | Electric Utility | 42.5267 | -92.4394 | Cedar Falls Municipal Electric (Owner),Cedar Falls Municipal Electric (Operator) | Phase 2 |  | Dry bottom wall-fired boiler | Pipeline Natural Gas | Coal |  |  | Electrostatic Precipitator |  | 1973-03-01 | Operating | 500 | 7 (35) | 1131 7 | 35
IA | Muscatine | 1167 | 8 |  | 2023 | ARP, CSNOX, CSOSG2, CSSO2G1, MATS | 606909 | 7 | MAPP | Muscatine County | IA139 | 139 | Electric Utility | 41.3917 | -91.0569 | Muscatine Power and Water (Owner),Muscatine Power and Water (Operator) | Phase 2 |  | Cyclone boiler | Coal | Natural Gas |  | Overfire Air | Electrostatic Precipitator | Additives to Enhance PAC and Existing Equipment Performance | 1969-12-01 | Operating | 1080 | 8 (75) | 1167 8 | 75
IA | Muscatine | 1167 | 9 |  | 2023 | ARP, CSNOX, CSOSG2, CSSO2G1, MATS | 606909 | 7 | MAPP | Muscatine County | IA139 | 139 | Electric Utility | 41.3917 | -91.0569 | Muscatine Power and Water (Owner),Muscatine Power and Water (Operator) | Phase 2 | Phase 2 Group 1 | Tangentially-fired | Coal | Diesel Oil | Wet Limestone | Overfire Air | Electrostatic Precipitator | Additives to Enhance PAC and Existing Equipment Performance | 1983-05-01 | Operating | 2200 | 9 (175.5) | 1167 9 | 175.5
IA | Summit Lake | 1206 | 1G |  | 2023 | CSNOX, CSOSG2, CSSO2G1 | 602883 | 7 | MAPP | Union County | IA175 | 175 | Electric Utility | 41.1141 | -94.3499 | Central Iowa Power Cooperative (Owner),Central Iowa Power Cooperative (Operator) |  |  | Combustion turbine | Pipeline Natural Gas | Diesel Oil |  |  |  |  | 1973-07-01 | Operating | 485 | GT1 (27) | 1206 1G | 27
IA | Summit Lake | 1206 | 2G |  | 2023 | CSNOX, CSOSG2, CSSO2G1 | 602883 | 7 | MAPP | Union County | IA175 | 175 | Electric Utility | 41.1141 | -94.3499 | Central Iowa Power Cooperative (Owner),Central Iowa Power Cooperative (Operator) |  |  | Combustion turbine | Pipeline Natural Gas | Diesel Oil |  |  |  |  | 1975-06-01 | Operating | 480 | GT2 (35.3) | 1206 2G | 35.3
IA | Earl F Wisdom | 1217 | 1 |  | 2023 | ARP, CSNOX, CSOSG2, CSSO2G1 | 609168 | 7 | MAPP | Clay County | IA041 | 41 | Electric Utility | 43.1606 | -95.2569 | Corn Belt Power Cooperative (Owner),Corn Belt Power Cooperative (Operator) | Phase 2 | Phase 2 Group 1 | Dry bottom wall-fired boiler | Pipeline Natural Gas | Diesel Oil |  | Low NOx Burner Technology (Dry Bottom only) |  |  | 1960-05-29 | Operating | 480 | 1 (33) | 1217 1 | 33
IA | Earl F Wisdom | 1217 | 2 |  | 2023 | ARP, CSNOX, CSOSG2, CSSO2G1 | 609168 | 7 | MAPP | Clay County | IA041 | 41 | Electric Utility | 43.1606 | -95.2569 | Basin Electric Power Cooperative (Owner),Corn Belt Power Cooperative (Owner),Corn Belt Power Cooperative (Operator) | Phase 2 |  | Combustion turbine | Pipeline Natural Gas | Diesel Oil |  | Dry Low NOx Burners,Water Injection |  |  | 2004-03-19 | Operating | 1096.9 | 2 (96) | 1217 2 | 96
KS | Cimarron River | 1230 | 1 |  | 2023 | ARP, CSNOX, CSOSG2, CSSO2G2 | 608386 | 7 | SPP | Seward County | KS175 | 175 | Electric Utility | 37.1611 | -100.7619 | Sunflower Electric Power Corporation (Owner),Sunflower Electric Power Corporation (Operator) | Phase 2 |  | Dry bottom wall-fired boiler | Pipeline Natural Gas | [5 empty] | 1963-10-03 | Operating | 764 | 1 (62) | 1230 1 | 62
KS | Fort Dodge aka Judson Large | 1233 | 4 |  | 2023 | ARP, CSNOX, CSOSG2, CSSO2G2 | 608386 | 7 | SPP | Ford County | KS057 | 57 | Electric Utility | 37.7328 | -99.9497 | Sunflower Electric Power Corporation (Owner),Sunflower Electric Power Corporation (Operator) | Phase 2 |  | Dry bottom wall-fired boiler | Pipeline Natural Gas | [5 empty] | 1969-06-01 | Operating | 1648 | 4 (160) | 1233 4 | 160
KS | Great Bend Station aka Arthur Mullergren | 1235 | 3 |  | 2023 | ARP, CSNOX, CSOSG2, CSSO2G2 | 608386 | 7 | SPP | Barton County | KS009 | 9 | Electric Utility | 38.41 | -98.8689 | Sunflower Electric Power Corporation (Owner),Sunflower Electric Power Corporation (Operator) | Phase 2 |  | Dry bottom wall-fired boiler | Pipeline Natural Gas | [5 empty] | 1963-12-17 | Operating | 1046.2 | 3 (105) | 1235 3 | 105
KS | Riverton | 1239 | 12 |  | 2023 | ARP, CSNOX, CSOSG2, CSSO2G2 | 609869 (Ended Dec 19, 2023), 610864 (Started Dec 19, 2023) | 7 | SPP | Cherokee County | KS021 | 21 | Electric Utility | 37.0719 | -94.6986 | Empire District Electric Company (Owner),Empire District Electric Company (Operator) | Phase 2 |  | Combined cycle | Pipeline Natural Gas |  |  | Selective Catalytic Reduction |  |  | 2007-01-11 | Operating | 2085 | 12-2 (118.8), 12 (150) | 1239 12 | 268.8 | Y
KS | Gordon Evans Energy Center | 1240 | E1CT |  | 2023 | ARP, CSNOX, CSOSG2, CSSO2G2 | 605879 | 7 | SPP | Sedgwick County | KS173 | 173 | Electric Utility | 37.7903 | -97.5217 | Evergy, Inc. (Owner),Evergy, Inc. (Operator) | Phase 2 |  | Combustion turbine | Pipeline Natural Gas | Diesel Oil |  |  |  |  | 2000-06-08 | Operating | 975 | GT1 (88) | 1240 E1CT | 88
KS | Gordon Evans Energy Center | 1240 | E2CT |  | 2023 | ARP, CSNOX, CSOSG2, CSSO2G2 | 605879 | 7 | SPP | Sedgwick County | KS173 | 173 | Electric Utility | 37.7903 | -97.5217 | Evergy, Inc. (Owner),Evergy, Inc. (Operator) | Phase 2 |  | Combustion turbine | Pipeline Natural Gas | Diesel Oil |  |  |  |  | 2000-06-08 | Operating | 975 | GT2 (88) | 1240 E2CT | 88
KS | Gordon Evans Energy Center | 1240 | E3CT |  | 2023 | ARP, CSNOX, CSOSG2, CSSO2G2 | 605879 | 7 | SPP | Sedgwick County | KS173 | 173 | Electric Utility | 37.7903 | -97.5217 | Evergy, Inc. (Owner),Evergy, Inc. (Operator) | Phase 2 |  | Combustion turbine | Pipeline Natural Gas | Diesel Oil |  |  |  |  | 2001-06-21 | Operating | 1860 | GT3 (180) | 1240 E3CT | 180
KS | La Cygne | 1241 | 1 |  | 2023 | ARP, CSNOX, CSOSG2, CSSO2G2, MATS | 605879 | 7 | SPP | Linn County | KS107 | 107 | Electric Utility | 38.3472 | -94.6389 | Evergy, Inc. (Owner),Evergy, Inc. (Operator) | Phase 2 | Phase 2 Group 2 | Cyclone boiler | Coal |  | Wet Limestone | Overfire Air,Selective Catalytic Reduction | Baghouse | Halogenated PAC Sorbent Injection | 1973-03-01 | Operating | 8850 | 1 (893) | 1241 1 | 893 | Y
KS | La Cygne | 1241 | 2 |  | 2023 | ARP, CSNOX, CSOSG2, CSSO2G2, MATS | 605879 | 7 | SPP | Linn County | KS107 | 107 | Electric Utility | 38.3472 | -94.6389 | Evergy, Inc. (Owner),Evergy, Inc. (Operator) | Phase 2 | Phase 1 Group 1 | Dry bottom wall-fired boiler | Coal | Other Oil | Wet Limestone | Low NOx Burner Technology w/ Overfire Air,Low NOx Burner Technology (Dry Bottom only),Overfire Air,Selective Catalytic Reduction | Baghouse | Halogenated PAC Sorbent Injection | 1977-02-01 | Operating | 7700 | 2 (685) | 1241 2 | 685 | Y
KS | Hutchinson Energy Center | 1248 | CT-1 |  | 2023 | CSNOX, CSOSG2, CSSO2G2 | 605879 | 7 | SPP | Reno County | KS155 | 155 | Electric Utility | 38.0906 | -97.8747 | Evergy, Inc. (Owner),Evergy, Inc. (Operator) |  |  | Combustion turbine | Pipeline Natural Gas | Diesel Oil |  |  |  |  | 1974-05-30 | Operating | 775 | GT1 (79.1) | 1248 CT-1 | 79.1
KS | Hutchinson Energy Center | 1248 | CT-2 |  | 2023 | CSNOX, CSOSG2, CSSO2G2 | 605879 | 7 | SPP | Reno County | KS155 | 155 | Electric Utility | 38.0906 | -97.8747 | Evergy, Inc. (Owner),Evergy, Inc. (Operator) |  |  | Combustion turbine | Pipeline Natural Gas | Diesel Oil |  |  |  |  | 1974-05-18 | Operating | 775 | GT2 (79.1) | 1248 CT-2 | 79.1
KS | Hutchinson Energy Center | 1248 | CT-3 |  | 2023 | CSNOX, CSOSG2, CSSO2G2 | 605879 | 7 | SPP | Reno County | KS155 | 155 | Electric Utility | 38.0906 | -97.8747 | Evergy, Inc. (Owner),Evergy, Inc. (Operator) |  |  | Combustion turbine | Pipeline Natural Gas | Diesel Oil |  |  |  |  | 1974-05-11 | Operating | 775 | GT3 (79.1) | 1248 CT-3 | 79.1
KS | Hutchinson Energy Center | 1248 | CT-4 |  | 2023 | CSNOX, CSOSG2, CSSO2G2 | 605879 | 7 | SPP | Reno County | KS155 | 155 | Electric Utility | 38.0906 | -97.8747 | Evergy, Inc. (Owner),Evergy, Inc. (Operator) |  |  | Combustion turbine | Diesel Oil | [5 empty] | 1975-06-28 | Operating | 1162 | GT4 (84.3) | 1248 CT-4 | 84.3
KS | Lawrence Energy Center | 1250 | 4 | MS4N, MS4S | 2023 | ARP, CSNOX, CSOSG2, CSSO2G2, MATS | 605879 | 7 |  | Douglas County | KS045 | 45 | Electric Utility | 39.0072 | -95.2692 | Evergy, Inc. (Owner),Evergy, Inc. (Operator) | Phase 2 | Phase 2 Group 1 | Tangentially-fired | Coal | Pipeline Natural Gas | Wet Limestone | Low NOx Burner Technology w/ Closed-coupled/Separated OFA | Baghouse,Wet Scrubber |  | 1960-03-11 | Operating | 1409 | 4 (135) | 1250 4 | 135
KS | Lawrence Energy Center | 1250 | 5 |  | 2023 | ARP, CSNOX, CSOSG2, CSSO2G2, MATS | 605879 | 7 |  | Douglas County | KS045 | 45 | Electric Utility | 39.0072 | -95.2692 | Evergy, Inc. (Owner),Evergy, Inc. (Operator) | Phase 2 | Phase 2 Group 1 | Tangentially-fired | Coal | Pipeline Natural Gas | Wet Limestone | Low NOx Burner Technology w/ Closed-coupled/Separated OFA | Baghouse,Wet Scrubber |  | 1971-05-31 | Operating | 4318 | 5 (415) | 1250 5 | 415
KS | Chanute 2 | 1268 | 14 |  | 2023 | ARP, CSNOX, CSOSG2, CSSO2G2 | 608095 | 7 |  | Neosho County | KS133 | 133 | Electric Utility | 37.6953 | -95.4586 | City of Chanute (Owner),City of Chanute (Operator) | Phase 2 |  | Combustion turbine | Pipeline Natural Gas |  |  | Dry Low NOx Burners |  |  | 2001-07-01 | Operating | 640 | 14 (60) | 1268 14 | 60
KS | Coffeyville | 1271 | 4 |  | 2023 | ARP, CSNOX, CSOSG2, CSSO2G2 | 605713 | 7 | SPP | Montgomery County | KS125 | 125 | Electric Utility | 37.0456 | -95.6076 | Coffeyville Municipal Light & Power (Owner),Coffeyville Municipal Light & Power (Operator) | Phase 2 |  | Dry bottom wall-fired boiler | Pipeline Natural Gas | [5 empty] | 1973-01-01 | Operating | 510 | 7 (40) | 1271 4 | 40
KS | Quindaro | 1295 | CT2 |  | 2023 | CSNOX, CSOSG2, CSSO2G2 | 607775 | 7 | SPP | Wyandotte County | KS209 | 209 | Electric Utility | 39.1486 | -94.6405 | Kansas City Board of Public Utilities (Owner),Kansas City Board of Public Utilities (Operator) |  |  | Combustion turbine | Diesel Oil | [5 empty] | 1969-10-01 | Operating | 563 | GT2 (64.7) | 1295 CT2 | 64.7
KS | Quindaro | 1295 | CT3 |  | 2023 | CSNOX, CSOSG2, CSSO2G2 | 607775 | 7 | SPP | Wyandotte County | KS209 | 209 | Electric Utility | 39.1486 | -94.6405 | Kansas City Board of Public Utilities (Owner),Kansas City Board of Public Utilities (Operator) |  |  | Combustion turbine | Diesel Oil | [5 empty] | 1977-08-01 | Operating | 524 | GT3 (64.7) | 1295 CT3 | 64.7
KS | McPherson 2 | 1305 | GT1 | CP001 | 2023 | CSNOX, CSOSG2, CSSO2G2 | 610198 | 7 | SPP | McPherson County | KS113 | 113 | Electric Utility | 38.3634 | -97.6834 | McPherson Board of Public Utilities (Owner),McPherson Board of Public Utilities (Operator) |  |  | Combustion turbine | Pipeline Natural Gas | Diesel Oil |  |  |  |  | 1973-06-01 | Operating | 650 | GT1 (65.5) | 1305 GT1 | 65.5
KS | McPherson 2 | 1305 | GT2 |  | 2023 | CSNOX, CSOSG2, CSSO2G2 | 610198 | 7 | SPP | McPherson County | KS113 | 113 | Electric Utility | 38.3634 | -97.6834 | McPherson Board of Public Utilities (Owner),McPherson Board of Public Utilities (Operator) |  |  | Combustion turbine | Diesel Oil | [5 empty] | 1976-06-01 | Operating | 650 | GT2 (65.5) | 1305 GT2 | 65.5
KS | McPherson 2 | 1305 | GT3 | CP001 | 2023 | CSNOX, CSOSG2, CSSO2G2 | 610198 | 7 | SPP | McPherson County | KS113 | 113 | Electric Utility | 38.3634 | -97.6834 | McPherson Board of Public Utilities (Owner),McPherson Board of Public Utilities (Operator) |  |  | Combustion turbine | Pipeline Natural Gas | Diesel Oil |  |  |  |  | 1979-06-01 | Operating | 650 | GT3 (65.5) | 1305 GT3 | 65.5
KS | Garden City | 1336 | S-2 |  | 2023 | ARP, CSNOX, CSOSG2, CSSO2G2 | 608386 | 7 | SPP | Finney County | KS055 | 55 | Electric Utility | 37.9703 | -100.8956 | Sunflower Electric Power Corporation (Owner),Sunflower Electric Power Corporation (Operator) | Phase 2 |  | Tangentially-fired | Pipeline Natural Gas | [5 empty] | 1973-04-01 | Operating | 1260 | S2 (105) | 1336 S-2 | 105
KS | Garden City | 1336 | S-4 |  | 2023 | CSNOX, CSOSG2, CSSO2G2 | 608386 | 7 | SPP | Finney County | KS055 | 55 | Electric Utility | 37.9703 | -100.8956 | Sunflower Electric Power Corporation (Owner),Sunflower Electric Power Corporation (Operator) |  |  | Combustion turbine | Pipeline Natural Gas | [5 empty] | 1976-05-15 | Operating | 723 | S4 (71.2) | 1336 S-4 | 71.2
KS | Garden City | 1336 | S-5 |  | 2023 | CSNOX, CSOSG2, CSSO2G2 | 608386 | 7 | SPP | Finney County | KS055 | 55 | Electric Utility | 37.9703 | -100.8956 | Sunflower Electric Power Corporation (Owner),Sunflower Electric Power Corporation (Operator) |  |  | Combustion turbine | Pipeline Natural Gas |  |  | Water Injection |  |  | 1979-07-16 | Operating | 720.2 | S5 (71.2) | 1336 S-5 | 71.2
KY | Big Sandy | 1353 | BSU1 |  | 2023 | ARP, CSNOX, CSOSG2E, CSSO2G1 | 608993 (Ended Apr 12, 2023), 610620 (Started Apr 12, 2023) | 4 | ECAR | Lawrence County | KY127 | 127 | Electric Utility | 38.1707 | -82.6176 | Kentucky Power Company (Owner),Kentucky Power Company (Operator) | Phase 2 | Phase 2 Group 1 | Dry bottom wall-fired boiler | Natural Gas |  |  | Low NOx Burner Technology (Dry Bottom only),Overfire Air | Electrostatic Precipitator |  | 1963-01-01 | Operating | 3000 | 1 (280.5) | 1353 BSU1 | 280.5
KY | E W Brown | 1355 | 3 |  | 2023 | ARP, CSNOX, CSOSG2E, CSSO2G1, MATS | 604155 | 4 | SERC | Mercer County | KY167 | 167 | Electric Utility | 37.7889 | -84.7139 | LGE and KU Energy LLC (Owner),LGE and KU Energy LLC (Operator) | Table 1 | Phase 1 Group 1 | Tangentially-fired | Coal |  | Wet Limestone | Low NOx Burner Technology w/ Closed-coupled/Separated OFA,Selective Catalytic Reduction | Wet Scrubber,Baghouse | Additives to Enhance PAC and Existing Equipment Performance,Untreated PAC Sorbent Injection | 1971-07-19 | Operating | 5000 | 3 (446.4) | 1355 3 | 446.4 | Y
KY | E W Brown | 1355 | 5 |  | 2023 | ARP, CSNOX, CSOSG2E, CSSO2G1 | 604155 | 4 | SERC | Mercer County | KY167 | 167 | Electric Utility | 37.7889 | -84.7139 | LGE and KU Energy LLC (Owner),Kentucky Utilities Company (Owner),Kentucky Utilities Company (Operator) | Phase 2 |  | Combustion turbine | Pipeline Natural Gas |  |  | Water Injection |  |  | 2001-06-09 | Operating | 1600 | 5 (123) | 1355 5 | 123
KY | E W Brown | 1355 | 6 |  | 2023 | ARP, CSNOX, CSOSG2E, CSSO2G1 | 604155 | 4 | SERC | Mercer County | KY167 | 167 | Electric Utility | 37.7889 | -84.7139 | LGE and KU Energy LLC (Owner),Kentucky Utilities Company (Owner),Kentucky Utilities Company (Operator) | Phase 2 |  | Combustion turbine | Pipeline Natural Gas |  |  | Dry Low NOx Burners,Water Injection |  |  | 1999-08-11 | Operating | 1970 | 6 (181) | 1355 6 | 181
KY | E W Brown | 1355 | 7 |  | 2023 | ARP, CSNOX, CSOSG2E, CSSO2G1 | 604155 | 4 | SERC | Mercer County | KY167 | 167 | Electric Utility | 37.7889 | -84.7139 | LGE and KU Energy LLC (Owner),Kentucky Utilities Company (Owner),Kentucky Utilities Company (Operator) | Phase 2 |  | Combustion turbine | Pipeline Natural Gas |  |  | Dry Low NOx Burners,Water Injection |  |  | 1999-08-08 | Operating | 1970 | 7 (181) | 1355 7 | 181
KY | E W Brown | 1355 | 8 |  | 2023 | ARP, CSNOX, CSOSG2E, CSSO2G1 | 604155 | 4 | SERC | Mercer County | KY167 | 167 | Electric Utility | 37.7889 | -84.7139 | LGE and KU Energy LLC (Owner),LGE and KU Energy LLC (Operator) | Phase 2 |  | Combustion turbine | Pipeline Natural Gas |  | Other | Water Injection |  |  | 1995-01-01 | Operating | 1552 | 8 (126) | 1355 8 | 126
KY | E W Brown | 1355 | 9 |  | 2023 | ARP, CSNOX, CSOSG2E, CSSO2G1 | 604155 | 4 | SERC | Mercer County | KY167 | 167 | Electric Utility | 37.7889 | -84.7139 | LGE and KU Energy LLC (Owner),LGE and KU Energy LLC (Operator) | Phase 2 |  | Combustion turbine | Pipeline Natural Gas |  | Other | Water Injection |  |  | 1995-01-01 | Operating | 1610 | 9 (126) | 1355 9 | 126
KY | E W Brown | 1355 | 10 |  | 2023 | ARP, CSNOX, CSOSG2E, CSSO2G1 | 604155 | 4 | SERC | Mercer County | KY167 | 167 | Electric Utility | 37.7889 | -84.7139 | LGE and KU Energy LLC (Owner),LGE and KU Energy LLC (Operator) | Phase 2 |  | Combustion turbine | Pipeline Natural Gas |  | Other | Water Injection |  |  | 1995-12-22 | Operating | 1830 | 10 (126) | 1355 10 | 126
KY | E W Brown | 1355 | 11 |  | 2023 | ARP, CSNOX, CSOSG2E, CSSO2G1 | 604155 | 4 | SERC | Mercer County | KY167 | 167 | Electric Utility | 37.7889 | -84.7139 | LGE and KU Energy LLC (Owner),LGE and KU Energy LLC (Operator) | Phase 2 |  | Combustion turbine | Pipeline Natural Gas |  | Other | Water Injection |  |  | 1996-04-01 | Operating | 1625 | 11 (126) | 1355 11 | 126
KY | Ghent | 1356 | 1 |  | 2023 | ARP, CSNOX, CSOSG2E, CSSO2G1, MATS | 604155 | 4 |  | Carroll County | KY041 | 41 | Electric Utility | 38.7497 | -85.035 | Kentucky Utilities Company (Owner),Kentucky Utilities Company (Operator) | Table 1 | Phase 1 Group 1 | Tangentially-fired | Coal |  | Wet Limestone | Low NOx Burner Technology w/ Separated OFA,Selective Catalytic Reduction | Baghouse | Additives to Enhance PAC and Existing Equipment Performance,Untreated PAC Sorbent Injection | 1974-02-19 | Operating | 5500 | 1 (556.9) | 1356 1 | 556.9 | Y
KY | Ghent | 1356 | 2 | CS023 | 2023 | ARP, CSNOX, CSOSG2E, CSSO2G1, MATS | 604155 | 4 |  | Carroll County | KY041 | 41 | Electric Utility | 38.7497 | -85.035 | Kentucky Utilities Company (Owner),Kentucky Utilities Company (Operator) | Phase 2 | Phase 2 Group 1 | Tangentially-fired | Coal |  | Wet Limestone | Low NOx Burner Technology w/ Closed-coupled/Separated OFA | Baghouse | Untreated PAC Sorbent Injection,Additives to Enhance PAC and Existing Equipment Performance | 1977-04-20 | Operating | 5800 | 2 (556.4) | 1356 2 | 556.4
KY | Ghent | 1356 | 3 | CS023 | 2023 | ARP, CSNOX, CSOSG2E, CSSO2G1, MATS | 604155 | 4 |  | Carroll County | KY041 | 41 | Electric Utility | 38.7497 | -85.035 | Kentucky Utilities Company (Owner),Kentucky Utilities Company (Operator) | Phase 2 | Phase 2 Group 1 | Dry bottom wall-fired boiler | Coal |  | Wet Limestone | Low NOx Burner Technology w/ Overfire Air,Selective Catalytic Reduction | Baghouse,Electrostatic Precipitator | Untreated PAC Sorbent Injection,Additives to Enhance PAC and Existing Equipment Performance | 1981-05-31 | Operating | 5800 | 3 (556.6) | 1356 3 | 556.6 | Y
KY | Ghent | 1356 | 4 |  | 2023 | ARP, CSNOX, CSOSG2E, CSSO2G1, MATS | 604155 | 4 |  | Carroll County | KY041 | 41 | Electric Utility | 38.7497 | -85.035 | Kentucky Utilities Company (Owner),Kentucky Utilities Company (Operator) | Phase 2 | Phase 2 Group 1 | Dry bottom wall-fired boiler | Coal |  | Wet Limestone | Low NOx Burner Technology w/ Overfire Air,Selective Catalytic Reduction | Baghouse,Electrostatic Precipitator | Additives to Enhance PAC and Existing Equipment Performance,Untreated PAC Sorbent Injection | 1984-08-18 | Operating | 5500 | 4 (556.2) | 1356 4 | 556.2 | Y
KY | Cane Run | 1363 | 7A |  | 2023 | ARP, CSNOX, CSOSG2E, CSSO2G1 | 604155 | 4 | SERC | Jefferson County | KY111 | 111 | Electric Utility | 38.1828 | -85.8894 | Kentucky Utilities Company (Owner),LG&E and KU Energy, LLC (Operator) | Phase 2 |  | Combined cycle | Pipeline Natural Gas |  |  | Dry Low NOx Burners |  |  | 2015-03-01 | Operating | 2524 | 7A (260), 7-STG (287) | 1363 7A | 403.5
KY | Cane Run | 1363 | 7B |  | 2023 | ARP, CSNOX, CSOSG2E, CSSO2G1 | 604155 | 4 | SERC | Jefferson County | KY111 | 111 | Electric Utility | 38.1828 | -85.8894 | Kentucky Utilities Company (Owner),LG&E and KU Energy, LLC (Operator) | Phase 2 |  | Combined cycle | Pipeline Natural Gas |  |  | Dry Low NOx Burners |  |  | 2015-03-09 | Operating | 2500 | 7-STG (287), 7B (260) | 1363 7B | 403.5
KY | Mill Creek | 1364 | 1 | CS12 | 2023 | ARP, CSNOX, CSOSG2E, CSSO2G1, MATS | 604155 | 4 | ECAR | Jefferson County | KY111 | 111 | Electric Utility | 38.0531 | -85.91 | LGE and KU Energy LLC (Owner),LGE and KU Energy LLC (Operator) | Phase 2 | Early Election | Tangentially-fired | Coal |  | Wet Limestone | Low NOx Burner Technology w/ Separated OFA | Baghouse,Electrostatic Precipitator | Additives to Enhance PAC and Existing Equipment Performance,Untreated PAC Sorbent Injection | 1972-07-11 | Operating | 3700 | 1 (355.5) | 1364 1 | 355.5
KY | Mill Creek | 1364 | 2 | CS12 | 2023 | ARP, CSNOX, CSOSG2E, CSSO2G1, MATS | 604155 | 4 | ECAR | Jefferson County | KY111 | 111 | Electric Utility | 38.0531 | -85.91 | LGE and KU Energy LLC (Owner),LGE and KU Energy LLC (Operator) | Phase 2 | Early Election | Tangentially-fired | Coal |  | Wet Limestone | Low NOx Burner Technology w/ Separated OFA | Baghouse,Electrostatic Precipitator | Additives to Enhance PAC and Existing Equipment Performance,Untreated PAC Sorbent Injection | 1974-06-11 | Operating | 3700 | 2 (355.5) | 1364 2 | 355.5
KY | Mill Creek | 1364 | 3 |  | 2023 | ARP, CSNOX, CSOSG2E, CSSO2G1, MATS | 604155 | 4 | ECAR | Jefferson County | KY111 | 111 | Electric Utility | 38.0531 | -85.91 | LGE and KU Energy LLC (Owner),LGE and KU Energy LLC (Operator) | Phase 2 | Early Election | Dry bottom wall-fired boiler | Coal |  | Wet Limestone | Low NOx Burner Technology (Dry Bottom only),Selective Catalytic Reduction | Baghouse,Electrostatic Precipitator,Wet Scrubber | Additives to Enhance PAC and Existing Equipment Performance,Untreated PAC Sorbent Injection | 1978-06-28 | Operating | 4400 | 3 (462.6) | 1364 3 | 462.6 | Y
KY | Mill Creek | 1364 | 4 |  | 2023 | ARP, CSNOX, CSOSG2E, CSSO2G1, MATS | 604155 | 4 | ECAR | Jefferson County | KY111 | 111 | Electric Utility | 38.0531 | -85.91 | LGE and KU Energy LLC (Owner),LGE and KU Energy LLC (Operator) | Phase 2 | Early Election | Dry bottom wall-fired boiler | Coal |  | Wet Limestone | Low NOx Burner Technology (Dry Bottom only),Selective Catalytic Reduction | Baghouse,Electrostatic Precipitator,Wet Scrubber | Additives to Enhance PAC and Existing Equipment Performance,Untreated PAC Sorbent Injection | 1982-07-15 | Operating | 5500 | 4 (543.6) | 1364 4 | 543.6 | Y
KY | Paddy's Run | 1366 | 12 |  | 2023 | CSNOX, CSOSG2E, CSSO2G1 | 604155 | 4 |  | Jefferson County | KY111 | 111 | Electric Utility | 38.2147 | -85.8453 | Kentucky Utilities Company (Owner),LGE and KU Energy LLC (Owner),LGE and KU Energy LLC (Operator) |  |  | Combustion turbine | Pipeline Natural Gas | [5 empty] | 1968-07-01 | Operating | 438 | 12 (32.6) | 1366 12 | 32.6
KY | Paddy's Run | 1366 | 13 |  | 2023 | ARP, CSNOX, CSOSG2E, CSSO2G1 | 604155 | 4 |  | Jefferson County | KY111 | 111 | Electric Utility | 38.2147 | -85.8453 | Kentucky Utilities Company (Owner),LGE and KU Energy LLC (Owner),LGE and KU Energy LLC (Operator) | Phase 2 |  | Combustion turbine | Pipeline Natural Gas |  |  | Dry Low NOx Burners |  |  | 2001-06-25 | Operating | 1861 | 13 (178) | 1366 13 | 178
KY | Paradise | 1378 | PCC1 |  | 2023 | ARP, CSNOX, CSOSG2E, CSSO2G1, NSPS4T | 609315 | 4 | SERC | Muhlenberg County | KY177 | 177 | Electric Utility | 37.2608 | -86.9783 | Tennessee Valley Authority (Owner),Tennessee Valley Authority (Operator) | Phase 2 |  | Combined cycle | Pipeline Natural Gas |  |  | Dry Low NOx Burners,Selective Catalytic Reduction |  |  | 2016-10-11 | Operating | 2700 | STG1 (470), CTG1 (226) | 1378 PCC1 | 382.6667 | Y
KY | Paradise | 1378 | PCC2 |  | 2023 | ARP, CSNOX, CSOSG2E, CSSO2G1, NSPS4T | 609315 | 4 | SERC | Muhlenberg County | KY177 | 177 | Electric Utility | 37.2608 | -86.9783 | Tennessee Valley Authority (Owner),Tennessee Valley Authority (Operator) | Phase 2 |  | Combined cycle | Pipeline Natural Gas |  |  | Dry Low NOx Burners,Selective Catalytic Reduction |  |  | 2016-10-17 | Operating | 2700 | CTG2 (226), STG1 (470) | 1378 PCC2 | 382.6667 | Y
KY | Paradise | 1378 | PCC3 |  | 2023 | ARP, CSNOX, CSOSG2E, CSSO2G1, NSPS4T | 609315 | 4 | SERC | Muhlenberg County | KY177 | 177 | Electric Utility | 37.2608 | -86.9783 | Tennessee Valley Authority (Owner),Tennessee Valley Authority (Operator) | Phase 2 |  | Combined cycle | Pipeline Natural Gas |  |  | Dry Low NOx Burners,Selective Catalytic Reduction |  |  | 2016-10-28 | Operating | 2700 | CTG3 (226), STG1 (470) | 1378 PCC3 | 382.6667 | Y
KY | Shawnee | 1379 | 1 | CSSH15 | 2023 | ARP, CSNOX, CSOSG2E, CSSO2G1, MATS | 609315 | 4 | SERC | McCracken County | KY145 | 145 | Electric Utility | 37.1517 | -88.775 | Tennessee Valley Authority (Owner),Tennessee Valley Authority (Operator) | Phase 2 | Phase 2 Group 1 | Dry bottom wall-fired boiler | Coal |  | Dry Lime FGD | Low NOx Burner Technology (Dry Bottom only),Selective Catalytic Reduction | Baghouse |  | 1953-04-06 | Operating | 2145 | 1 (175) | 1379 1 | 175 | Y
KY | Shawnee | 1379 | 2 | CSSH15 | 2023 | ARP, CSNOX, CSOSG2E, CSSO2G1, MATS | 609315 | 4 | SERC | McCracken County | KY145 | 145 | Electric Utility | 37.1517 | -88.775 | Tennessee Valley Authority (Owner),Tennessee Valley Authority (Operator) | Phase 2 | Phase 2 Group 1 | Dry bottom wall-fired boiler | Coal |  |  | Low NOx Burner Technology (Dry Bottom only) | Baghouse |  | 1953-06-18 | Operating | 2316 | 2 (175) | 1379 2 | 175
KY | Shawnee | 1379 | 3 | CSSH15 | 2023 | ARP, CSNOX, CSOSG2E, CSSO2G1, MATS | 609315 | 4 | SERC | McCracken County | KY145 | 145 | Electric Utility | 37.1517 | -88.775 | Tennessee Valley Authority (Owner),Tennessee Valley Authority (Operator) | Phase 2 | Phase 2 Group 1 | Dry bottom wall-fired boiler | Coal |  |  | Low NOx Burner Technology (Dry Bottom only) | Baghouse |  | 1953-09-29 | Operating | 2296 | 3 (175) | 1379 3 | 175
KY | Shawnee | 1379 | 4 | CSSH15 | 2023 | ARP, CSNOX, CSOSG2E, CSSO2G1, MATS | 609315 | 4 | SERC | McCracken County | KY145 | 145 | Electric Utility | 37.1517 | -88.775 | Tennessee Valley Authority (Owner),Tennessee Valley Authority (Operator) | Phase 2 | Phase 2 Group 1 | Dry bottom wall-fired boiler | Coal |  | Dry Lime FGD | Low NOx Burner Technology (Dry Bottom only),Selective Catalytic Reduction | Baghouse |  | 1954-01-02 | Operating | 2112 | 4 (175) | 1379 4 | 175 | Y
KY | Shawnee | 1379 | 5 | CSSH15 | 2023 | ARP, CSNOX, CSOSG2E, CSSO2G1, MATS | 609315 | 4 | SERC | McCracken County | KY145 | 145 | Electric Utility | 37.1517 | -88.775 | Tennessee Valley Authority (Owner),Tennessee Valley Authority (Operator) | Phase 2 | Phase 2 Group 1 | Dry bottom wall-fired boiler | Coal |  |  | Low NOx Burner Technology (Dry Bottom only) | Baghouse |  | 1954-09-20 | Operating | 2284 | 5 (175) | 1379 5 | 175
KY | Shawnee | 1379 | 6 | CSSH60 | 2023 | ARP, CSNOX, CSOSG2E, CSSO2G1, MATS | 609315 | 4 | SERC | McCracken County | KY145 | 145 | Electric Utility | 37.1517 | -88.775 | Tennessee Valley Authority (Owner),Tennessee Valley Authority (Operator) | Phase 2 | Phase 2 Group 1 | Dry bottom wall-fired boiler | Coal |  |  | Low NOx Burner Technology (Dry Bottom only) | Baghouse |  | 1954-10-26 | Operating | 1972 | 6 (175) | 1379 6 | 175
KY | Shawnee | 1379 | 7 | CSSH60 | 2023 | ARP, CSNOX, CSOSG2E, CSSO2G1, MATS | 609315 | 4 | SERC | McCracken County | KY145 | 145 | Electric Utility | 37.1517 | -88.775 | Tennessee Valley Authority (Owner),Tennessee Valley Authority (Operator) | Phase 2 | Phase 2 Group 1 | Dry bottom wall-fired boiler | Coal |  |  | Low NOx Burner Technology (Dry Bottom only) | Baghouse |  | 1954-12-19 | Operating | 2589 | 7 (175) | 1379 7 | 175
KY | Shawnee | 1379 | 8 | CSSH60 | 2023 | ARP, CSNOX, CSOSG2E, CSSO2G1, MATS | 609315 | 4 | SERC | McCracken County | KY145 | 145 | Electric Utility | 37.1517 | -88.775 | Tennessee Valley Authority (Owner),Tennessee Valley Authority (Operator) | Phase 2 | Phase 2 Group 1 | Dry bottom wall-fired boiler | Coal |  |  | Low NOx Burner Technology (Dry Bottom only) | Baghouse |  | 1955-02-10 | Operating | 2663 | 8 (175) | 1379 8 | 175
KY | Shawnee | 1379 | 9 | CSSH60 | 2023 | ARP, CSNOX, CSOSG2E, CSSO2G1, MATS | 609315 | 4 | SERC | McCracken County | KY145 | 145 | Electric Utility | 37.1517 | -88.775 | Tennessee Valley Authority (Owner),Tennessee Valley Authority (Operator) | Phase 2 | Phase 2 Group 1 | Dry bottom wall-fired boiler | Coal |  |  | Low NOx Burner Technology (Dry Bottom only) | Baghouse |  | 1955-06-24 | Operating | 2782 | 9 (175) | 1379 9 | 175
KY | Robert Reid | 1383 | RT |  | 2023 | CSNOX, CSOSG2E, CSSO2G1 | 606335 | 4 | ECAR | Webster County | KY233 | 233 | Electric Utility | 37.6467 | -87.5033 | Big Rivers Electric Corporation (Owner),Big Rivers Electric Corporation (Operator) |  |  | Combustion turbine | Other Gas | Diesel Oil |  |  |  |  | 1976-03-01 | Operating | 803.5 | GEN2 (98.9) | 1383 RT | 98.9
KY | John S. Cooper | 1384 | 1 | CS1 | 2023 | ARP, CSNOX, CSOSG2E, CSSO2G1, MATS | 605834 | 4 | ECAR | Pulaski County | KY199 | 199 | Electric Utility | 37 | -84.5917 | East Kentucky Power Cooperative (Owner),East Kentucky Power Cooperative (Operator) | Table 1 | Phase 1 Group 1 | Dry bottom wall-fired boiler | Coal |  | Dry Lime FGD | Low NOx Burner Technology (Dry Bottom only) | Electrostatic Precipitator,Baghouse |  | 1965-02-09 | Operating | 1381 | 1 (100) | 1384 1 | 100
KY | John S. Cooper | 1384 | 2 | CS1 | 2023 | ARP, CSNOX, CSOSG2E, CSSO2G1, MATS | 605834 | 4 | ECAR | Pulaski County | KY199 | 199 | Electric Utility | 37 | -84.5917 | East Kentucky Power Cooperative (Owner),East Kentucky Power Cooperative (Operator) | Table 1 | Phase 1 Group 1 | Dry bottom wall-fired boiler | Coal |  | Dry Lime FGD | Low NOx Burner Technology (Dry Bottom only),Selective Catalytic Reduction | Baghouse |  | 1969-10-28 | Operating | 2418 | 2 (221) | 1384 2 | 221 | Y
LA | Louisiana 1 | 1391 | 1A |  | 2023 | ARP, CSOSG2E | 610460 | 6 | SPP | East Baton Rouge Parish | LA033 | 33 | Electric Utility | 30.4903 | -91.1875 | Entergy Corporation (Owner),EthosEnergy Power Operations (West), LLC (Operator) | Phase 2 |  | Tangentially-fired | Process Gas | Diesel Oil |  | Low NOx Burner Technology w/ Closed-coupled OFA |  |  | 1951-09-01 | Operating | 845 | 1A (23) | 1391 1A | 23
LA | Louisiana 1 | 1391 | 2A |  | 2023 | ARP, CSOSG2E | 610460 | 6 | SPP | East Baton Rouge Parish | LA033 | 33 | Electric Utility | 30.4903 | -91.1875 | Entergy Corporation (Owner),EthosEnergy Power Operations (West), LLC (Operator) | Phase 2 |  | Tangentially-fired | Process Gas | Diesel Oil |  | Low NOx Burner Technology w/ Closed-coupled OFA |  |  | 1951-09-01 | Operating | 950 | 2A (62.5) | 1391 2A | 62.5
LA | Louisiana 1 | 1391 | 3A |  | 2023 | ARP, CSOSG2E | 610460 | 6 | SPP | East Baton Rouge Parish | LA033 | 33 | Electric Utility | 30.4903 | -91.1875 | Entergy Corporation (Owner),EthosEnergy Power Operations (West), LLC (Operator) | Phase 2 |  | Tangentially-fired | Process Gas | Diesel Oil |  | Low NOx Burner Technology w/ Closed-coupled OFA |  |  | 1951-09-01 | Operating | 1050 | 3A (63) | 1391 3A | 63
LA | Louisiana 1 | 1391 | 4A |  | 2023 | ARP, CSOSG2E | 610460 | 6 | SPP | East Baton Rouge Parish | LA033 | 33 | Electric Utility | 30.4903 | -91.1875 | Entergy Corporation (Owner),EthosEnergy Power Operations (West), LLC (Operator) | Phase 2 |  | Combined cycle | Process Gas |  |  | Water Injection |  |  | 1988-01-01 | Operating | 2550 | 4A (129) | 1391 4A | 129
LA | Louisiana 1 | 1391 | 5A |  | 2023 | ARP, CSOSG2E | 610460 | 6 | SPP | East Baton Rouge Parish | LA033 | 33 | Electric Utility | 30.4903 | -91.1875 | Entergy Corporation (Owner),ExxonMobil Oil Corporation (Owner),EthosEnergy Power Operations (West), LLC (Operator) | Phase 2 |  | Combined cycle | Process Gas |  |  | Dry Low NOx Burners |  |  | 1999-04-01 | Operating | 2665 | 5A (173.3) | 1391 5A | 173.3
LA | R S Nelson | 1393 | 6 |  | 2023 | ARP, CSOSG2E, MATS | 609775 (Ended Mar 31, 2023), 610584 (Started Mar 31, 2023) | 6 | SPP | Calcasieu Parish | LA019 | 19 | Electric Utility | 30.2861 | -93.2917 | Sam Rayburn G & T, Inc (Owner),Sam Rayburn Municipal Power Agency (Owner),Entergy Corporation (Owner),Entergy Corporation (Operator) | Phase 2 | Early Election | Tangentially-fired | Coal | Residual Oil |  | Low NOx Burner Technology w/ Separated OFA | Electrostatic Precipitator | Additives to Enhance PAC and Existing Equipment Performance | 1982-05-31 | Operating | 6790 | 6 (614.6) | 1393 6 | 614.6
LA | Coughlin Power Station | 1396 | 2024-06-01 |  | 2023 | ARP, CSOSG2E | 610205 | 6 | MAPP | Evangeline Parish | LA039 | 39 | Electric Utility | 30.8442 | -92.2606 | Cleco Power LLC (Owner),Cleco Power LLC (Operator) | Phase 2 |  | Combined cycle | Pipeline Natural Gas |  |  | Dry Low NOx Burners,Selective Catalytic Reduction |  |  | 2000-02-23 | Operating | 2099 | U6CT (188.7), 7 (243), 6 (125) | 1396 45444 | 311.3667 | Y
LA | Coughlin Power Station | 1396 | 2024-07-01 |  | 2023 | ARP, CSOSG2E | 610205 | 6 | MAPP | Evangeline Parish | LA039 | 39 | Electric Utility | 30.8442 | -92.2606 | Cleco Power LLC (Owner),Cleco Power LLC (Operator) | Phase 2 |  | Combined cycle | Pipeline Natural Gas |  |  | Dry Low NOx Burners,Selective Catalytic Reduction |  |  | 2000-02-23 | Operating | 1978 | 6 (125), U7CT (188.5), 7 (243) | 1396 45474 | 311.3667 | Y
LA | Coughlin Power Station | 1396 | 2024-07-02 |  | 2023 | ARP, CSOSG2E | 610205 | 6 | MAPP | Evangeline Parish | LA039 | 39 | Electric Utility | 30.8442 | -92.2606 | Cleco Power LLC (Owner),Cleco Power LLC (Operator) | Phase 2 |  | Combined cycle | Pipeline Natural Gas |  |  | Dry Low NOx Burners,Selective Catalytic Reduction |  |  | 2000-03-27 | Operating | 1978 | 7 (243), U72 (188.5), 6 (125) | 1396 45475 | 311.3667 | Y
LA | Teche Power Station | 1400 | 3 |  | 2023 | ARP, CSOSG2E | 610205 | 6 | SPP | St. Mary Parish | LA101 | 101 | Electric Utility | 29.8223 | -91.5427 | Cleco Power LLC (Owner),Cleco Power LLC (Operator) | Phase 2 |  | Dry bottom wall-fired boiler | Pipeline Natural Gas | Diesel Oil |  |  |  |  | 1971-03-09 | Operating | 3733 | 3 (348.5) | 1400 3 | 348.5
LA | Teche Power Station | 1400 | 4 |  | 2023 | ARP, CSOSG2E | 610205 | 6 | SPP | St. Mary Parish | LA101 | 101 | Electric Utility | 29.8223 | -91.5427 | Cleco Power LLC (Owner),Cleco Power LLC (Operator) | Phase 2 |  | Combustion turbine | Pipeline Natural Gas |  |  | Dry Low NOx Burners |  |  | 2011-04-01 | Operating | 449.4 | 4 (35) | 1400 4 | 35
LA | Little Gypsy | 1402 | 2 |  | 2023 | ARP, CSOSG2E | 609775 (Ended Mar 31, 2023), 610584 (Started Mar 31, 2023) | 6 |  | St. Charles Parish | LA089 | 89 | Electric Utility | 30.0033 | -90.4611 | Entergy Corporation (Owner),Entergy Corporation (Operator) | Phase 2 |  | Dry bottom wall-fired boiler | Pipeline Natural Gas | Diesel Oil |  | Combustion Modification/Fuel Reburning |  |  | 1965-12-01 | Operating | 4755 | 2 (420.8) | 1402 2 | 420.8
LA | Little Gypsy | 1402 | 3 |  | 2023 | ARP, CSOSG2E | 609775 (Ended Mar 31, 2023), 610584 (Started Mar 31, 2023) | 6 |  | St. Charles Parish | LA089 | 89 | Electric Utility | 30.0033 | -90.4611 | Entergy Corporation (Owner),Entergy Corporation (Operator) | Phase 2 |  | Dry bottom wall-fired boiler | Pipeline Natural Gas |  |  | Combustion Modification/Fuel Reburning |  |  | 1969-02-01 | Operating | 6350 | 3 (582.3) | 1402 3 | 582.3
LA | Ninemile Point | 1403 | 4 |  | 2023 | ARP, CSOSG2E | 609775 (Ended Mar 31, 2023), 610584 (Started Mar 31, 2023) | 6 | SPP | Jefferson Parish | LA051 | 51 | Electric Utility | 29.9472 | -90.1458 | Entergy Corporation (Owner),Entergy Corporation (Operator) | Phase 2 |  | Tangentially-fired | Pipeline Natural Gas | Diesel Oil |  | Combustion Modification/Fuel Reburning |  |  | 1971-01-01 | Operating | 7405 | 4 (895.1) | 1403 4 | 895.1
LA | Ninemile Point | 1403 | 5 |  | 2023 | ARP, CSOSG2E | 609775 (Ended Mar 31, 2023), 610584 (Started Mar 31, 2023) | 6 | SPP | Jefferson Parish | LA051 | 51 | Electric Utility | 29.9472 | -90.1458 | Entergy Corporation (Owner),Entergy Corporation (Operator) | Phase 2 |  | Tangentially-fired | Pipeline Natural Gas | Diesel Oil |  | Combustion Modification/Fuel Reburning |  |  | 1973-01-01 | Operating | 7450 | 5 (895.1) | 1403 5 | 895.1
LA | Ninemile Point | 1403 | 6A |  | 2023 | ARP, CSOSG2E | 609775 (Ended Mar 31, 2023), 610584 (Started Mar 31, 2023) | 6 | SPP | Jefferson Parish | LA051 | 51 | Electric Utility | 29.9472 | -90.1458 | Entergy Corporation (Owner),Entergy Corporation (Operator) | Phase 2 |  | Combined cycle | Pipeline Natural Gas | Diesel Oil |  | Water Injection,Selective Catalytic Reduction |  |  | 2014-08-14 | Operating | 2200 | 6A (194.7), 6C (260.1) | 1403 6A | 324.75 | Y
LA | Ninemile Point | 1403 | 6B |  | 2023 | ARP, CSOSG2E | 609775 (Ended Mar 31, 2023), 610584 (Started Mar 31, 2023) | 6 | SPP | Jefferson Parish | LA051 | 51 | Electric Utility | 29.9472 | -90.1458 | Entergy Corporation (Owner),Entergy Corporation (Operator) | Phase 2 |  | Combined cycle | Pipeline Natural Gas | Diesel Oil |  | Water Injection,Selective Catalytic Reduction |  |  | 2014-09-04 | Operating | 3000 | 6C (260.1), 6B (194.7) | 1403 6B | 324.75 | Y
LA | Sterlington | 1404 | 7AB |  | 2023 | ARP, CSOSG2E | 609775 (Ended Mar 31, 2023), 610584 (Started Mar 31, 2023) | 6 | SPP | Ouachita Parish | LA073 | 73 | Electric Utility | 32.7047 | -92.0792 | Entergy Corporation (Owner),Entergy Corporation (Operator) | Phase 2 |  | Combined cycle | Pipeline Natural Gas | Diesel Oil |  |  |  |  | 1974-08-01 | Operating | 1072 | 7C (101), 7A (59.3) | 1404 7AB | 160.3
LA | Arsenal Hill Power Plant | 1416 | 5A |  | 2023 | ARP, CSOSG2E | 608993 (Ended Apr 12, 2023), 610620 (Started Apr 12, 2023) | 6 | SPP | Caddo Parish | LA017 | 17 | Electric Utility | 32.5181 | -93.7611 | Southwestern Electric Power Company (Owner),Southwestern Electric Power Company (Operator) | Phase 2 |  | Tangentially-fired | Pipeline Natural Gas | [5 empty] | 1960-03-01 | Operating | 1274 | 5 (100) | 1416 5A | 100
LA | Arsenal Hill Power Plant | 1416 | CTG-6A |  | 2023 | ARP, CSOSG2E | 608993 (Ended Apr 12, 2023), 610620 (Started Apr 12, 2023) | 6 | SPP | Caddo Parish | LA017 | 17 | Electric Utility | 32.5181 | -93.7611 | Southwestern Electric Power Company (Owner),Southwestern Electric Power Company (Operator) | Phase 2 |  | Combined cycle | Pipeline Natural Gas |  |  | Dry Low NOx Burners,Selective Catalytic Reduction |  |  | 2010-02-28 | Operating | 2110 | 6A (184), 6STG (256) | 1416 CTG-6A | 312 | Y
LA | Arsenal Hill Power Plant | 1416 | CTG-6B |  | 2023 | ARP, CSOSG2E | 608993 (Ended Apr 12, 2023), 610620 (Started Apr 12, 2023) | 6 | SPP | Caddo Parish | LA017 | 17 | Electric Utility | 32.5181 | -93.7611 | Southwestern Electric Power Company (Owner),Southwestern Electric Power Company (Operator) | Phase 2 |  | Combined cycle | Pipeline Natural Gas |  |  | Dry Low NOx Burners,Selective Catalytic Reduction |  |  | 2010-03-05 | Operating | 2110 | 6STG (256), 6B (184) | 1416 CTG-6B | 312 | Y
LA | Lieberman Power Plant | 1417 | 3 |  | 2023 | ARP, CSOSG2E | 608993 (Ended Apr 12, 2023), 610620 (Started Apr 12, 2023) | 6 | SPP | Caddo Parish | LA017 | 17 | Electric Utility | 32.7047 | -93.9597 | Southwestern Electric Power Company (Owner),Southwestern Electric Power Company (Operator) | Phase 2 |  | Tangentially-fired | Pipeline Natural Gas | [5 empty] | 1957-05-01 | Operating | 1170 | 3 (100) | 1417 3 | 100
LA | Lieberman Power Plant | 1417 | 4 |  | 2023 | ARP, CSOSG2E | 608993 (Ended Apr 12, 2023), 610620 (Started Apr 12, 2023) | 6 | SPP | Caddo Parish | LA017 | 17 | Electric Utility | 32.7047 | -93.9597 | Southwestern Electric Power Company (Owner),Southwestern Electric Power Company (Operator) | Phase 2 |  | Tangentially-fired | Pipeline Natural Gas | [5 empty] | 1959-04-01 | Operating | 1150 | 4 (100) | 1417 4 | 100
LA | Houma | 1439 | 15 |  | 2023 | ARP, CSOSG2E | 604931 | 6 | SPP | Terrebonne Parish | LA109 | 109 | Electric Utility | 29.5808 | -90.7222 | Terrebonne Parish (Owner),Terrebonne Parish (Operator) | Phase 2 |  | Dry bottom wall-fired boiler | Pipeline Natural Gas | [5 empty] | 1969-05-01 | Operating | 450 | 15 (25.5) | 1439 15 | 25.5
LA | Houma | 1439 | 16 |  | 2023 | ARP, CSOSG2E | 604931 | 6 | SPP | Terrebonne Parish | LA109 | 109 | Electric Utility | 29.5808 | -90.7222 | Terrebonne Parish (Owner),Terrebonne Parish (Operator) | Phase 2 |  | Tangentially-fired | Pipeline Natural Gas | [5 empty] | 1976-05-01 | Operating | 550 | 16 (40.8) | 1439 16 | 40.8
LA | Big Cajun 1 | 1464 | 1B1 |  | 2023 | ARP, CSOSG2E | 605667 | 6 | SPP | Pointe Coupee Parish | LA077 | 77 | Electric Utility | 30.6736 | -91.3525 | Louisiana Generating, LLC (Owner),Louisiana Generating, LLC (Operator) | Phase 2 |  | Dry bottom wall-fired boiler | Pipeline Natural Gas | Diesel Oil |  | Low NOx Burner Technology (Dry Bottom only),Other |  |  | 1972-05-01 | Operating | 1250 | 1 (115) | 1464 1B1 | 115
LA | Big Cajun 1 | 1464 | 1B2 |  | 2023 | ARP, CSOSG2E | 605667 | 6 | SPP | Pointe Coupee Parish | LA077 | 77 | Electric Utility | 30.6736 | -91.3525 | Louisiana Generating, LLC (Owner),Louisiana Generating, LLC (Operator) | Phase 2 |  | Dry bottom wall-fired boiler | Pipeline Natural Gas | Diesel Oil |  | Low NOx Burner Technology (Dry Bottom only),Other |  |  | 1972-02-01 | Operating | 1250 | 2 (115) | 1464 1B2 | 115
LA | Big Cajun 1 | 1464 | CTG1 |  | 2023 | ARP, CSOSG2E | 605667 | 6 | SPP | Pointe Coupee Parish | LA077 | 77 | Electric Utility | 30.6736 | -91.3525 | Big Cajun 1 Peaking Power, LLC (Owner),Louisiana Generating, LLC (Operator) | Phase 2 |  | Combustion turbine | Pipeline Natural Gas |  |  | Dry Low NOx Burners |  |  | 2001-06-01 | Operating | 1638 | 3 (132.8) | 1464 CTG1 | 132.8
LA | Big Cajun 1 | 1464 | CTG2 |  | 2023 | ARP, CSOSG2E | 605667 | 6 | SPP | Pointe Coupee Parish | LA077 | 77 | Electric Utility | 30.6736 | -91.3525 | Big Cajun 1 Peaking Power, LLC (Owner),Louisiana Generating, LLC (Operator) | Phase 2 |  | Combustion turbine | Pipeline Natural Gas |  |  | Dry Low NOx Burners |  |  | 2001-07-01 | Operating | 1638 | 4 (132.8) | 1464 CTG2 | 132.8
ME | William F Wyman | 1507 | 3 |  | 2023 | ARP, MATS, RGGI | 610478 | 1 | NPCC | Cumberland County | ME005 | 5 | Electric Utility | 43.75 | -70.1569 | FPL Energy Wyman, LLC (Owner),FPL Energy Wyman, LLC (Operator) | Phase 2 |  | Tangentially-fired | Residual Oil |  |  | Other | Cyclone |  | 1965-01-01 | Operating | 1190 | 3 (113.6) | 1507 3 | 113.6
ME | William F Wyman | 1507 | 4 |  | 2023 | ARP, MATS, RGGI | 610478 | 1 | NPCC | Cumberland County | ME005 | 5 | Electric Utility | 43.75 | -70.1569 | Green Mountain Power Corporation (Owner),Massachusetts Municipal Wholesale Electric (Owner),Northeast Utilities Service Company (Owner),FPL Energy Wyman IV, LLC (Owner),Exelon New England (Owner),Lyndonville Electric Department (Owner),FPL Energy Wyman IV, LLC (Operator) | Phase 2 |  | Dry bottom wall-fired boiler | Residual Oil |  |  | Combustion Modification/Fuel Reburning | Electrostatic Precipitator |  | 1978-12-05 | Operating | 6290 | 4 (632.4) | 1507 4 | 632.4
MD | Herbert A Wagner | 1554 | 1 |  | 2023 | ARP, CSNOX, CSOSG3, CSSO2G1, MATS, RGGI | 606983 (Ended Jul 19, 2023), 606950 (Started Jul 19, 2023) | 3 | MAAC | Anne Arundel County | MD003 | 3 | Electric Utility | 39.1781 | -76.5268 | Raven Power Fort Smallwood LLC (Owner),Raven Power Fort Smallwood LLC (Operator) | Phase 2 |  | Dry bottom wall-fired boiler | Pipeline Natural Gas | Other Oil |  |  | Electrostatic Precipitator |  | 1955-12-01 | Operating | 1504 | 1 (135) | 1554 1 | 135
MD | Herbert A Wagner | 1554 | 2 |  | 2023 | ARP, CSNOX, CSOSG3, CSSO2G1, RGGI | 606983 (Ended Jul 19, 2023), 606950 (Started Jul 19, 2023) | 3 | MAAC | Anne Arundel County | MD003 | 3 | Electric Utility | 39.1781 | -76.5268 | Raven Power Fort Smallwood LLC (Owner),Raven Power Fort Smallwood LLC (Operator) | Phase 2 | Phase 2 Group 1 | Dry bottom wall-fired boiler | Pipeline Natural Gas |  |  | Low NOx Burner Technology (Dry Bottom only),Selective Non-catalytic Reduction | Electrostatic Precipitator |  | 1958-12-01 | Operating | 250 | 2 (145) | 1554 2 | 145 | Y
MD | Herbert A Wagner | 1554 | 3 |  | 2023 | ARP, CSNOX, CSOSG3, CSSO2G1, MATS, RGGI | 606983 (Ended Jul 19, 2023), 606950 (Started Jul 19, 2023) | 3 | MAAC | Anne Arundel County | MD003 | 3 | Electric Utility | 39.1781 | -76.5268 | Raven Power Fort Smallwood LLC (Owner),Raven Power Fort Smallwood LLC (Operator) | Phase 2 | Phase 2 Group 2 | Dry bottom wall-fired boiler | Coal |  |  | Low NOx Burner Technology w/ Overfire Air,Selective Catalytic Reduction | Electrostatic Precipitator |  | 1966-06-01 | Operating | 2740 | 3 (355) | 1554 3 | 355 | Y
MD | Herbert A Wagner | 1554 | 4 |  | 2023 | ARP, CSNOX, CSOSG3, CSSO2G1, MATS, RGGI | 606983 (Ended Jul 19, 2023), 606950 (Started Jul 19, 2023) | 3 | MAAC | Anne Arundel County | MD003 | 3 | Electric Utility | 39.1781 | -76.5268 | Raven Power Fort Smallwood LLC (Owner),Raven Power Fort Smallwood LLC (Operator) | Phase 2 |  | Dry bottom wall-fired boiler | Other Oil | Pipeline Natural Gas |  |  | Electrostatic Precipitator |  | 1972-06-01 | Operating | 4800 | 4 (426) | 1554 4 | 426
MD | Perryman | 1556 | 2024-06-01 | CS6A | 2023 | ARP, CSNOX, CSOSG3, CSSO2G1, RGGI | 609041 | 3 |  | Harford County | MD025 | 25 | Electric Utility | 39.4422 | -76.2208 | Constellation Power Service Generation LLC (Owner),Constellation Power Service Generation LLC (Operator) | Phase 2 |  | Combustion turbine | Pipeline Natural Gas | Diesel Oil |  | Water Injection,Selective Catalytic Reduction |  |  | 2015-05-09 | Operating | 633 | 6 (120) | 1556 45444 | 120 | Y
MD | Perryman | 1556 | 2024-06-02 | CS6A | 2023 | ARP, CSNOX, CSOSG3, CSSO2G1, RGGI | 609041 | 3 |  | Harford County | MD025 | 25 | Electric Utility | 39.4422 | -76.2208 | Constellation Power Service Generation LLC (Owner),Constellation Power Service Generation LLC (Operator) | Phase 2 |  | Combustion turbine | Pipeline Natural Gas | Diesel Oil |  | Water Injection,Selective Catalytic Reduction |  |  | 2015-05-29 | Operating | 633.2 | 6 (120) | 1556 45445 | 120 | Y
MD | Perryman | 1556 | **51 |  | 2023 | ARP, CSNOX, CSOSG3, CSSO2G1, RGGI | 609041 | 3 |  | Harford County | MD025 | 25 | Electric Utility | 39.4422 | -76.2208 | Constellation Power Service Generation LLC (Owner),Constellation Power Service Generation LLC (Operator) | Phase 2 |  | Combustion turbine | Pipeline Natural Gas | Diesel Oil |  | Water Injection |  |  | 1995-06-01 | Operating | 1900 | GT5 (192) | 1556 **51 | 192
MD | Perryman | 1556 | CT1 |  | 2023 | CSNOX, CSOSG3, CSSO2G1, RGGI | 609041 | 3 |  | Harford County | MD025 | 25 | Electric Utility | 39.4422 | -76.2208 | Constellation Power Service Generation LLC (Owner),Constellation Power Service Generation LLC (Operator) |  |  | Combustion turbine | Diesel Oil | [5 empty] | 1972-01-11 | Operating | 817 | GT1 (51) | 1556 CT1 | 51
MD | Perryman | 1556 | CT3 |  | 2023 | CSNOX, CSOSG3, CSSO2G1, RGGI | 609041 | 3 |  | Harford County | MD025 | 25 | Electric Utility | 39.4422 | -76.2208 | Constellation Power Service Generation LLC (Owner),Constellation Power Service Generation LLC (Operator) |  |  | Combustion turbine | Diesel Oil | [5 empty] | 1972-04-29 | Operating | 830 | GT3 (51) | 1556 CT3 | 51
MD | Perryman | 1556 | CT4 |  | 2023 | CSNOX, CSOSG3, CSSO2G1, RGGI | 609041 | 3 |  | Harford County | MD025 | 25 | Electric Utility | 39.4422 | -76.2208 | Constellation Power Service Generation LLC (Owner),Constellation Power Service Generation LLC (Operator) |  |  | Combustion turbine | Diesel Oil | [5 empty] | 1970-09-25 | Operating | 830 | GT4 (51) | 1556 CT4 | 51
MD | Vienna | 1564 | 8 |  | 2023 | ARP, CSNOX, CSOSG3, CSSO2G1, MATS, RGGI | 608788 | 3 |  | Dorchester County | MD019 | 19 | Electric Utility | 38.4878 | -75.8208 | Vienna Power, LLC (Owner),Vienna Power, LLC (Operator) | Phase 2 |  | Tangentially-fired | Residual Oil | [5 empty] | 1971-12-01 | Operating | 2400 | 8 (162) | 1564 8 | 162
MD | Chalk Point | 1571 | 3 |  | 2023 | ARP, CSNOX, CSOSG3, CSSO2G1, MATS, RGGI | 608175 | 3 | MAAC | Prince George's County | MD033 | 33 | Electric Utility | 38.5444 | -76.6861 | GenOn Chalk Point, LLC (Owner),GenOn Chalk Point, LLC (Operator) | Phase 2 |  | Tangentially-fired | Pipeline Natural Gas | Residual Oil |  | Overfire Air |  |  | 1975-06-01 | Operating | 7366 | 3 (640) | 1571 3 | 640
MD | Chalk Point | 1571 | 4 |  | 2023 | ARP, CSNOX, CSOSG3, CSSO2G1, MATS, RGGI | 608175 | 3 | MAAC | Prince George's County | MD033 | 33 | Electric Utility | 38.5444 | -76.6861 | GenOn Chalk Point, LLC (Owner),GenOn Chalk Point, LLC (Operator) | Phase 2 |  | Tangentially-fired | Pipeline Natural Gas | Residual Oil |  | Overfire Air |  |  | 1981-12-01 | Operating | 9817 | 4 (640) | 1571 4 | 640
MD | Chalk Point | 1571 | **GT3 |  | 2023 | ARP, CSNOX, CSOSG3, CSSO2G1, RGGI | 608175 | 3 | MAAC | Prince George's County | MD033 | 33 | Electric Utility | 38.5444 | -76.6861 | GenOn Chalk Point, LLC (Owner),GenOn Chalk Point, LLC (Operator) | Phase 2 |  | Combustion turbine | Pipeline Natural Gas | Diesel Oil |  | Water Injection |  |  | 1991-06-01 | Operating | 1187 | GT3 (99) | 1571 **GT3 | 99
MD | Chalk Point | 1571 | **GT4 |  | 2023 | ARP, CSNOX, CSOSG3, CSSO2G1, RGGI | 608175 | 3 | MAAC | Prince George's County | MD033 | 33 | Electric Utility | 38.5444 | -76.6861 | GenOn Chalk Point, LLC (Owner),GenOn Chalk Point, LLC (Operator) | Phase 2 |  | Combustion turbine | Pipeline Natural Gas | Diesel Oil |  | Water Injection |  |  | 1991-06-01 | Operating | 1187 | GT4 (99) | 1571 **GT4 | 99
MD | Chalk Point | 1571 | **GT5 |  | 2023 | ARP, CSNOX, CSOSG3, CSSO2G1, RGGI | 608175 | 3 | MAAC | Prince George's County | MD033 | 33 | Electric Utility | 38.5444 | -76.6861 | GenOn Chalk Point, LLC (Owner),GenOn Chalk Point, LLC (Operator) | Phase 2 |  | Combustion turbine | Pipeline Natural Gas | Diesel Oil |  | Water Injection |  |  | 1991-06-01 | Operating | 1354 | GT5 (120) | 1571 **GT5 | 120
MD | Chalk Point | 1571 | **GT6 |  | 2023 | ARP, CSNOX, CSOSG3, CSSO2G1, RGGI | 608175 | 3 | MAAC | Prince George's County | MD033 | 33 | Electric Utility | 38.5444 | -76.6861 | GenOn Chalk Point, LLC (Owner),GenOn Chalk Point, LLC (Operator) | Phase 2 |  | Combustion turbine | Pipeline Natural Gas | Diesel Oil |  | Water Injection |  |  | 1991-06-01 | Operating | 1354 | GT6 (120) | 1571 **GT6 | 120
MD | Chalk Point | 1571 | GT2 |  | 2023 | CSNOX, CSOSG3, CSSO2G1, RGGI | 608175 | 3 | MAAC | Prince George's County | MD033 | 33 | Electric Utility | 38.5444 | -76.6861 | GenOn Mid-Atlantic, LLC (Owner),GenOn Chalk Point, LLC (Owner),GenOn Chalk Point, LLC (Operator) |  |  | Combustion turbine | Diesel Oil | [5 empty] | 1974-06-01 | Operating | 420 | GT2 (35) | 1571 GT2 | 35
MD | Chalk Point | 1571 | SMECO |  | 2023 | CSNOX, CSOSG3, CSSO2G1, RGGI | 608175 | 3 | MAAC | Prince George's County | MD033 | 33 | Electric Utility | 38.5444 | -76.6861 | South Maryland Electric Cooperative (Owner),GenOn Chalk Point, LLC (Operator) |  |  | Combustion turbine | Pipeline Natural Gas | Diesel Oil |  | Water Injection |  |  | 1990-06-01 | Operating | 940 | SGT1 (93) | 1571 SMECO | 93
MD | Dickerson | 1572 | GT2 |  | 2023 | ARP, CSNOX, CSOSG3, CSSO2G1, RGGI | 608175 | 3 | MAAC | Montgomery County | MD031 | 31 | Electric Utility | 39.2086 | -77.4644 | GenOn Mid-Atlantic, LLC (Owner),GenOn Mid-Atlantic, LLC (Operator) | Phase 2 |  | Combustion turbine | Pipeline Natural Gas | Diesel Oil |  | Water Injection |  |  | 1992-06-01 | Operating | 1850 | GT2 (168) | 1572 GT2 | 168
MD | Dickerson | 1572 | GT3 |  | 2023 | ARP, CSNOX, CSOSG3, CSSO2G1, RGGI | 608175 | 3 | MAAC | Montgomery County | MD031 | 31 | Electric Utility | 39.2086 | -77.4644 | GenOn Mid-Atlantic, LLC (Owner),GenOn Mid-Atlantic, LLC (Operator) | Phase 2 |  | Combustion turbine | Pipeline Natural Gas | Diesel Oil |  | Water Injection |  |  | 1993-06-01 | Operating | 1915 | GT3 (168) | 1572 GT3 | 168
MD | Morgantown | 1573 | GT3 |  | 2023 | CSNOX, CSOSG3, CSSO2G1, RGGI | 608175 | 3 | MAAC | Charles County | MD017 | 17 | Electric Utility | 38.3592 | -76.9767 | GenOn Mid-Atlantic, LLC (Owner),GenOn Mid-Atlantic, LLC (Operator) |  |  | Combustion turbine | Diesel Oil | [5 empty] | 1973-06-01 | Operating | 705 | 3 (65) | 1573 GT3 | 65
MD | Morgantown | 1573 | GT4 |  | 2023 | CSNOX, CSOSG3, CSSO2G1, RGGI | 608175 | 3 | MAAC | Charles County | MD017 | 17 | Electric Utility | 38.3592 | -76.9767 | GenOn Mid-Atlantic, LLC (Owner),GenOn Mid-Atlantic, LLC (Operator) |  |  | Combustion turbine | Diesel Oil | [5 empty] | 1973-06-01 | Operating | 690 | 4 (65) | 1573 GT4 | 65
MD | Morgantown | 1573 | GT5 |  | 2023 | CSNOX, CSOSG3, CSSO2G1, RGGI | 608175 | 3 | MAAC | Charles County | MD017 | 17 | Electric Utility | 38.3592 | -76.9767 | GenOn Mid-Atlantic, LLC (Owner),GenOn Mid-Atlantic, LLC (Operator) |  |  | Combustion turbine | Diesel Oil | [5 empty] | 1973-06-01 | Operating | 670 | 5 (65) | 1573 GT5 | 65
MD | Morgantown | 1573 | GT6 |  | 2023 | CSNOX, CSOSG3, CSSO2G1, RGGI | 608175 | 3 | MAAC | Charles County | MD017 | 17 | Electric Utility | 38.3592 | -76.9767 | GenOn Mid-Atlantic, LLC (Owner),GenOn Mid-Atlantic, LLC (Operator) |  |  | Combustion turbine | Diesel Oil | [5 empty] | 1973-06-01 | Operating | 654 | 6 (65) | 1573 GT6 | 65
MA | Mystic | 1588 | 81 |  | 2023 | ARP, RGGI, SIPNOX | 606408 | 1 | NPCC | Middlesex County | MA017 | 17 | Electric Utility | 42.3917 | -71.0667 | Exelon Generation Company LLC (Owner),Exelon Generation Company LLC (Operator) | Phase 2 |  | Combined cycle | Pipeline Natural Gas |  |  | Selective Catalytic Reduction |  |  | 2002-09-11 | Operating | 3048 | GT81 (278.6), ST85 (315) | 1588 81 | 436.1 | Y
MA | Mystic | 1588 | 82 |  | 2023 | ARP, RGGI, SIPNOX | 606408 | 1 | NPCC | Middlesex County | MA017 | 17 | Electric Utility | 42.3917 | -71.0667 | Exelon Generation Company LLC (Owner),Exelon Generation Company LLC (Operator) | Phase 2 |  | Combined cycle | Pipeline Natural Gas |  |  | Selective Catalytic Reduction |  |  | 2002-12-12 | Operating | 3005.1 | GT82 (278.6), ST85 (315) | 1588 82 | 436.1 | Y
MA | Mystic | 1588 | 93 |  | 2023 | ARP, RGGI, SIPNOX | 606408 | 1 | NPCC | Middlesex County | MA017 | 17 | Electric Utility | 42.3917 | -71.0667 | Exelon Generation Company LLC (Owner),Exelon Generation Company LLC (Operator) | Phase 2 |  | Combined cycle | Pipeline Natural Gas |  |  | Selective Catalytic Reduction |  |  | 2003-03-23 | Operating | 3107 | ST96 (315), GT93 (278.6) | 1588 93 | 436.1 | Y
MA | Mystic | 1588 | 94 |  | 2023 | ARP, RGGI, SIPNOX | 606408 | 1 | NPCC | Middlesex County | MA017 | 17 | Electric Utility | 42.3917 | -71.0667 | Exelon Generation Company LLC (Owner),Exelon Generation Company LLC (Operator) | Phase 2 |  | Combined cycle | Pipeline Natural Gas |  |  | Selective Catalytic Reduction |  |  | 2003-04-21 | Operating | 3086 | GT94 (278.6), ST96 (315) | 1588 94 | 436.1 | Y
MA | Medway Station | 1592 | J1T1 |  | 2023 | RGGI, SIPNOX | 606408 | 1 |  | Norfolk County | MA021 | 21 | Electric Utility | 42.1364 | -71.4478 | Exelon New England Holdings, LLC (Owner),Exelon West Medway, LLC (Operator) |  |  | Combustion turbine | Diesel Oil | Pipeline Natural Gas |  |  |  |  | 1970-01-01 | Operating | 392 | GT1 (45) | 1592 J1T1 | 45
MA | Medway Station | 1592 | J1T2 |  | 2023 | RGGI, SIPNOX | 606408 | 1 |  | Norfolk County | MA021 | 21 | Electric Utility | 42.1364 | -71.4478 | Exelon New England Holdings, LLC (Owner),Exelon West Medway, LLC (Operator) |  |  | Combustion turbine | Diesel Oil | Pipeline Natural Gas |  |  |  |  | 1970-01-01 | Operating | 392 | GT1 (45) | 1592 J1T2 | 45
MA | Medway Station | 1592 | J2T1 |  | 2023 | RGGI, SIPNOX | 606408 | 1 |  | Norfolk County | MA021 | 21 | Electric Utility | 42.1364 | -71.4478 | Exelon New England Holdings, LLC (Owner),Exelon West Medway, LLC (Operator) |  |  | Combustion turbine | Diesel Oil | Pipeline Natural Gas |  |  |  |  | 1970-01-01 | Operating | 392 | GT2 (45) | 1592 J2T1 | 45
MA | Medway Station | 1592 | J2T2 |  | 2023 | RGGI, SIPNOX | 606408 | 1 |  | Norfolk County | MA021 | 21 | Electric Utility | 42.1364 | -71.4478 | Exelon New England Holdings, LLC (Owner),Exelon West Medway, LLC (Operator) |  |  | Combustion turbine | Diesel Oil | Pipeline Natural Gas |  |  |  |  | 1970-01-01 | Operating | 392 | GT2 (45) | 1592 J2T2 | 45
MA | Medway Station | 1592 | J3T1 |  | 2023 | RGGI, SIPNOX | 606408 | 1 |  | Norfolk County | MA021 | 21 | Electric Utility | 42.1364 | -71.4478 | Exelon New England Holdings, LLC (Owner),Exelon West Medway, LLC (Operator) |  |  | Combustion turbine | Diesel Oil | Pipeline Natural Gas |  |  |  |  | 1970-01-01 | Operating | 392 | GT3 (45) | 1592 J3T1 | 45
MA | Medway Station | 1592 | J3T2 |  | 2023 | RGGI, SIPNOX | 606408 | 1 |  | Norfolk County | MA021 | 21 | Electric Utility | 42.1364 | -71.4478 | Exelon New England Holdings, LLC (Owner),Exelon West Medway, LLC (Operator) |  |  | Combustion turbine | Diesel Oil | Pipeline Natural Gas |  |  |  |  | 1970-01-01 | Operating | 392 | GT3 (45) | 1592 J3T2 | 45
MA | Kendall Green Energy LLC | 1595 | 2 |  | 2023 | ARP, RGGI, SIPNOX | 609759 | 1 |  | Middlesex County | MA017 | 17 | Electric Utility | 42.3633 | -71.0792 | Kendall Green Energy LLC (Owner),Kendall Green Energy LLC (Operator) | Phase 2 |  | Dry bottom wall-fired boiler | Pipeline Natural Gas | Residual Oil |  |  |  |  | 1949-06-01 | Operating | 273 | 3 (27.2), 2 (23) | 1595 2 | 18.3
MA | Kendall Green Energy LLC | 1595 | 3 |  | 2023 | ARP, RGGI, SIPNOX | 609759 | 1 |  | Middlesex County | MA017 | 17 | Electric Utility | 42.3633 | -71.0792 | Kendall Green Energy LLC (Owner),Kendall Green Energy LLC (Operator) | Phase 2 |  | Dry bottom wall-fired boiler | Pipeline Natural Gas | Residual Oil |  | Low NOx Burner Technology (Dry Bottom only) |  |  | 1954-11-01 | Operating | 409 | 3 (27.2), 3 (27.2) | 1595 3 | 6.8
MA | Kendall Green Energy LLC | 1595 | 4 |  | 2023 | ARP, RGGI, SIPNOX | 609759 | 1 |  | Middlesex County | MA017 | 17 | Electric Utility | 42.3633 | -71.0792 | Kendall Green Energy LLC (Owner),Kendall Green Energy LLC (Operator) | Phase 2 |  | Combined cycle | Pipeline Natural Gas | Diesel Oil |  | Dry Low NOx Burners,Selective Catalytic Reduction |  |  | 2002-08-08 | Operating | 2450 | GEN4 (186.2), 1 (17.2), 3 (27.2), 2 (23) | 1595 4 | 221.7 | Y
MA | Canal Station | 1599 | 1 |  | 2023 | ARP, MATS, RGGI, SIPNOX | 605836 | 1 | NPCC | Barnstable County | MA001 | 1 | Electric Utility | 41.7694 | -70.5097 | Canal Generating LLC (Owner),Canal Generating LLC (Operator) | Phase 2 |  | Dry bottom wall-fired boiler | Residual Oil |  |  | Low NOx Burner Technology w/ Overfire Air,Other,Selective Catalytic Reduction,Combustion Modification/Fuel Reburning | Electrostatic Precipitator |  | 1968-07-01 | Operating | 5450 | 1 (542.5) | 1599 1 | 542.5 | Y
MA | Canal Station | 1599 | 2 |  | 2023 | ARP, MATS, RGGI, SIPNOX | 605836 | 1 | NPCC | Barnstable County | MA001 | 1 | Electric Utility | 41.7694 | -70.5097 | Canal Generating LLC (Owner),Canal Generating LLC (Operator) | Phase 2 |  | Dry bottom wall-fired boiler | Pipeline Natural Gas | Residual Oil |  | Low NOx Burner Technology w/ Overfire Air,Overfire Air,Combustion Modification/Fuel Reburning | Electrostatic Precipitator |  | 1976-02-01 | Operating | 6213.1 | 2 (529.62) | 1599 2 | 529.62
MA | Canal Station | 1599 | 3 |  | 2023 | ARP, RGGI, SIPNOX | 605836 | 1 | NPCC | Barnstable County | MA001 | 1 | Electric Utility | 41.7694 | -70.5097 | Canal 3 Generating LLC (Owner),Canal 3 Generating LLC (Operator) | Phase 2 |  | Combustion turbine | Pipeline Natural Gas | Diesel Oil |  | Dry Low NOx Burners,Water Injection,Selective Catalytic Reduction |  |  | 2019-04-05 | Operating | 3667.4 | 3 (330) | 1599 3 | 330 | Y
MA | Potter | 1660 | 3 |  | 2023 | RGGI, SIPNOX | 609565 | 1 | NPCC | Norfolk County | MA021 | 21 | Electric Utility | 42.235 | -70.9672 | Town of Braintree Electric Light Department (Owner),Town of Braintree Electric Light Department (Operator) |  |  | Combined cycle | Pipeline Natural Gas | Diesel Oil |  | Steam Injection |  |  | 1977-04-01 | Operating | 975 | CC2 (76), CC3 (25) | 1660 3 | 101
MA | Potter | 1660 | 4 |  | 2023 | ARP, RGGI, SIPNOX | 609565 | 1 | NPCC | Norfolk County | MA021 | 21 | Electric Utility | 42.235 | -70.9672 | Town of Braintree Electric Light Department (Owner),Town of Braintree Electric Light Department (Operator) | Phase 2 |  | Combustion turbine | Pipeline Natural Gas | Diesel Oil |  | Water Injection,Ammonia Injection,Selective Catalytic Reduction |  |  | 2009-04-28 | Operating | 565 | WAT1 (58) | 1660 4 | 58 | Y
MA | Potter | 1660 | 5 |  | 2023 | ARP, RGGI, SIPNOX | 609565 | 1 | NPCC | Norfolk County | MA021 | 21 | Electric Utility | 42.235 | -70.9672 | Town of Braintree Electric Light Department (Owner),Town of Braintree Electric Light Department (Operator) | Phase 2 |  | Combustion turbine | Pipeline Natural Gas | Diesel Oil |  | Water Injection,Ammonia Injection,Selective Catalytic Reduction |  |  | 2009-04-21 | Operating | 565 | WAT2 (58) | 1660 5 | 58 | Y
MA | Waters River | 1678 | 2 | CP1 | 2023 | RGGI, SIPNOX | 609229 | 1 |  | Essex County | MA009 | 9 | Electric Utility | 42.5428 | -70.9236 | Peabody Municipal Light Plant (Owner),Peabody Municipal Light Plant (Operator) |  |  | Combustion turbine | Pipeline Natural Gas | Diesel Oil |  | Water Injection |  |  | 1990-11-05 | Operating | 485.9 | 2 (49.9) | 1678 2 | 49.9
MA | Cleary Flood | 1682 | 9 |  | 2023 | ARP, RGGI, SIPNOX | 609267 | 1 | NPCC | Bristol County | MA005 | 5 | Electric Utility | 41.8653 | -71.1061 | Hudson Light and Power Department (Owner),North Attleborough Electric Dept. (Owner),Taunton Municipal Lighting Plant (Owner),Taunton Municipal Lighting Plant (Operator) | Phase 2 |  | Other boiler | Pipeline Natural Gas | Diesel Oil |  | Low NOx Burner Technology w/ Overfire Air |  |  | 1975-07-01 | Operating | 1334 | 9A (23), CA9 (95) | 1682 9 | 118
MI | Dan E Karn | 1702 | 1 |  | 2023 | ARP, CSNOX, CSOSG3, CSSO2G1, MATS | 607360 | 5 |  | Bay County | MI017 | 17 | Electric Utility | 43.6425 | -83.8431 | Consumers Energy Company (Owner),Consumers Energy Company (Operator) | Phase 2 | Phase 2 Group 1 | Tangentially-fired | Coal | Diesel Oil | Dry Lime FGD | Selective Catalytic Reduction | Baghouse | Halogenated PAC Sorbent Injection | 1956-07-01 | Operating (Retired 06/01/2023) | 3400 | 1 (265) | 1702 1 | 265 | Y
MI | Dan E Karn | 1702 | 2 |  | 2023 | ARP, CSNOX, CSOSG3, CSSO2G1, MATS | 607360 | 5 |  | Bay County | MI017 | 17 | Electric Utility | 43.6425 | -83.8431 | Consumers Energy Company (Owner),Consumers Energy Company (Operator) | Phase 2 | Phase 2 Group 1 | Dry bottom wall-fired boiler | Coal | Diesel Oil | Dry Lime FGD | Low NOx Burner Technology w/ Overfire Air,Selective Catalytic Reduction | Baghouse | Halogenated PAC Sorbent Injection | 1956-07-01 | Operating (Retired 06/01/2023) | 3100 | 2 (265) | 1702 2 | 265 | Y
MI | Dan E Karn | 1702 | 3 | CS0009 | 2023 | ARP, CSNOX, CSOSG3, CSSO2G1 | 607360 | 5 |  | Bay County | MI017 | 17 | Electric Utility | 43.6425 | -83.8431 | Consumers Energy Company (Owner),Consumers Energy Company (Operator) | Phase 2 |  | Dry bottom wall-fired boiler | Pipeline Natural Gas | Residual Oil |  | Low NOx Burner Technology (Dry Bottom only) |  |  | 1974-01-01 | Operating | 10856.4 | 3 (605) | 1702 3 | 605
MI | Dan E Karn | 1702 | 4 | CS0009 | 2023 | ARP, CSNOX, CSOSG3, CSSO2G1 | 607360 | 5 |  | Bay County | MI017 | 17 | Electric Utility | 43.6425 | -83.8431 | Consumers Energy Company (Owner),Consumers Energy Company (Operator) | Phase 2 |  | Dry bottom wall-fired boiler | Pipeline Natural Gas | Residual Oil |  | Low NOx Burner Technology (Dry Bottom only) |  |  | 1977-01-01 | Operating | 11475.5 | 4 (626.3) | 1702 4 | 626.3
MI | J H Campbell | 1710 | 1 |  | 2023 | ARP, CSNOX, CSOSG3, CSSO2G1, MATS | 607360 | 5 |  | Ottawa County | MI139 | 139 | Electric Utility | 42.9103 | -86.2036 | Consumers Energy Company (Owner),Consumers Energy Company (Operator) | Table 1 | Phase 1 Group 1 | Tangentially-fired | Coal |  | Dry Sorbent Injection | Low NOx Burner Technology w/ Closed-coupled/Separated OFA | Baghouse | Halogenated PAC Sorbent Injection | 1962-08-01 | Operating | 3237 | 1 (265) | 1710 1 | 265
MI | J H Campbell | 1710 | 2 |  | 2023 | ARP, CSNOX, CSOSG3, CSSO2G1, MATS | 607360 | 5 |  | Ottawa County | MI139 | 139 | Electric Utility | 42.9103 | -86.2036 | Consumers Energy Company (Owner),Consumers Energy Company (Operator) | Table 1 | Phase 2 Group 2 | Cell burner boiler | Coal |  | Dry Sorbent Injection | Low NOx Cell Burner,Selective Catalytic Reduction | Baghouse | Halogenated PAC Sorbent Injection | 1967-05-01 | Operating | 4270 | 2 (385) | 1710 2 | 385 | Y
MI | J H Campbell | 1710 | 3 |  | 2023 | ARP, CSNOX, CSOSG3, CSSO2G1, MATS | 607360 | 5 |  | Ottawa County | MI139 | 139 | Electric Utility | 42.9103 | -86.2036 | Bay City Electric Light & Power (Owner),Charlevoix Municipal Utilities (Owner),Chelsea Electric & Water Department (Owner),Consumers Energy Company (Owner),Harbor Springs Electricity Dept. (Owner),Hart Board of Power and Light (Owner),Holland Board of Public Works (Owner),Lowell Light & Power Board (Owner),Petoskey Electric Light Department (Owner),Portland Electric Light and Power (Owner),Traverse City Light & Power (Owner),Wolverine Power Supply Cooperative, Inc. (Owner),Michigan Public Power Agency (Owner),Consumers Energy Company (Operator) | Phase 2 | Phase 2 Group 1 | Dry bottom wall-fired boiler | Coal |  | Dry Lime FGD | Low NOx Burner Technology w/ Overfire Air,Selective Catalytic Reduction | Baghouse | Halogenated PAC Sorbent Injection | 1980-06-01 | Operating | 9909.7 | 3 (871) | 1710 3 | 871 | Y
MI | Delray | 1728 | CTG111 |  | 2023 | ARP, CSNOX, CSOSG3, CSSO2G1 | 609535 (Ended Mar 22, 2023), 610607 (Started Mar 22, 2023) | 5 |  | Wayne County | MI163 | 163 | Electric Utility | 42.2947 | -83.1019 | Detroit Edison Company (Owner),Detroit Edison Company (Operator) | Phase 2 |  | Combustion turbine | Pipeline Natural Gas |  |  | Dry Low NOx Burners |  |  | 1999-09-03 | Operating | 1000 | 11-1 (76) | 1728 CTG111 | 76
MI | Delray | 1728 | CTG121 |  | 2023 | ARP, CSNOX, CSOSG3, CSSO2G1 | 609535 (Ended Mar 22, 2023), 610607 (Started Mar 22, 2023) | 5 |  | Wayne County | MI163 | 163 | Electric Utility | 42.2947 | -83.1019 | Detroit Edison Company (Owner),Detroit Edison Company (Operator) | Phase 2 |  | Combustion turbine | Pipeline Natural Gas |  |  | Dry Low NOx Burners |  |  | 1999-12-14 | Operating | 950 | 12-1 (76) | 1728 CTG121 | 76
MI | Hancock Peakers | 1730 | CTG121 |  | 2023 | CSNOX, CSOSG3, CSSO2G1 | 609535 (Ended Mar 22, 2023), 610607 (Started Mar 22, 2023) | 5 | ECAR | Oakland County | MI125 | 125 | Electric Utility | 42.5497 | -83.4425 | Detroit Edison Company (Owner),Detroit Edison Company (Operator) |  |  | Combustion turbine | Pipeline Natural Gas | [5 empty] | 1970-05-21 | Operating | 514.1 | 5 (41.9) | 1730 CTG121 | 41.9
MI | Hancock Peakers | 1730 | CTG122 |  | 2023 | CSNOX, CSOSG3, CSSO2G1 | 609535 (Ended Mar 22, 2023), 610607 (Started Mar 22, 2023) | 5 | ECAR | Oakland County | MI125 | 125 | Electric Utility | 42.5497 | -83.4425 | Detroit Edison Company (Owner),Detroit Edison Company (Operator) |  |  | Combustion turbine | Pipeline Natural Gas | [5 empty] | 1966-04-30 | Operating | 514.1 | 6 (41.9) | 1730 CTG122 | 41.9
MI | Monroe | 1733 | 1 |  | 2023 | ARP, CSNOX, CSOSG3, CSSO2G1, MATS | 609535 (Ended Mar 22, 2023), 610607 (Started Mar 22, 2023) | 5 | ECAR | Monroe County | MI115 | 115 | Electric Utility | 41.8917 | -83.3461 | Detroit Edison Company (Owner),Detroit Edison Company (Operator) | Phase 2 | Phase 2 Group 2 | Cell burner boiler | Coal | Diesel Oil | Wet Limestone | Low NOx Cell Burner,Selective Catalytic Reduction | Electrostatic Precipitator |  | 1971-03-01 | Operating | 8000 | 1 (817.2) | 1733 1 | 817.2 | Y
MI | Monroe | 1733 | 2 |  | 2023 | ARP, CSNOX, CSOSG3, CSSO2G1, MATS | 609535 (Ended Mar 22, 2023), 610607 (Started Mar 22, 2023) | 5 | ECAR | Monroe County | MI115 | 115 | Electric Utility | 41.8917 | -83.3461 | Detroit Edison Company (Owner),Detroit Edison Company (Operator) | Phase 2 | Phase 2 Group 2 | Cell burner boiler | Coal | Diesel Oil | Wet Limestone | Low NOx Cell Burner,Selective Catalytic Reduction | Electrostatic Precipitator |  | 1972-12-01 | Operating | 8220 | 2 (822.6) | 1733 2 | 822.6 | Y
MI | Monroe | 1733 | 3 |  | 2023 | ARP, CSNOX, CSOSG3, CSSO2G1, MATS | 609535 (Ended Mar 22, 2023), 610607 (Started Mar 22, 2023) | 5 | ECAR | Monroe County | MI115 | 115 | Electric Utility | 41.8917 | -83.3461 | Detroit Edison Company (Owner),Detroit Edison Company (Operator) | Phase 2 | Phase 2 Group 2 | Cell burner boiler | Coal | Diesel Oil | Wet Limestone | Low NOx Cell Burner,Selective Catalytic Reduction | Electrostatic Precipitator |  | 1973-02-01 | Operating | 8200 | 3 (822.6) | 1733 3 | 822.6 | Y
MI | Monroe | 1733 | 4 |  | 2023 | ARP, CSNOX, CSOSG3, CSSO2G1, MATS | 609535 (Ended Mar 22, 2023), 610607 (Started Mar 22, 2023) | 5 | ECAR | Monroe County | MI115 | 115 | Electric Utility | 41.8917 | -83.3461 | Detroit Edison Company (Owner),Detroit Edison Company (Operator) | Phase 2 | Phase 2 Group 2 | Cell burner boiler | Coal | Diesel Oil | Wet Limestone | Low NOx Cell Burner,Selective Catalytic Reduction | Electrostatic Precipitator |  | 1974-02-01 | Operating | 8005 | 4 (817.2) | 1733 4 | 817.2 | Y
MI | Wyandotte | 1866 | 5 |  | 2023 | ARP, CSNOX, CSOSG3, CSSO2G1 | 609379 | 5 | ECAR | Wayne County | MI163 | 163 | Electric Utility | 42.2081 | -83.1453 | Wyandotte Municipal Services (Owner),Wyandotte Municipal Services (Operator) | Phase 2 |  | Stoker | Pipeline Natural Gas | [5 empty] | 1958-06-01 | Operating | 260 | 5 (22), 6 (7.5), 4 (11.5), 7 (32) | 1866 5 | 36.5
MI | Wyandotte | 1866 | 7 |  | 2023 | ARP, CSNOX, CSOSG3, CSSO2G1 | 609379 | 5 | ECAR | Wayne County | MI163 | 163 | Electric Utility | 42.2081 | -83.1453 | Wyandotte Municipal Services (Owner),Wyandotte Municipal Services (Operator) | Phase 2 | Phase 2 Group 1 | Dry bottom wall-fired boiler | Pipeline Natural Gas |  |  | Low NOx Burner Technology (Dry Bottom only) | Electrostatic Precipitator |  | 1982-07-15 | Operating | 439 | 5 (22), 6 (7.5), 7 (32), 4 (11.5) | 1866 7 | 36.5
MN | Laskin Energy Center | 1891 | 1 | CS0001 | 2023 | ARP, CSNOX, CSSO2G2 | 610522 | 5 | MAPP | St. Louis County | MN137 | 137 | Electric Utility | 47.5306 | -92.1619 | Minnesota Power, Inc. (Owner),Minnesota Power, Inc. (Operator) | Phase 2 | Phase 2 Group 1 | Tangentially-fired | Natural Gas |  |  | Low NOx Burner Technology w/ Separated OFA |  |  | 1953-04-29 | Operating | 660 | 1 (58) | 1891 1 | 58
MN | Laskin Energy Center | 1891 | 2 | CS0001 | 2023 | ARP, CSNOX, CSSO2G2 | 610522 | 5 | MAPP | St. Louis County | MN137 | 137 | Electric Utility | 47.5306 | -92.1619 | Minnesota Power, Inc. (Owner),Minnesota Power, Inc. (Operator) | Phase 2 | Phase 2 Group 1 | Tangentially-fired | Natural Gas |  |  | Low NOx Burner Technology w/ Separated OFA |  |  | 1953-08-29 | Operating | 660 | 2 (58) | 1891 2 | 58
MN | Boswell Energy Center | 1893 | 3 |  | 2023 | ARP, CSNOX, CSSO2G2, MATS | 610522 | 5 | MAPP | Itasca County | MN061 | 61 | Electric Utility | 47.2603 | -93.6531 | Minnesota Power, Inc. (Owner),Minnesota Power, Inc. (Operator) | Phase 2 | Early Election | Tangentially-fired | Coal | Pipeline Natural Gas | Wet Limestone | Low NOx Burner Technology w/ Separated OFA,Ammonia Injection,Selective Catalytic Reduction | Baghouse | Untreated PAC Sorbent Injection | 1973-02-01 | Operating | 4500 | 3 (364.5) | 1893 3 | 364.5 | Y
MN | Boswell Energy Center | 1893 | 4 |  | 2023 | ARP, CSNOX, CSSO2G2, MATS | 610522 | 5 | MAPP | Itasca County | MN061 | 61 | Electric Utility | 47.2603 | -93.6531 | Wisconsin Public Power Inc (Owner),Minnesota Power, Inc. (Owner),Minnesota Power, Inc. (Operator) | Phase 2 | Phase 2 Group 1 | Tangentially-fired | Coal |  | Dry Sorbent Injection | Selective Non-catalytic Reduction,Low NOx Burner Technology w/ Closed-coupled/Separated OFA | Baghouse | Halogenated PAC Sorbent Injection | 1980-05-01 | Operating | 7000 | 4 (558) | 1893 4 | 558 | Y
MN | Hibbard Energy Center | 1897 | 3 | CS0001 | 2023 | ARP, CSNOX, CSSO2G2 | 610522 | 5 | MAPP | St. Louis County | MN137 | 137 | Cogeneration | 46.7356 | -92.1531 | Minnesota Power, Inc. (Owner),Minnesota Power, Inc. (Operator) | Phase 2 |  | Stoker | Wood | Coal |  |  | Electrostatic Precipitator |  | 1949-07-01 | Operating | 686 | 3 (35.3) | 1897 3 | 35.3
MN | Hibbard Energy Center | 1897 | 4 | CS0001 | 2023 | ARP, CSNOX, CSSO2G2 | 610522 | 5 | MAPP | St. Louis County | MN137 | 137 | Cogeneration | 46.7356 | -92.1531 | Minnesota Power, Inc. (Owner),Minnesota Power, Inc. (Operator) | Phase 2 |  | Stoker | Wood | Coal |  |  | Electrostatic Precipitator |  | 1951-03-01 | Operating | 661 | 4 (37.5) | 1897 4 | 37.5
MN | Black Dog | 1904 | 5 |  | 2023 | ARP, CSNOX, CSSO2G2 | 608123 | 5 | MAPP | Dakota County | MN037 | 37 | Electric Utility | 44.8108 | -93.2501 | Northern States Power (Xcel Energy) (Owner),Northern States Power (Xcel Energy) (Operator) | Phase 2 |  | Combined cycle | Pipeline Natural Gas |  |  | Selective Catalytic Reduction |  |  | 2002-06-14 | Operating | 2900 | 2 (137), 5 (187.9), 2 (137) | 1904 5 | 461.9 | Y
MN | Black Dog | 1904 | 6 |  | 2023 | ARP, CSNOX, CSSO2G2 | 608123 | 5 | MAPP | Dakota County | MN037 | 37 | Electric Utility | 44.8108 | -93.2501 | Northern States Power (Xcel Energy) (Owner),Northern States Power (Xcel Energy) (Operator) | Phase 2 |  | Combustion turbine | Pipeline Natural Gas | [5 empty] | 2018-03-21 | Operating | 2420 | 6-1 (215) | 1904 6 | 215
MN | High Bridge | 1912 | 7 |  | 2023 | ARP, CSNOX, CSSO2G2 | 608123 | 5 | MAPP | Ramsey County | MN123 | 123 | Electric Utility | 44.9331 | -93.1075 | Xcel Energy (Owner),Xcel Energy (Operator) | Phase 2 |  | Combined cycle | Pipeline Natural Gas |  |  | Dry Low NOx Burners,Selective Catalytic Reduction |  |  | 2008-02-13 | Operating | 2400 | 7 (196), 9 (250) | 1912 7 | 321 | Y
MN | High Bridge | 1912 | 8 |  | 2023 | ARP, CSNOX, CSSO2G2 | 608123 | 5 | MAPP | Ramsey County | MN123 | 123 | Electric Utility | 44.9331 | -93.1075 | Xcel Energy (Owner),Xcel Energy (Operator) | Phase 2 |  | Combined cycle | Pipeline Natural Gas |  |  | Dry Low NOx Burners,Selective Catalytic Reduction |  |  | 2008-02-27 | Operating | 2400 | 9 (250), 8 (196) | 1912 8 | 321 | Y
MN | Inver Hills | 1913 | 1 |  | 2023 | CSNOX, CSSO2G2 | 608123 | 5 | MAPP | Dakota County | MN037 | 37 | Electric Utility | 44.781 | -93.042 | Northern States Power (Xcel Energy) (Owner),Northern States Power (Xcel Energy) (Operator) |  |  | Combustion turbine | Pipeline Natural Gas | Diesel Oil |  |  |  |  | 1972-01-01 | Operating | 852.5 | 1 (54.4) | 1913 1 | 54.4
MN | Inver Hills | 1913 | 2 |  | 2023 | CSNOX, CSSO2G2 | 608123 | 5 | MAPP | Dakota County | MN037 | 37 | Electric Utility | 44.781 | -93.042 | Northern States Power (Xcel Energy) (Owner),Northern States Power (Xcel Energy) (Operator) |  |  | Combustion turbine | Pipeline Natural Gas | Diesel Oil |  |  |  |  | 1972-01-01 | Operating | 728.4 | 2 (54.4) | 1913 2 | 54.4
MN | Inver Hills | 1913 | 3 |  | 2023 | CSNOX, CSSO2G2 | 608123 | 5 | MAPP | Dakota County | MN037 | 37 | Electric Utility | 44.781 | -93.042 | Northern States Power (Xcel Energy) (Owner),Northern States Power (Xcel Energy) (Operator) |  |  | Combustion turbine | Pipeline Natural Gas | Diesel Oil |  |  |  |  | 1972-01-01 | Operating | 761.6 | 3 (54.4) | 1913 3 | 54.4
MN | Inver Hills | 1913 | 4 |  | 2023 | CSNOX, CSSO2G2 | 608123 | 5 | MAPP | Dakota County | MN037 | 37 | Electric Utility | 44.781 | -93.042 | Northern States Power (Xcel Energy) (Owner),Northern States Power (Xcel Energy) (Operator) |  |  | Combustion turbine | Pipeline Natural Gas | Diesel Oil |  |  |  |  | 1972-01-01 | Operating | 779.3 | 4 (54.4) | 1913 4 | 54.4
MN | Inver Hills | 1913 | 5 |  | 2023 | CSNOX, CSSO2G2 | 608123 | 5 | MAPP | Dakota County | MN037 | 37 | Electric Utility | 44.781 | -93.042 | Northern States Power (Xcel Energy) (Owner),Northern States Power (Xcel Energy) (Operator) |  |  | Combustion turbine | Pipeline Natural Gas | Diesel Oil |  |  |  |  | 1972-01-01 | Operating | 727.5 | 5 (54.4) | 1913 5 | 54.4
MN | Inver Hills | 1913 | 6 |  | 2023 | CSNOX, CSSO2G2 | 608123 | 5 | MAPP | Dakota County | MN037 | 37 | Electric Utility | 44.781 | -93.042 | Northern States Power (Xcel Energy) (Owner),Northern States Power (Xcel Energy) (Operator) |  |  | Combustion turbine | Pipeline Natural Gas | Diesel Oil |  |  |  |  | 1972-01-01 | Operating | 779.1 | 6 (54.4) | 1913 6 | 54.4
MN | Allen S King | 1915 | 1 |  | 2023 | ARP, CSNOX, CSSO2G2, MATS | 608123 | 5 | MAPP | Washington County | MN163 | 163 | Electric Utility | 45.03 | -92.7786 | Northern States Power (Xcel Energy) (Owner),Northern States Power (Xcel Energy) (Operator) | Phase 2 | Phase 2 Group 2 | Cyclone boiler | Coal |  | Dry Lime FGD | Overfire Air,Selective Catalytic Reduction | Baghouse,Electrostatic Precipitator | Halogenated PAC Sorbent Injection | 1968-02-01 | Operating | 7530 | 1 (598.4) | 1915 1 | 598.4 | Y
MN | Riverside (1927) | 1927 | 9 |  | 2023 | ARP, CSNOX, CSSO2G2 | 608123 | 5 | MAPP | Hennepin County | MN053 | 53 | Electric Utility | 45.0203 | -93.2753 | Northern States Power (Xcel Energy) (Owner),Northern States Power (Xcel Energy) (Operator) | Phase 2 |  | Combined cycle | Pipeline Natural Gas |  |  | Dry Low NOx Burners,Selective Catalytic Reduction |  |  | 2008-12-17 | Operating | 1975 | 9 (192.1), ST7 (165) | 1927 9 | 274.6 | Y
MN | Riverside (1927) | 1927 | 10 |  | 2023 | ARP, CSNOX, CSSO2G2 | 608123 | 5 | MAPP | Hennepin County | MN053 | 53 | Electric Utility | 45.0203 | -93.2753 | Northern States Power (Xcel Energy) (Owner),Northern States Power (Xcel Energy) (Operator) | Phase 2 |  | Combined cycle | Pipeline Natural Gas |  |  | Dry Low NOx Burners,Selective Catalytic Reduction |  |  | 2008-12-13 | Operating | 1975 | ST7 (165), 10 (192.1) | 1927 10 | 274.6 | Y
MN | New Ulm | 2001 | 7 |  | 2023 | CSNOX, CSSO2G2 | 609385 (Ended Apr 19, 2023), 609386 (Started Apr 19, 2023) | 5 | MAPP | Brown County | MN015 | 15 | Electric Utility | 44.3159 | -94.4578 | City of New Ulm (Owner),New Ulm Public Utilities (Operator) |  |  | Combustion turbine | Diesel Oil |  |  | Water Injection |  |  | 2001-05-21 | Operating | 350 | 7 (26) | 2001 7 | 26
MN | Cambridge Station | 2038 | 1 |  | 2023 | CSNOX, CSSO2G2 | 607684 | 5 | MAPP | Isanti County | MN059 | 59 | Electric Utility | 45.601 | -93.2081 | Great River Energy (Owner),Great River Energy (Operator) |  |  | Combustion turbine | Diesel Oil | [5 empty] | 1978-04-12 | Operating | 363.3 | 1 (29) | 2038 1 | 29
MN | Cambridge Station | 2038 | 2 |  | 2023 | ARP, CSNOX, CSSO2G2 | 607684 | 5 | MAPP | Isanti County | MN059 | 59 | Electric Utility | 45.601 | -93.2081 | Great River Energy (Owner),Great River Energy (Operator) | Phase 2 |  | Combustion turbine | Pipeline Natural Gas |  |  | Dry Low NOx Burners |  |  | 2007-05-03 | Operating | 1885 | 2 (224) | 2038 2 | 224
MN | Elk River | 2039 | ERPS11 |  | 2023 | ARP, CSNOX, CSSO2G2 | 607684 | 5 | MAPP | Sherburne County | MN141 | 141 | Electric Utility | 45.2958 | -93.5542 | Great River Energy (Owner),Great River Energy (Operator) | Phase 2 |  | Combustion turbine | Pipeline Natural Gas | Diesel Oil |  | Dry Low NOx Burners |  |  | 2009-06-13 | Operating | 2269 | CT (225) | 2039 ERPS11 | 225
MN | Maple Lake Station | 2042 | 1 |  | 2023 | CSNOX, CSSO2G2 | 607684 | 5 | MAPP | Wright County | MN171 | 171 | Electric Utility | 45.229 | -94.0097 | Great River Energy (Owner),Great River Energy (Operator) |  |  | Combustion turbine | Diesel Oil | [5 empty] | 1978-04-26 | Operating | 363.3 | 5A (29.3) | 2042 1 | 29.3
MS | Chevron Cogenerating Station | 2047 | 5 |  | 2023 | ARP, CSOSG2 | 610389 | 4 | SERC | Jackson County | MS059 | 59 | Cogeneration | 30.34 | -88.492 | Mississippi Power Company (Owner),Mississippi Power Company (Operator) | Phase 2 |  | Combustion turbine | Natural Gas |  |  | Dry Low NOx Burners |  |  | 1994-05-14 | Operating | 1096 | 5 (74.6) | 2047 5 | 74.6
MS | Watson Electric Generating Plant | 2049 | 4 |  | 2023 | ARP, CSOSG2 | 610389 | 4 | SERC | Harrison County | MS047 | 47 | Electric Utility | 30.4408 | -89.0265 | Mississippi Power Company (Owner),Mississippi Power Company (Operator) | Table 1 | Phase 1 Group 1 | Dry bottom wall-fired boiler | Pipeline Natural Gas |  |  | Low NOx Burner Technology (Dry Bottom only) | Electrostatic Precipitator |  | 1968-07-20 | Operating | 2526 | 4 (250) | 2049 4 | 250
MS | Watson Electric Generating Plant | 2049 | 5 |  | 2023 | ARP, CSOSG2 | 610389 | 4 | SERC | Harrison County | MS047 | 47 | Electric Utility | 30.4408 | -89.0265 | Mississippi Power Company (Owner),Mississippi Power Company (Operator) | Table 1 | Phase 1 Group 1 | Dry bottom wall-fired boiler | Pipeline Natural Gas |  |  | Low NOx Burner Technology (Dry Bottom only) | Electrostatic Precipitator |  | 1973-05-31 | Operating | 5095 | 5 (500) | 2049 5 | 500
MS | Baxter Wilson | 2050 | 1 |  | 2023 | ARP | 609775 (Ended Mar 31, 2023), 610584 (Started Mar 31, 2023) | 4 | SPP | Warren County | MS149 | 149 | Electric Utility | 32.2831 | -90.9306 | Entergy Corporation (Owner),Entergy Corporation (Operator) | Phase 2 |  | Tangentially-fired | Pipeline Natural Gas | Residual Oil |  |  |  |  | 1966-10-01 | Operating (Retired 03/30/2023) | 5585 | 1 (544.6) | 2050 1 | 544.6
MS | Moselle Generation Complex | 2070 | 3 |  | 2023 | ARP, CSOSG2 | 609473 | 4 | SERC | Jones County | MS067 | 67 | Electric Utility | 31.5289 | -89.2992 | Cooperative Energy (Owner),Cooperative Energy (Operator) | Phase 2 |  | Dry bottom wall-fired boiler | Pipeline Natural Gas | Diesel Oil |  |  |  |  | 1970-08-01 | Operating | 725 | 3 (65) | 2070 3 | 65
MS | Moselle Generation Complex | 2070 | 5 |  | 2023 | ARP, CSOSG2 | 609473 | 4 | SERC | Jones County | MS067 | 67 | Electric Utility | 31.5289 | -89.2992 | Cooperative Energy (Owner),Cooperative Energy (Operator) | Phase 2 |  | Combustion turbine | Pipeline Natural Gas |  |  | Dry Low NOx Burners |  |  | 2006-03-02 | Operating | 1143.3 | 5 (95) | 2070 5 | 95
MS | Moselle Generation Complex | 2070 | 6 |  | 2023 | ARP, CSOSG2 | 609473 | 4 | SERC | Jones County | MS067 | 67 | Electric Utility | 31.5289 | -89.2992 | Cooperative Energy (Owner),Cooperative Energy (Operator) | Phase 2 |  | Combined cycle | Pipeline Natural Gas |  |  | Dry Low NOx Burners,Selective Catalytic Reduction |  |  | 2011-10-12 | Operating | 1540 | GTG1 (138), 1 (65) | 2070 6 | 203 | Y
MS | Moselle Generation Complex | 2070 | 7 |  | 2023 | ARP, CSOSG2 | 609473 | 4 | SERC | Jones County | MS067 | 67 | Electric Utility | 31.5289 | -89.2992 | Cooperative Energy (Owner),Cooperative Energy (Operator) | Phase 2 |  | Combined cycle | Pipeline Natural Gas |  |  | Dry Low NOx Burners,Selective Catalytic Reduction |  |  | 2011-09-24 | Operating | 1540 | 2 (65), GTG2 (138) | 2070 7 | 203 | Y
MS | Moselle Generation Complex | 2070 | **4 |  | 2023 | ARP, CSOSG2 | 609473 | 4 | SERC | Jones County | MS067 | 67 | Electric Utility | 31.5289 | -89.2992 | Cooperative Energy (Owner),Cooperative Energy (Operator) | Phase 2 |  | Combustion turbine | Pipeline Natural Gas | Diesel Oil |  | Dry Low NOx Burners |  |  | 1997-06-01 | Operating | 1200 | 4 (90) | 2070 **4 | 90
MO | Hawthorn | 2079 | 6 |  | 2023 | ARP, CSNOX, CSOSG2, CSSO2G1 | 605879 | 7 | SPP | Jackson County | MO095 | 95 | Electric Utility | 39.1306 | -94.4778 | Evergy, Inc. (Owner),Evergy, Inc. (Operator) | Phase 2 |  | Combustion turbine | Pipeline Natural Gas |  |  | Other |  |  | 1997-10-21 | Operating | 1602 | 6 (164) | 2079 6 | 164
MO | Hawthorn | 2079 | 7 |  | 2023 | ARP, CSNOX, CSOSG2, CSSO2G1 | 605879 | 7 | SPP | Jackson County | MO095 | 95 | Electric Utility | 39.1306 | -94.4778 | Evergy, Inc. (Owner),Evergy, Inc. (Operator) | Phase 2 |  | Combustion turbine | Pipeline Natural Gas |  |  | Other |  |  | 2000-05-31 | Operating | 925 | 7 (85) | 2079 7 | 85
MO | Hawthorn | 2079 | 8 |  | 2023 | ARP, CSNOX, CSOSG2, CSSO2G1 | 605879 | 7 | SPP | Jackson County | MO095 | 95 | Electric Utility | 39.1306 | -94.4778 | Evergy, Inc. (Owner),Evergy, Inc. (Operator) | Phase 2 |  | Combustion turbine | Pipeline Natural Gas |  |  | Other |  |  | 2000-06-14 | Operating | 925 | 8 (85) | 2079 8 | 85
MO | Hawthorn | 2079 | 9 |  | 2023 | ARP, CSNOX, CSOSG2, CSSO2G1 | 605879 | 7 | SPP | Jackson County | MO095 | 95 | Electric Utility | 39.1306 | -94.4778 | Evergy, Inc. (Owner),Evergy, Inc. (Operator) | Phase 2 |  | Combined cycle | Pipeline Natural Gas |  |  | Selective Catalytic Reduction |  |  | 2000-07-15 | Operating | 2439 | 9 (140) | 2079 9 | 140 | Y
MO | Hawthorn | 2079 | 5A |  | 2023 | ARP, CSNOX, CSOSG2, CSSO2G1, MATS | 605879 | 7 | SPP | Jackson County | MO095 | 95 | Electric Utility | 39.1306 | -94.4778 | Evergy, Inc. (Owner),Evergy, Inc. (Operator) | Phase 2 |  | Dry bottom wall-fired boiler | Coal |  | Dry Lime FGD | Low NOx Burner Technology w/ Overfire Air,Selective Catalytic Reduction | Baghouse | Halogenated PAC Sorbent Injection | 2001-05-11 | Operating | 7179 | 5 (550) | 2079 5A | 550 | Y
MO | Northeast Generating Station | 2081 | 11 |  | 2023 | CSNOX, CSOSG2, CSSO2G1 | 605879 | 7 |  | Jackson County | MO095 | 95 | Electric Utility | 39.1231 | -94.5605 | Evergy, Inc. (Owner),Evergy, Inc. (Operator) |  |  | Combustion turbine | Diesel Oil | [5 empty] | 1972-05-30 | Operating | 1000 | 11 (64) | 2081 11 | 64
MO | Northeast Generating Station | 2081 | 12 |  | 2023 | CSNOX, CSOSG2, CSSO2G1 | 605879 | 7 |  | Jackson County | MO095 | 95 | Electric Utility | 39.1231 | -94.5605 | Evergy, Inc. (Owner),Evergy, Inc. (Operator) |  |  | Combustion turbine | Diesel Oil | [5 empty] | 1972-05-30 | Operating | 1000 | 12 (64) | 2081 12 | 64
MO | Northeast Generating Station | 2081 | 13 |  | 2023 | CSNOX, CSOSG2, CSSO2G1 | 605879 | 7 |  | Jackson County | MO095 | 95 | Electric Utility | 39.1231 | -94.5605 | Evergy, Inc. (Owner),Evergy, Inc. (Operator) |  |  | Combustion turbine | Diesel Oil | [5 empty] | 1976-06-25 | Operating | 1000 | 13 (64) | 2081 13 | 64
MO | Northeast Generating Station | 2081 | 14 |  | 2023 | CSNOX, CSOSG2, CSSO2G1 | 605879 | 7 |  | Jackson County | MO095 | 95 | Electric Utility | 39.1231 | -94.5605 | Evergy, Inc. (Owner),Evergy, Inc. (Operator) |  |  | Combustion turbine | Diesel Oil | [5 empty] | 1976-05-28 | Operating | 1000 | 14 (64) | 2081 14 | 64
MO | Northeast Generating Station | 2081 | 15 |  | 2023 | CSNOX, CSOSG2, CSSO2G1 | 605879 | 7 |  | Jackson County | MO095 | 95 | Electric Utility | 39.1231 | -94.5605 | Evergy, Inc. (Owner),Evergy, Inc. (Operator) |  |  | Combustion turbine | Diesel Oil | [5 empty] | 1975-05-28 | Operating | 1000 | 15 (64) | 2081 15 | 64
MO | Northeast Generating Station | 2081 | 16 |  | 2023 | CSNOX, CSOSG2, CSSO2G1 | 605879 | 7 |  | Jackson County | MO095 | 95 | Electric Utility | 39.1231 | -94.5605 | Evergy, Inc. (Owner),Evergy, Inc. (Operator) |  |  | Combustion turbine | Diesel Oil | [5 empty] | 1975-05-28 | Operating | 1000 | 16 (64) | 2081 16 | 64
MO | Northeast Generating Station | 2081 | 17 |  | 2023 | CSNOX, CSOSG2, CSSO2G1 | 605879 | 7 |  | Jackson County | MO095 | 95 | Electric Utility | 39.1231 | -94.5605 | Evergy, Inc. (Owner),Evergy, Inc. (Operator) |  |  | Combustion turbine | Diesel Oil | [5 empty] | 1977-05-31 | Operating | 1000 | 17 (64) | 2081 17 | 64
MO | Northeast Generating Station | 2081 | 18 |  | 2023 | CSNOX, CSOSG2, CSSO2G1 | 605879 | 7 |  | Jackson County | MO095 | 95 | Electric Utility | 39.1231 | -94.5605 | Evergy, Inc. (Owner),Evergy, Inc. (Operator) |  |  | Combustion turbine | Diesel Oil | [5 empty] | 1977-05-31 | Operating | 1000 | 18 (64) | 2081 18 | 64
MO | Fairgrounds | 2082 | CT01 |  | 2023 | CSNOX, CSOSG2, CSSO2G1 | 607655 | 7 |  | Cole County | MO051 | 51 | Electric Utility | 38.5935 | -92.2203 | Union Electric Company (Owner),Union Electric Company (Operator) |  |  | Combustion turbine | Diesel Oil | [5 empty] | 1974-01-01 | Operating | 891 | 1 (68) | 2082 CT01 | 68
MO | Ralph Green Station | 2092 | 3 |  | 2023 | CSNOX, CSOSG2, CSSO2G1 | 605879 | 7 |  | Cass County | MO037 | 37 | Electric Utility | 38.7865 | -94.2768 | Evergy, Inc. (Owner),Evergy, Inc. (Operator) |  |  | Combustion turbine | Pipeline Natural Gas |  |  | Water Injection |  |  | 1981-06-01 | Operating | 1187 | RG3 (71) | 2092 3 | 71
MO | Lake Road | 2098 | 6 |  | 2023 | ARP, CSNOX, CSOSG2, CSSO2G1 | 605879 | 7 | SPP | Buchanan County | MO021 | 21 | Electric Utility | 39.7246 | -94.8773 | Evergy, Inc. (Owner),Evergy, Inc. (Operator) | Phase 2 |  | Cyclone boiler | Pipeline Natural Gas |  |  | Overfire Air |  |  | 1966-06-01 | Operating | 1571 | 4 (90) | 2098 6 | 90
MO | Lake Road | 2098 | GT5 |  | 2023 | CSNOX, CSOSG2, CSSO2G1 | 605879 | 7 | SPP | Buchanan County | MO021 | 21 | Electric Utility | 39.7246 | -94.8773 | Evergy, Inc. (Owner),Evergy, Inc. (Operator) |  |  | Combustion turbine | Pipeline Natural Gas | Diesel Oil |  |  |  |  | 1973-06-15 | Operating | 867 | 5 (85) | 2098 GT5 | 85
MO | Labadie | 2103 | 1 |  | 2023 | ARP, CSNOX, CSOSG2, CSSO2G1, MATS | 607655 | 7 |  | Franklin County | MO071 | 71 | Electric Utility | 38.5583 | -90.8361 | Union Electric Company (Owner),Union Electric Company (Operator) | Table 1 | Phase 1 Group 1 | Tangentially-fired | Coal |  |  | Low NOx Burner Technology w/ Closed-coupled/Separated OFA | Electrostatic Precipitator | Halogenated PAC Sorbent Injection | 1970-05-01 | Operating | 6183 | 1 (573.8) | 2103 1 | 573.8
MO | Labadie | 2103 | 2 |  | 2023 | ARP, CSNOX, CSOSG2, CSSO2G1, MATS | 607655 | 7 |  | Franklin County | MO071 | 71 | Electric Utility | 38.5583 | -90.8361 | Union Electric Company (Owner),Union Electric Company (Operator) | Table 1 | Phase 1 Group 1 | Tangentially-fired | Coal |  |  | Low NOx Burner Technology w/ Closed-coupled/Separated OFA | Electrostatic Precipitator | Halogenated PAC Sorbent Injection | 1971-04-01 | Operating | 6183 | 2 (573.8) | 2103 2 | 573.8
MO | Labadie | 2103 | 3 |  | 2023 | ARP, CSNOX, CSOSG2, CSSO2G1, MATS | 607655 | 7 |  | Franklin County | MO071 | 71 | Electric Utility | 38.5583 | -90.8361 | Union Electric Company (Owner),Union Electric Company (Operator) | Table 1 | Phase 1 Group 1 | Tangentially-fired | Coal |  |  | Low NOx Burner Technology w/ Closed-coupled/Separated OFA | Electrostatic Precipitator | Halogenated PAC Sorbent Injection | 1972-07-01 | Operating | 6107 | 3 (621) | 2103 3 | 621
MO | Labadie | 2103 | 4 |  | 2023 | ARP, CSNOX, CSOSG2, CSSO2G1, MATS | 607655 | 7 |  | Franklin County | MO071 | 71 | Electric Utility | 38.5583 | -90.8361 | Union Electric Company (Owner),Union Electric Company (Operator) | Table 1 | Phase 1 Group 1 | Tangentially-fired | Coal |  |  | Low NOx Burner Technology w/ Closed-coupled/Separated OFA | Electrostatic Precipitator | Halogenated PAC Sorbent Injection | 1973-06-01 | Operating | 6107 | 4 (621) | 2103 4 | 621
MO | Sioux | 2107 | 1 |  | 2023 | ARP, CSNOX, CSOSG2, CSSO2G1, MATS | 607655 | 7 |  | St. Charles County | MO183 | 183 | Electric Utility | 38.9158 | -90.2917 | Union Electric Company (Owner),Union Electric Company (Operator) | Table 1 | Phase 2 Group 2 | Cyclone boiler | Coal |  | Wet Limestone | Overfire Air,Other | Wet Scrubber,Electrostatic Precipitator |  | 1967-03-01 | Operating | 4920 | 1 (549.8) | 2107 1 | 549.8
MO | Sioux | 2107 | 2 |  | 2023 | ARP, CSNOX, CSOSG2, CSSO2G1, MATS | 607655 | 7 |  | St. Charles County | MO183 | 183 | Electric Utility | 38.9158 | -90.2917 | Union Electric Company (Owner),Union Electric Company (Operator) | Table 1 | Phase 2 Group 2 | Cyclone boiler | Coal |  | Wet Limestone | Overfire Air,Other | Wet Scrubber,Electrostatic Precipitator |  | 1968-03-01 | Operating | 4920 | 2 (549.8) | 2107 2 | 549.8
MO | Chillicothe | 2122 | GT1A | CP0 | 2023 | CSNOX, CSOSG2, CSSO2G1 | 608370 | 7 | MAIN | Livingston County | MO117 | 117 | Electric Utility | 39.784 | -93.562 | Chillicothe Municipal Utilities (Owner),Chillicothe Municipal Utilities (Operator) |  |  | Combustion turbine | Pipeline Natural Gas | Diesel Oil |  |  |  |  | 1986-06-01 | Operating | 297 | GT1 (40) | 2122 GT1A | 40
MO | Chillicothe | 2122 | GT1B | CP0 | 2023 | CSNOX, CSOSG2, CSSO2G1 | 608370 | 7 | MAIN | Livingston County | MO117 | 117 | Electric Utility | 39.784 | -93.562 | Chillicothe Municipal Utilities (Owner),Chillicothe Municipal Utilities (Operator) |  |  | Combustion turbine | Pipeline Natural Gas | Diesel Oil |  |  |  |  | 1986-06-01 | Operating | 297 | GT1 (40) | 2122 GT1B | 40
MO | Chillicothe | 2122 | GT2A | CP0 | 2023 | CSNOX, CSOSG2, CSSO2G1 | 608370 | 7 | MAIN | Livingston County | MO117 | 117 | Electric Utility | 39.784 | -93.562 | Chillicothe Municipal Utilities (Owner),Chillicothe Municipal Utilities (Operator) |  |  | Combustion turbine | Pipeline Natural Gas | Diesel Oil |  |  |  |  | 1986-06-01 | Operating | 297 | GT2 (40) | 2122 GT2A | 40
MO | Chillicothe | 2122 | GT2B | CP0 | 2023 | CSNOX, CSOSG2, CSSO2G1 | 608370 | 7 | MAIN | Livingston County | MO117 | 117 | Electric Utility | 39.784 | -93.562 | Chillicothe Municipal Utilities (Owner),Chillicothe Municipal Utilities (Operator) |  |  | Combustion turbine | Pipeline Natural Gas | Diesel Oil |  |  |  |  | 1986-06-01 | Operating | 297 | GT2 (40) | 2122 GT2B | 40
MO | Columbia | 2123 | 6 | CS5 | 2023 | ARP, CSNOX, CSOSG2, CSSO2G1, MATS | 606121 (Ended May 10, 2023), 600862 (Started May 10, 2023) | 7 | SERC | Boone County | MO019 | 19 | Electric Utility | 38.9658 | -92.3175 | City of Columbia (Owner),City of Columbia (Operator) | Phase 2 |  | Stoker | Coal |  |  |  | Baghouse |  | 1957-01-01 | Operating | 260 | 5 (16.5), 8 (35), 7 (22) | 2123 6 | 36.75
MO | Columbia | 2123 | 7 | CS5 | 2023 | ARP, CSNOX, CSOSG2, CSSO2G1, MATS | 606121 (Ended May 10, 2023), 600862 (Started May 10, 2023) | 7 | SERC | Boone County | MO019 | 19 | Electric Utility | 38.9658 | -92.3175 | City of Columbia (Owner),City of Columbia (Operator) | Phase 2 |  | Stoker | Coal |  |  |  | Baghouse |  | 1965-01-01 | Operating | 345 | 5 (16.5), 8 (35), 7 (22) | 2123 7 | 36.75
MO | Columbia | 2123 | 8 |  | 2023 | ARP, CSNOX, CSOSG2, CSSO2G1 | 606121 (Ended May 10, 2023), 600862 (Started May 10, 2023) | 7 | SERC | Boone County | MO019 | 19 | Electric Utility | 38.9658 | -92.3175 | City of Columbia (Owner),City of Columbia (Operator) | Phase 2 |  | Dry bottom wall-fired boiler | Pipeline Natural Gas | [5 empty] | 1970-01-01 | Operating | 490 | 8 (35) | 2123 8 | 35
MO | Higginsville Municipal Power Plant | 2131 | 4A |  | 2023 | CSNOX, CSOSG2, CSSO2G1 | 609185 (Ended Jan 25, 2023), 608461 (Started Jan 25, 2023) | 7 |  | Lafayette County | MO107 | 107 | Electric Utility | 39.0721 | -93.721 | City of Higginsville, MO (Owner),City of Higginsville, MO (Operator) |  |  | Combustion turbine | Pipeline Natural Gas | Diesel Oil |  | Water Injection |  |  | 1996-01-01 | Operating | 283 | 4 (60) | 2131 4A | 60
MO | Higginsville Municipal Power Plant | 2131 | 4B |  | 2023 | CSNOX, CSOSG2, CSSO2G1 | 609185 (Ended Jan 25, 2023), 608461 (Started Jan 25, 2023) | 7 |  | Lafayette County | MO107 | 107 | Electric Utility | 39.0721 | -93.721 | City of Higginsville, MO (Owner),City of Higginsville, MO (Operator) |  |  | Combustion turbine | Pipeline Natural Gas | Diesel Oil |  | Water Injection |  |  | 1996-01-01 | Operating | 283 | 4 (60) | 2131 4B | 60
MO | James River | 2161 | **GT1 |  | 2023 | CSNOX, CSOSG2, CSSO2G1 | 500501 | 7 | SPP | Greene County | MO077 | 77 | Electric Utility | 37.1086 | -93.2592 | City of Springfield, MO (Owner),City of Springfield, MO (Operator) |  |  | Combustion turbine | Natural Gas | Diesel Oil |  | Water Injection |  |  | 1989-04-01 | Operating | 991 | GT1 (96) | 2161 **GT1 | 96
MO | James River | 2161 | **GT2 |  | 2023 | ARP, CSNOX, CSOSG2, CSSO2G1 | 500501 | 7 | SPP | Greene County | MO077 | 77 | Electric Utility | 37.1086 | -93.2592 | City of Springfield, MO (Owner),City of Springfield, MO (Operator) | Phase 2 |  | Combustion turbine | Natural Gas | Diesel Oil |  | Water Injection |  |  | 1992-04-01 | Operating | 973 | GT2 (93) | 2161 **GT2 | 93
MO | New Madrid Power Plant | 2167 | 1 |  | 2023 | ARP, CSNOX, CSOSG2, CSSO2G1, MATS | 606546 | 7 | SPP | New Madrid County | MO143 | 143 | Electric Utility | 36.5147 | -89.5617 | Associated Electric Cooperative, Inc. (Owner),Associated Electric Cooperative, Inc. (Operator) | Table 1 | Phase 2 Group 2 | Cyclone boiler | Coal | Diesel Oil |  | Selective Catalytic Reduction,Overfire Air | Electrostatic Precipitator | Additives to Enhance PAC and Existing Equipment Performance | 1972-12-01 | Operating | 6728 | 1 (600) | 2167 1 | 600 | Y
MO | New Madrid Power Plant | 2167 | 2 |  | 2023 | ARP, CSNOX, CSOSG2, CSSO2G1, MATS | 606546 | 7 | SPP | New Madrid County | MO143 | 143 | Electric Utility | 36.5147 | -89.5617 | Associated Electric Cooperative, Inc. (Owner),Associated Electric Cooperative, Inc. (Operator) | Table 1 | Phase 2 Group 2 | Cyclone boiler | Coal | Diesel Oil |  | Selective Catalytic Reduction,Overfire Air | Electrostatic Precipitator | Additives to Enhance PAC and Existing Equipment Performance | 1977-06-01 | Operating | 6985 | 2 (600) | 2167 2 | 600 | Y
MO | Thomas Hill Energy Center | 2168 | MB1 |  | 2023 | ARP, CSNOX, CSOSG2, CSSO2G1, MATS | 606546 | 7 |  | Randolph County | MO175 | 175 | Electric Utility | 39.5531 | -92.6392 | Associated Electric Cooperative, Inc. (Owner),Associated Electric Cooperative, Inc. (Operator) | Table 1 | Phase 2 Group 2 | Cyclone boiler | Coal | Diesel Oil |  | Overfire Air,Selective Catalytic Reduction | Electrostatic Precipitator | Additives to Enhance PAC and Existing Equipment Performance | 1966-11-30 | Operating | 2065 | 1 (180) | 2168 MB1 | 180 | Y
MO | Thomas Hill Energy Center | 2168 | MB2 |  | 2023 | ARP, CSNOX, CSOSG2, CSSO2G1, MATS | 606546 | 7 |  | Randolph County | MO175 | 175 | Electric Utility | 39.5531 | -92.6392 | Associated Electric Cooperative, Inc. (Owner),Associated Electric Cooperative, Inc. (Operator) | Table 1 | Phase 2 Group 2 | Cyclone boiler | Coal | Diesel Oil |  | Overfire Air,Selective Catalytic Reduction | Electrostatic Precipitator | Additives to Enhance PAC and Existing Equipment Performance | 1969-03-01 | Operating | 3122 | 2 (285) | 2168 MB2 | 285 | Y
MO | Thomas Hill Energy Center | 2168 | MB3 |  | 2023 | ARP, CSNOX, CSOSG2, CSSO2G1, MATS | 606546 | 7 |  | Randolph County | MO175 | 175 | Electric Utility | 39.5531 | -92.6392 | Associated Electric Cooperative, Inc. (Owner),Associated Electric Cooperative, Inc. (Operator) | Phase 2 | Phase 1 Group 1 | Dry bottom wall-fired boiler | Coal | Diesel Oil |  | Overfire Air,Low NOx Burner Technology (Dry Bottom only),Selective Catalytic Reduction | Electrostatic Precipitator | Additives to Enhance PAC and Existing Equipment Performance | 1982-06-01 | Operating | 7823 | 3 (670) | 2168 MB3 | 670 | Y
MT | Glendive Generating Station | 2176 | GT-2 |  | 2023 | ARP | 607438 | 8 | MAPP | Dawson County | MT021 | 21 | Electric Utility | 47.0539 | -104.74 | Montana Dakota Utilities Company (Owner),Montana Dakota Utilities Company (Operator) | Phase 2 |  | Combustion turbine | Pipeline Natural Gas | Diesel Oil |  | Dry Low NOx Burners |  |  | 2003-06-01 | Operating | 420.8 | GT-2 (43) | 2176 GT-2 | 43
NE | Canaday | 2226 | 1 |  | 2023 | ARP, CSNOX, CSSO2G2 | 609180 | 7 |  | Gosper County | NE073 | 73 | Electric Utility | 40.6941 | -99.7005 | Nebraska Public Power District (Owner),Nebraska Public Power District (Operator) | Phase 2 |  | Tangentially-fired | Pipeline Natural Gas | [5 empty] | 1958-05-01 | Operating | 1275 | 1 (108.8) | 2226 1 | 108.8
NE | Lon D Wright Power Plant | 2240 | 8 |  | 2023 | ARP, CSNOX, CSSO2G2, MATS | 609960 | 7 | MAPP | Dodge County | NE053 | 53 | Electric Utility | 41.4275 | -96.4619 | City of Fremont (Owner),City of Fremont (Operator) | Phase 2 | Phase 2 Group 1 | Dry bottom wall-fired boiler | Coal | Pipeline Natural Gas | Wet Limestone | Low NOx Burner Technology (Dry Bottom only) | Baghouse,Electrostatic Precipitator | Halogenated PAC Sorbent Injection | 1976-07-15 | Operating | 1192 | 8 (91.5) | 2240 8 | 91.5
NE | Lon D Wright Power Plant | 2240 | 50T |  | 2023 | ARP, CSNOX, CSSO2G2 | 609960 | 7 | MAPP | Dodge County | NE053 | 53 | Electric Utility | 41.4275 | -96.4619 | City of Fremont (Owner),City of Fremont (Operator) | Phase 2 |  | Combustion turbine | Pipeline Natural Gas | Diesel Oil |  | Dry Low NOx Burners,Water Injection |  |  | 2003-10-17 | Operating | 578.3 | 5OT (42.1) | 2240 50T | 42.1
NE | C W Burdick | 2241 | GT-2 |  | 2023 | ARP, CSNOX, CSSO2G2 | 514 (Ended May 03, 2023), 607758 (Started May 03, 2023) | 7 | MAPP | Hall County | NE079 | 79 | Electric Utility | 40.9228 | -98.3269 | Grand Island Utilities Department (Owner),Grand Island Utilities Department (Operator) | Phase 2 |  | Combustion turbine | Pipeline Natural Gas | Diesel Oil |  | Dry Low NOx Burners,Water Injection |  |  | 2003-03-27 | Operating | 530 | GT2 (46) | 2241 GT-2 | 46
NE | C W Burdick | 2241 | GT-3 |  | 2023 | ARP, CSNOX, CSSO2G2 | 514 (Ended May 03, 2023), 607758 (Started May 03, 2023) | 7 | MAPP | Hall County | NE079 | 79 | Electric Utility | 40.9228 | -98.3269 | Grand Island Utilities Department (Owner),Grand Island Utilities Department (Operator) | Phase 2 |  | Combustion turbine | Pipeline Natural Gas | Diesel Oil |  | Dry Low NOx Burners,Water Injection |  |  | 2003-03-27 | Operating | 530 | GT3 (46) | 2241 GT-3 | 46
NE | J Street | 2250 | 1 |  | 2023 | CSNOX, CSSO2G2 | 608164 | 7 |  | Lancaster County | NE109 | 109 | Electric Utility | 40.8078 | -96.7107 | Lincoln Electric System (Owner),Lincoln Electric System (Operator) |  |  | Combustion turbine | Pipeline Natural Gas | Diesel Oil |  | Water Injection |  |  | 1972-06-01 | Operating | 548.8 | 1 (27) | 2250 1 | 27
NE | Hallam Peaking | 2265 | 1A |  | 2023 | CSNOX, CSSO2G2 | 609180 | 7 |  | Lancaster County | NE109 | 109 | Electric Utility | 40.5587 | -96.7862 | Nebraska Public Power District (Owner),Nebraska Public Power District (Operator) |  |  | Combustion turbine | Pipeline Natural Gas | Diesel Oil |  |  |  |  | 1973-06-01 | Operating | 487 | 1 (56.7) | 2265 1A | 56.7
NE | Hallam Peaking | 2265 | 1B |  | 2023 | CSNOX, CSSO2G2 | 609180 | 7 |  | Lancaster County | NE109 | 109 | Electric Utility | 40.5587 | -96.7862 | Nebraska Public Power District (Owner),Nebraska Public Power District (Operator) |  |  | Combustion turbine | Pipeline Natural Gas | Diesel Oil |  |  |  |  | 1973-06-01 | Operating | 487 | 1 (56.7) | 2265 1B | 56.7
NE | Hebron Peaking | 2266 | 1A |  | 2023 | CSNOX, CSSO2G2 | 609180 | 7 |  | Thayer County | NE169 | 169 | Electric Utility | 40.1879 | -97.5779 | Nebraska Public Power District (Owner),Nebraska Public Power District (Operator) |  |  | Combustion turbine | Diesel Oil | [5 empty] | 1973-06-01 | Operating | 477.7 | 1 (56.7) | 2266 1A | 56.7
NE | Hebron Peaking | 2266 | 1B |  | 2023 | CSNOX, CSSO2G2 | 609180 | 7 |  | Thayer County | NE169 | 169 | Electric Utility | 40.1879 | -97.5779 | Nebraska Public Power District (Owner),Nebraska Public Power District (Operator) |  |  | Combustion turbine | Diesel Oil | [5 empty] | 1973-06-01 | Operating | 477.7 | 1 (56.7) | 2266 1B | 56.7
NE | McCook Peaking | 2271 | 1A |  | 2023 | CSNOX, CSSO2G2 | 609180 | 7 |  | Red Willow County | NE145 | 145 | Electric Utility | 40.2209 | -100.6511 | Nebraska Public Power District (Owner),Nebraska Public Power District (Operator) |  |  | Combustion turbine | Diesel Oil | [5 empty] | 1973-06-01 | Operating | 454.8 | 1 (56.7) | 2271 1A | 56.7
NE | McCook Peaking | 2271 | 1B |  | 2023 | CSNOX, CSSO2G2 | 609180 | 7 |  | Red Willow County | NE145 | 145 | Electric Utility | 40.2209 | -100.6511 | Nebraska Public Power District (Owner),Nebraska Public Power District (Operator) |  |  | Combustion turbine | Diesel Oil | [5 empty] | 1973-06-01 | Operating | 454.8 | 1 (56.7) | 2271 1B | 56.7
NE | Sheldon | 2277 | 1 |  | 2023 | ARP, CSNOX, CSSO2G2, MATS | 609180 | 7 | MAPP | Lancaster County | NE109 | 109 | Electric Utility | 40.5589 | -96.7842 | Lincoln Electric System (Owner),Nebraska Public Power District (Owner),Nebraska Public Power District (Operator) | Phase 2 |  | Cyclone boiler | Coal | Pipeline Natural Gas |  | Overfire Air | Baghouse |  | 1968-07-01 | Operating | 1495.5 | 1 (108.8) | 2277 1 | 108.8
NE | Sheldon | 2277 | 2 |  | 2023 | ARP, CSNOX, CSSO2G2, MATS | 609180 | 7 | MAPP | Lancaster County | NE109 | 109 | Electric Utility | 40.5589 | -96.7842 | Lincoln Electric System (Owner),Nebraska Public Power District (Owner),Nebraska Public Power District (Operator) | Phase 2 |  | Cyclone boiler | Coal | Pipeline Natural Gas |  | Overfire Air | Baghouse |  | 1961-07-01 | Operating | 1619.7 | 2 (119.9) | 2277 2 | 119.9
NE | Jones Street | 2290 | 1 | CP100 | 2023 | CSNOX, CSSO2G2 | 610192 (Ended Aug 22, 2023), 610761 (Started Aug 22, 2023) | 7 | MAPP | Douglas County | NE055 | 55 | Electric Utility | 41.2517 | -95.9235 | Omaha Public Power District (Owner),Omaha Public Power District (Operator) |  |  | Combustion turbine | Diesel Oil | [5 empty] | 1973-06-01 | Operating | 795 | 1 (56.5) | 2290 1 | 56.5
NE | Jones Street | 2290 | 2 | CP100 | 2023 | CSNOX, CSSO2G2 | 610192 (Ended Aug 22, 2023), 610761 (Started Aug 22, 2023) | 7 | MAPP | Douglas County | NE055 | 55 | Electric Utility | 41.2517 | -95.9235 | Omaha Public Power District (Owner),Omaha Public Power District (Operator) |  |  | Combustion turbine | Diesel Oil | [5 empty] | 1973-06-01 | Operating | 795 | 2 (56.5) | 2290 2 | 56.5
NE | North Omaha Station | 2291 | 1 | CS000A | 2023 | ARP, CSNOX, CSSO2G2 | 610192 (Ended Aug 22, 2023), 610761 (Started Aug 22, 2023) | 7 | MAPP | Douglas County | NE055 | 55 | Electric Utility | 41.3297 | -95.9458 | Omaha Public Power District (Owner),Omaha Public Power District (Operator) | Phase 2 | Phase 2 Group 1 | Tangentially-fired | Pipeline Natural Gas |  |  |  | Electrostatic Precipitator |  | 1954-07-01 | Operating | 1010 | 1 (73.5) | 2291 1 | 73.5
NE | North Omaha Station | 2291 | 2 | CS000A | 2023 | ARP, CSNOX, CSSO2G2 | 610192 (Ended Aug 22, 2023), 610761 (Started Aug 22, 2023) | 7 | MAPP | Douglas County | NE055 | 55 | Electric Utility | 41.3297 | -95.9458 | Omaha Public Power District (Owner),Omaha Public Power District (Operator) | Phase 2 | Phase 2 Group 1 | Tangentially-fired | Pipeline Natural Gas |  |  | Low NOx Burner Technology w/ Closed-coupled OFA | Electrostatic Precipitator |  | 1957-04-09 | Operating | 1511 | 2 (108.8) | 2291 2 | 108.8
NE | North Omaha Station | 2291 | 3 | CS000A | 2023 | ARP, CSNOX, CSSO2G2 | 610192 (Ended Aug 22, 2023), 610761 (Started Aug 22, 2023) | 7 | MAPP | Douglas County | NE055 | 55 | Electric Utility | 41.3297 | -95.9458 | Omaha Public Power District (Owner),Omaha Public Power District (Operator) | Phase 2 | Phase 2 Group 1 | Tangentially-fired | Pipeline Natural Gas |  |  | Low NOx Burner Technology w/ Closed-coupled OFA | Electrostatic Precipitator |  | 1959-04-11 | Operating | 1357 | 3 (108.8) | 2291 3 | 108.8
NE | North Omaha Station | 2291 | 4 |  | 2023 | ARP, CSNOX, CSSO2G2, MATS | 610192 (Ended Aug 22, 2023), 610761 (Started Aug 22, 2023) | 7 | MAPP | Douglas County | NE055 | 55 | Electric Utility | 41.3297 | -95.9458 | Omaha Public Power District (Owner),Omaha Public Power District (Operator) | Phase 2 | Early Election | Tangentially-fired | Coal | Natural Gas |  |  | Electrostatic Precipitator | Halogenated PAC Sorbent Injection | 1963-03-15 | Operating | 1691 | 4 (136) | 2291 4 | 136
NE | North Omaha Station | 2291 | 5 |  | 2023 | ARP, CSNOX, CSSO2G2, MATS | 610192 (Ended Aug 22, 2023), 610761 (Started Aug 22, 2023) | 7 | MAPP | Douglas County | NE055 | 55 | Electric Utility | 41.3297 | -95.9458 | Omaha Public Power District (Owner),Omaha Public Power District (Operator) | Phase 2 | Phase 2 Group 1 | Dry bottom wall-fired boiler | Coal | Natural Gas |  | Low NOx Burner Technology (Dry Bottom only) | Electrostatic Precipitator | Halogenated PAC Sorbent Injection | 1968-05-01 | Operating | 2586 | 5 (217.6) | 2291 5 | 217.6
NE | Sarpy County Station | 2292 | 1 |  | 2023 | CSNOX, CSSO2G2 | 610192 (Ended Aug 22, 2023), 610761 (Started Aug 22, 2023) | 7 | MAPP | Sarpy County | NE153 | 153 | Electric Utility | 41.1706 | -95.9692 | Omaha Public Power District (Owner),Omaha Public Power District (Operator) |  |  | Combustion turbine | Diesel Oil | Pipeline Natural Gas |  |  |  |  | 1972-06-01 | Operating | 1001 | 1 (55.4) | 2292 1 | 55.4
NE | Sarpy County Station | 2292 | 2 |  | 2023 | CSNOX, CSSO2G2 | 610192 (Ended Aug 22, 2023), 610761 (Started Aug 22, 2023) | 7 | MAPP | Sarpy County | NE153 | 153 | Electric Utility | 41.1706 | -95.9692 | Omaha Public Power District (Owner),Omaha Public Power District (Operator) |  |  | Combustion turbine | Pipeline Natural Gas | Diesel Oil |  |  |  |  | 1972-06-01 | Operating | 1001 | 2 (55.4) | 2292 2 | 55.4
NE | Sarpy County Station | 2292 | CT3 |  | 2023 | ARP, CSNOX, CSSO2G2 | 610192 (Ended Aug 22, 2023), 610761 (Started Aug 22, 2023) | 7 | MAPP | Sarpy County | NE153 | 153 | Electric Utility | 41.1706 | -95.9692 | Omaha Public Power District (Owner),Omaha Public Power District (Operator) | Phase 2 |  | Combustion turbine | Pipeline Natural Gas | Diesel Oil |  | Dry Low NOx Burners,Water Injection |  |  | 1996-06-01 | Operating | 1418 | 3 (120) | 2292 CT3 | 120
NE | Sarpy County Station | 2292 | CT4A |  | 2023 | ARP, CSNOX, CSSO2G2 | 610192 (Ended Aug 22, 2023), 610761 (Started Aug 22, 2023) | 7 | MAPP | Sarpy County | NE153 | 153 | Electric Utility | 41.1706 | -95.9692 | Omaha Public Power District (Owner),Omaha Public Power District (Operator) | Phase 2 |  | Combustion turbine | Pipeline Natural Gas | Diesel Oil |  | Water Injection |  |  | 2000-05-19 | Operating | 315 | 4 (58.9) | 2292 CT4A | 58.9
NE | Sarpy County Station | 2292 | CT4B |  | 2023 | ARP, CSNOX, CSSO2G2 | 610192 (Ended Aug 22, 2023), 610761 (Started Aug 22, 2023) | 7 | MAPP | Sarpy County | NE153 | 153 | Electric Utility | 41.1706 | -95.9692 | Omaha Public Power District (Owner),Omaha Public Power District (Operator) | Phase 2 |  | Combustion turbine | Pipeline Natural Gas | Diesel Oil |  | Water Injection |  |  | 2000-05-19 | Operating | 315 | 4 (58.9) | 2292 CT4B | 58.9
NE | Sarpy County Station | 2292 | CT5A |  | 2023 | ARP, CSNOX, CSSO2G2 | 610192 (Ended Aug 22, 2023), 610761 (Started Aug 22, 2023) | 7 | MAPP | Sarpy County | NE153 | 153 | Electric Utility | 41.1706 | -95.9692 | Omaha Public Power District (Owner),Omaha Public Power District (Operator) | Phase 2 |  | Combustion turbine | Pipeline Natural Gas | Diesel Oil |  | Water Injection |  |  | 2000-05-19 | Operating | 315 | 5 (58.9) | 2292 CT5A | 58.9
NE | Sarpy County Station | 2292 | CT5B |  | 2023 | ARP, CSNOX, CSSO2G2 | 610192 (Ended Aug 22, 2023), 610761 (Started Aug 22, 2023) | 7 | MAPP | Sarpy County | NE153 | 153 | Electric Utility | 41.1706 | -95.9692 | Omaha Public Power District (Owner),Omaha Public Power District (Operator) | Phase 2 |  | Combustion turbine | Pipeline Natural Gas | Diesel Oil |  | Water Injection |  |  | 2000-05-19 | Operating | 315 | 5 (58.9) | 2292 CT5B | 58.9
NV | Clark | 2322 | 11A | CS11 | 2023 | ARP | 610268 | 9 | WECC | Clark County | NV003 | 3 | Electric Utility | 36.0875 | -115.0507 | NV Energy (Owner),NV Energy (Operator) | Phase 2 |  | Combustion turbine | Pipeline Natural Gas |  |  | Selective Catalytic Reduction |  |  | 2008-07-23 | Operating | 328.4 | 11 (64.3) | 2322 11A | 64.3 | Y
NV | Clark | 2322 | 11B | CS11 | 2023 | ARP | 610268 | 9 | WECC | Clark County | NV003 | 3 | Electric Utility | 36.0875 | -115.0507 | NV Energy (Owner),NV Energy (Operator) | Phase 2 |  | Combustion turbine | Pipeline Natural Gas |  |  | Selective Catalytic Reduction |  |  | 2008-07-23 | Operating | 328.4 | 11 (64.3) | 2322 11B | 64.3 | Y
NV | Clark | 2322 | 12A | CS12 | 2023 | ARP | 610268 | 9 | WECC | Clark County | NV003 | 3 | Electric Utility | 36.0875 | -115.0507 | NV Energy (Owner),NV Energy (Operator) | Phase 2 |  | Combustion turbine | Pipeline Natural Gas |  |  | Selective Catalytic Reduction |  |  | 2008-07-23 | Operating | 328.4 | 12 (64.3) | 2322 12A | 64.3 | Y
NV | Clark | 2322 | 12B | CS12 | 2023 | ARP | 610268 | 9 | WECC | Clark County | NV003 | 3 | Electric Utility | 36.0875 | -115.0507 | NV Energy (Owner),NV Energy (Operator) | Phase 2 |  | Combustion turbine | Pipeline Natural Gas |  |  | Selective Catalytic Reduction |  |  | 2008-07-23 | Operating | 328.4 | 12 (64.3) | 2322 12B | 64.3 | Y
NV | Clark | 2322 | 13A | CS13 | 2023 | ARP | 610268 | 9 | WECC | Clark County | NV003 | 3 | Electric Utility | 36.0875 | -115.0507 | NV Energy (Owner),NV Energy (Operator) | Phase 2 |  | Combustion turbine | Pipeline Natural Gas |  |  | Selective Catalytic Reduction |  |  | 2008-07-29 | Operating | 328.4 | 13 (64.3) | 2322 13A | 64.3 | Y
NV | Clark | 2322 | 13B | CS13 | 2023 | ARP | 610268 | 9 | WECC | Clark County | NV003 | 3 | Electric Utility | 36.0875 | -115.0507 | NV Energy (Owner),NV Energy (Operator) | Phase 2 |  | Combustion turbine | Pipeline Natural Gas |  |  | Selective Catalytic Reduction |  |  | 2008-07-29 | Operating | 328.4 | 13 (64.3) | 2322 13B | 64.3 | Y
NV | Clark | 2322 | 14A | CS14 | 2023 | ARP | 610268 | 9 | WECC | Clark County | NV003 | 3 | Electric Utility | 36.0875 | -115.0507 | NV Energy (Owner),NV Energy (Operator) | Phase 2 |  | Combustion turbine | Pipeline Natural Gas |  |  | Selective Catalytic Reduction |  |  | 2008-07-23 | Operating | 328.4 | 14 (64.3) | 2322 14A | 64.3 | Y
NV | Clark | 2322 | 14B | CS14 | 2023 | ARP | 610268 | 9 | WECC | Clark County | NV003 | 3 | Electric Utility | 36.0875 | -115.0507 | NV Energy (Owner),NV Energy (Operator) | Phase 2 |  | Combustion turbine | Pipeline Natural Gas |  |  | Selective Catalytic Reduction |  |  | 2008-07-23 | Operating | 328.4 | 14 (64.3) | 2322 14B | 64.3 | Y
NV | Clark | 2322 | 15A | CS15 | 2023 | ARP | 610268 | 9 | WECC | Clark County | NV003 | 3 | Electric Utility | 36.0875 | -115.0507 | NV Energy (Owner),NV Energy (Operator) | Phase 2 |  | Combustion turbine | Pipeline Natural Gas |  |  | Selective Catalytic Reduction |  |  | 2008-05-12 | Operating | 328.4 | 15 (64.3) | 2322 15A | 64.3 | Y
NV | Clark | 2322 | 15B | CS15 | 2023 | ARP | 610268 | 9 | WECC | Clark County | NV003 | 3 | Electric Utility | 36.0875 | -115.0507 | NV Energy (Owner),NV Energy (Operator) | Phase 2 |  | Combustion turbine | Pipeline Natural Gas |  |  | Selective Catalytic Reduction |  |  | 2008-05-12 | Operating | 328.4 | 15 (64.3) | 2322 15B | 64.3 | Y
NV | Clark | 2322 | 16A | CS16 | 2023 | ARP | 610268 | 9 | WECC | Clark County | NV003 | 3 | Electric Utility | 36.0875 | -115.0507 | NV Energy (Owner),NV Energy (Operator) | Phase 2 |  | Combustion turbine | Pipeline Natural Gas |  |  | Selective Catalytic Reduction |  |  | 2008-05-22 | Operating | 328.4 | 16 (64.3) | 2322 16A | 64.3 | Y
NV | Clark | 2322 | 16B | CS16 | 2023 | ARP | 610268 | 9 | WECC | Clark County | NV003 | 3 | Electric Utility | 36.0875 | -115.0507 | NV Energy (Owner),NV Energy (Operator) | Phase 2 |  | Combustion turbine | Pipeline Natural Gas |  |  | Selective Catalytic Reduction |  |  | 2008-05-22 | Operating | 328.4 | 16 (64.3) | 2322 16B | 64.3 | Y
NV | Clark | 2322 | 17A | CS17 | 2023 | ARP | 610268 | 9 | WECC | Clark County | NV003 | 3 | Electric Utility | 36.0875 | -115.0507 | NV Energy (Owner),NV Energy (Operator) | Phase 2 |  | Combustion turbine | Pipeline Natural Gas |  |  | Selective Catalytic Reduction |  |  | 2008-05-22 | Operating | 328.4 | 17 (64.3) | 2322 17A | 64.3 | Y
NV | Clark | 2322 | 17B | CS17 | 2023 | ARP | 610268 | 9 | WECC | Clark County | NV003 | 3 | Electric Utility | 36.0875 | -115.0507 | NV Energy (Owner),NV Energy (Operator) | Phase 2 |  | Combustion turbine | Pipeline Natural Gas |  |  | Selective Catalytic Reduction |  |  | 2008-05-22 | Operating | 328.4 | 17 (64.3) | 2322 17B | 64.3 | Y
NV | Clark | 2322 | 18A | CS18 | 2023 | ARP | 610268 | 9 | WECC | Clark County | NV003 | 3 | Electric Utility | 36.0875 | -115.0507 | NV Energy (Owner),NV Energy (Operator) | Phase 2 |  | Combustion turbine | Pipeline Natural Gas |  |  | Selective Catalytic Reduction |  |  | 2008-05-12 | Operating | 328.4 | 18 (64.3) | 2322 18A | 64.3 | Y
NV | Clark | 2322 | 18B | CS18 | 2023 | ARP | 610268 | 9 | WECC | Clark County | NV003 | 3 | Electric Utility | 36.0875 | -115.0507 | NV Energy (Owner),NV Energy (Operator) | Phase 2 |  | Combustion turbine | Pipeline Natural Gas |  |  | Selective Catalytic Reduction |  |  | 2008-05-12 | Operating | 328.4 | 18 (64.3) | 2322 18B | 64.3 | Y
NV | Clark | 2322 | 19A | CS19 | 2023 | ARP | 610268 | 9 | WECC | Clark County | NV003 | 3 | Electric Utility | 36.0875 | -115.0507 | NV Energy (Owner),NV Energy (Operator) | Phase 2 |  | Combustion turbine | Pipeline Natural Gas |  |  | Selective Catalytic Reduction |  |  | 2008-04-11 | Operating | 328.4 | 19 (64.3) | 2322 19A | 64.3 | Y
NV | Clark | 2322 | 19B | CS19 | 2023 | ARP | 610268 | 9 | WECC | Clark County | NV003 | 3 | Electric Utility | 36.0875 | -115.0507 | NV Energy (Owner),NV Energy (Operator) | Phase 2 |  | Combustion turbine | Pipeline Natural Gas |  |  | Selective Catalytic Reduction |  |  | 2008-04-11 | Operating | 328.4 | 19 (64.3) | 2322 19B | 64.3 | Y
NV | Clark | 2322 | 20A | CS20 | 2023 | ARP | 610268 | 9 | WECC | Clark County | NV003 | 3 | Electric Utility | 36.0875 | -115.0507 | NV Energy (Owner),NV Energy (Operator) | Phase 2 |  | Combustion turbine | Pipeline Natural Gas |  |  | Selective Catalytic Reduction |  |  | 2008-04-10 | Operating | 328.4 | 20 (64.3) | 2322 20A | 64.3 | Y
NV | Clark | 2322 | 20B | CS20 | 2023 | ARP | 610268 | 9 | WECC | Clark County | NV003 | 3 | Electric Utility | 36.0875 | -115.0507 | NV Energy (Owner),NV Energy (Operator) | Phase 2 |  | Combustion turbine | Pipeline Natural Gas |  |  | Selective Catalytic Reduction |  |  | 2008-04-10 | Operating | 328.4 | 20 (64.3) | 2322 20B | 64.3 | Y
NV | Clark | 2322 | 21A | CS21 | 2023 | ARP | 610268 | 9 | WECC | Clark County | NV003 | 3 | Electric Utility | 36.0875 | -115.0507 | NV Energy (Owner),NV Energy (Operator) | Phase 2 |  | Combustion turbine | Pipeline Natural Gas |  |  | Selective Catalytic Reduction |  |  | 2008-04-20 | Operating | 328.4 | 21 (64.3) | 2322 21A | 64.3 | Y
NV | Clark | 2322 | 21B | CS21 | 2023 | ARP | 610268 | 9 | WECC | Clark County | NV003 | 3 | Electric Utility | 36.0875 | -115.0507 | NV Energy (Owner),NV Energy (Operator) | Phase 2 |  | Combustion turbine | Pipeline Natural Gas |  |  | Selective Catalytic Reduction |  |  | 2008-04-20 | Operating | 328.4 | 21 (64.3) | 2322 21B | 64.3 | Y
NV | Clark | 2322 | 22A | CS22 | 2023 | ARP | 610268 | 9 | WECC | Clark County | NV003 | 3 | Electric Utility | 36.0875 | -115.0507 | NV Energy (Owner),NV Energy (Operator) | Phase 2 |  | Combustion turbine | Pipeline Natural Gas |  |  | Selective Catalytic Reduction |  |  | 2008-04-20 | Operating | 328.4 | 22 (64.3) | 2322 22A | 64.3 | Y
NV | Clark | 2322 | 22B | CS22 | 2023 | ARP | 610268 | 9 | WECC | Clark County | NV003 | 3 | Electric Utility | 36.0875 | -115.0507 | NV Energy (Owner),NV Energy (Operator) | Phase 2 |  | Combustion turbine | Pipeline Natural Gas |  |  | Selective Catalytic Reduction |  |  | 2008-04-20 | Operating | 328.4 | 22 (64.3) | 2322 22B | 64.3 | Y
NV | Fort Churchill | 2330 | 1 |  | 2023 | ARP | 610268 | 9 |  | Lyon County | NV019 | 19 | Electric Utility | 39.1281 | -119.1319 | Sierra Pacific Power Company (Owner),Sierra Pacific Power Company (Operator) | Phase 2 |  | Dry bottom wall-fired boiler | Pipeline Natural Gas |  |  | Low NOx Burner Technology w/ Overfire Air |  |  | 1968-07-01 | Operating | 1319.8 | 1 (105.2) | 2330 1 | 105.2
NV | Fort Churchill | 2330 | 2 |  | 2023 | ARP | 610268 | 9 |  | Lyon County | NV019 | 19 | Electric Utility | 39.1281 | -119.1319 | Sierra Pacific Power Company (Owner),Sierra Pacific Power Company (Operator) | Phase 2 |  | Dry bottom wall-fired boiler | Pipeline Natural Gas | [5 empty] | 1971-06-01 | Operating | 1320 | 2 (105.2) | 2330 2 | 105.2
NV | Tracy | 2336 | 3 |  | 2023 | ARP | 610268 | 9 |  | Storey County | NV029 | 29 | Electric Utility | 39.5625 | -119.525 | Sierra Pacific Power Company (Owner),Sierra Pacific Power Company (Operator) | Phase 2 |  | Dry bottom wall-fired boiler | Pipeline Natural Gas | [5 empty] | 1974-12-14 | Operating | 1150 | 3 (122) | 2336 3 | 122
NV | Tracy | 2336 | 4 |  | 2023 | ARP | 610268 | 9 |  | Storey County | NV029 | 29 | Electric Utility | 39.5625 | -119.525 | Sierra Pacific Power Company (Owner),Sierra Pacific Power Company (Operator) | Phase 2 |  | Combustion turbine | Pipeline Natural Gas | Diesel Oil |  | Dry Low NOx Burners |  |  | 1994-06-17 | Operating | 1011 | GT3 (85) | 2336 4 | 85
NV | Tracy | 2336 | 5 |  | 2023 | ARP | 610268 | 9 |  | Storey County | NV029 | 29 | Electric Utility | 39.5625 | -119.525 | Sierra Pacific Power Company (Owner),Sierra Pacific Power Company (Operator) | Phase 2 |  | Combustion turbine | Pipeline Natural Gas | Diesel Oil |  | Dry Low NOx Burners |  |  | 1994-06-17 | Operating | 1011 | GT4 (85) | 2336 5 | 85
NV | Tracy | 2336 | 6 |  | 2023 | ARP | 610268 | 9 |  | Storey County | NV029 | 29 | Electric Utility | 39.5625 | -119.525 | Sierra Pacific Power Company (Owner),Sierra Pacific Power Company (Operator) | Phase 2 |  | Combined cycle | Pipeline Natural Gas |  |  | Other |  |  | 1996-10-28 | Operating | 920 | 4 (69.7), 5 (50.2) | 2336 6 | 119.9
NV | Tracy | 2336 | 8 |  | 2023 | ARP | 610268 | 9 |  | Storey County | NV029 | 29 | Electric Utility | 39.5625 | -119.525 | Sierra Pacific Power Company (Owner),Sierra Pacific Power Company (Operator) | Phase 2 |  | Combined cycle | Pipeline Natural Gas |  |  | Dry Low NOx Burners,Selective Catalytic Reduction |  |  | 2008-02-02 | Operating | 2522 | 8 (183), 10 (367) | 2336 8 | 366.5 | Y
NV | Tracy | 2336 | 9 |  | 2023 | ARP | 610268 | 9 |  | Storey County | NV029 | 29 | Electric Utility | 39.5625 | -119.525 | Sierra Pacific Power Company (Owner),Sierra Pacific Power Company (Operator) | Phase 2 |  | Combined cycle | Pipeline Natural Gas |  |  | Dry Low NOx Burners,Selective Catalytic Reduction |  |  | 2008-02-13 | Operating | 2522 | 10 (367), 9 (183) | 2336 9 | 366.5 | Y
NH | Merrimack | 2364 | 1 | CS001 | 2023 | ARP, MATS, NHNOX, RGGI | 606930 | 1 | NPCC | Merrimack County | NH013 | 13 | Electric Utility | 43.1411 | -71.4692 | GSP Merrimack LLC (Owner),GSP Merrimack LLC (Operator) | Table 1 |  | Cyclone boiler | Coal |  | Wet Lime FGD | Selective Catalytic Reduction | Electrostatic Precipitator |  | 1960-12-01 | Operating | 1400 | 1 (113.6) | 2364 1 | 113.6 | Y
NH | Merrimack | 2364 | 2 | CS001 | 2023 | ARP, MATS, NHNOX, RGGI | 606930 | 1 | NPCC | Merrimack County | NH013 | 13 | Electric Utility | 43.1411 | -71.4692 | GSP Merrimack LLC (Owner),GSP Merrimack LLC (Operator) | Table 1 | Phase 2 Group 2 | Cyclone boiler | Coal |  | Wet Lime FGD | Selective Catalytic Reduction | Electrostatic Precipitator |  | 1968-05-01 | Operating | 4090 | 2 (345.6) | 2364 2 | 345.6 | Y
NH | Schiller | 2367 | 4 |  | 2023 | ARP, MATS, NHNOX, RGGI | 606930 | 1 |  | Rockingham County | NH015 | 15 | Electric Utility | 43.0978 | -70.7842 | GSP Schiller LLC (Owner),GSP Schiller LLC (Operator) | Phase 2 | Phase 2 Group 1 | Dry bottom wall-fired boiler | Coal | Residual Oil |  | Selective Non-catalytic Reduction,Low NOx Burner Technology w/ Overfire Air | Electrostatic Precipitator | Halogenated PAC Sorbent Injection,Sodium Based | 1952-10-01 | Operating | 619 | 4 (50) | 2367 4 | 50 | Y
NH | Schiller | 2367 | 5 |  | 2023 | ARP, NHNOX, RGGI | 606930 | 1 |  | Rockingham County | NH015 | 15 | Electric Utility | 43.0978 | -70.7842 | GSP Schiller LLC (Owner),GSP Schiller LLC (Operator) | Phase 2 | Phase 2 Group 1 | Circulating fluidized bed boiler | Wood | Coal, Pipeline Natural Gas | Fluidized Bed Limestone Injection | Selective Non-catalytic Reduction | Baghouse |  | 1955-05-01 | Operating | 775 | 5 (50) | 2367 5 | 50 | Y
NH | Schiller | 2367 | 6 |  | 2023 | ARP, MATS, NHNOX, RGGI | 606930 | 1 |  | Rockingham County | NH015 | 15 | Electric Utility | 43.0978 | -70.7842 | GSP Schiller LLC (Owner),GSP Schiller LLC (Operator) | Phase 2 | Phase 2 Group 1 | Dry bottom wall-fired boiler | Coal | Residual Oil |  | Selective Non-catalytic Reduction,Low NOx Burner Technology w/ Overfire Air | Electrostatic Precipitator | Halogenated PAC Sorbent Injection,Sodium Based | 1957-07-01 | Operating | 610 | 6 (50) | 2367 6 | 50 | Y
NJ | Carlls Corner Energy Center | 2379 | 2001 |  | 2023 | CSNOX, CSOSG3, CSSO2G1, RGGI | 1277 | 2 |  | Cumberland County | NJ011 | 11 | Electric Utility | 39.4547 | -75.2011 | Calpine New Jersey Generation, LLC (Owner),Calpine Operating Services Company, Inc. (Operator) |  |  | Combustion turbine | Pipeline Natural Gas | Diesel Oil |  | Water Injection |  |  | 1973-04-12 | Operating | 680 | CA1 (41.9) | 2379 2001 | 41.9
NJ | Carlls Corner Energy Center | 2379 | 3001 |  | 2023 | CSNOX, CSOSG3, CSSO2G1, RGGI | 1277 | 2 |  | Cumberland County | NJ011 | 11 | Electric Utility | 39.4547 | -75.2011 | Calpine New Jersey Generation, LLC (Owner),Calpine Operating Services Company, Inc. (Operator) |  |  | Combustion turbine | Pipeline Natural Gas | Diesel Oil |  | Water Injection |  |  | 1973-04-30 | Operating | 680 | CA2 (41.9) | 2379 3001 | 41.9
NJ | Sayreville | 2390 | 12001 |  | 2023 | CSNOX, CSOSG3, CSSO2G1, RGGI | 748 | 2 |  | Middlesex County | NJ023 | 23 | Electric Utility | 40.4753 | -74.3552 | Sayreville Power, LLC (Owner),Sayreville Power, LLC (Operator) |  |  | Combustion turbine | Pipeline Natural Gas | Diesel Oil |  | Water Injection,Selective Catalytic Reduction |  |  | 1973-10-01 | Operating | 858 | GT4 (53) | 2390 12001 | 53 | Y
NJ | Sayreville | 2390 | 14001 |  | 2023 | CSNOX, CSOSG3, CSSO2G1, RGGI | 748 | 2 |  | Middlesex County | NJ023 | 23 | Electric Utility | 40.4753 | -74.3552 | Sayreville Power, LLC (Owner),Sayreville Power, LLC (Operator) |  |  | Combustion turbine | Pipeline Natural Gas | Diesel Oil |  | Water Injection,Selective Catalytic Reduction |  |  | 1972-06-01 | Operating | 858 | GT3 (53) | 2390 14001 | 53 | Y
NJ | Sayreville | 2390 | 15001 |  | 2023 | CSNOX, CSOSG3, CSSO2G1, RGGI | 748 | 2 |  | Middlesex County | NJ023 | 23 | Electric Utility | 40.4753 | -74.3552 | Sayreville Power, LLC (Owner),Sayreville Power, LLC (Operator) |  |  | Combustion turbine | Pipeline Natural Gas | Diesel Oil |  | Water Injection,Selective Catalytic Reduction |  |  | 1972-03-01 | Operating | 858 | GT2 (53) | 2390 15001 | 53 | Y
NJ | Sayreville | 2390 | 16001 |  | 2023 | CSNOX, CSOSG3, CSSO2G1, RGGI | 748 | 2 |  | Middlesex County | NJ023 | 23 | Electric Utility | 40.4753 | -74.3552 | Sayreville Power, LLC (Owner),Sayreville Power, LLC (Operator) |  |  | Combustion turbine | Pipeline Natural Gas | Diesel Oil |  | Water Injection,Selective Catalytic Reduction |  |  | 1972-03-01 | Operating | 858 | GT1 (53) | 2390 16001 | 53 | Y
NJ | Gilbert Generating Station | 2393 | 4 |  | 2023 | ARP, CSNOX, CSOSG3, CSSO2G1, RGGI | 1427 | 2 | MAAC | Hunterdon County | NJ019 | 19 | Electric Utility | 40.5661 | -75.165 | Gilbert Power, LLC (Owner),Gilbert Power, LLC (Operator) | Phase 2 |  | Combined cycle | Pipeline Natural Gas |  |  | Dry Low NOx Burners |  |  | 1974-01-08 | Operating | 915 | 8 (135), 4 (53.7) | 2393 4 | 87.45
NJ | Gilbert Generating Station | 2393 | 5 |  | 2023 | ARP, CSNOX, CSOSG3, CSSO2G1, RGGI | 1427 | 2 | MAAC | Hunterdon County | NJ019 | 19 | Electric Utility | 40.5661 | -75.165 | Gilbert Power, LLC (Owner),Gilbert Power, LLC (Operator) | Phase 2 |  | Combined cycle | Pipeline Natural Gas |  |  | Dry Low NOx Burners |  |  | 1974-04-22 | Operating | 911 | 8 (135), 5 (53.7) | 2393 5 | 87.45
NJ | Gilbert Generating Station | 2393 | 6 |  | 2023 | ARP, CSNOX, CSOSG3, CSSO2G1, RGGI | 1427 | 2 | MAAC | Hunterdon County | NJ019 | 19 | Electric Utility | 40.5661 | -75.165 | Gilbert Power, LLC (Owner),Gilbert Power, LLC (Operator) | Phase 2 |  | Combined cycle | Pipeline Natural Gas |  |  | Dry Low NOx Burners |  |  | 1974-04-22 | Operating | 952 | 6 (53.7), 8 (135) | 2393 6 | 87.45
NJ | Gilbert Generating Station | 2393 | 7 |  | 2023 | ARP, CSNOX, CSOSG3, CSSO2G1, RGGI | 1427 | 2 | MAAC | Hunterdon County | NJ019 | 19 | Electric Utility | 40.5661 | -75.165 | Gilbert Power, LLC (Owner),Gilbert Power, LLC (Operator) | Phase 2 |  | Combined cycle | Pipeline Natural Gas |  |  | Dry Low NOx Burners |  |  | 1974-05-23 | Operating | 997 | 7 (53.7), 8 (135) | 2393 7 | 87.45
NJ | Gilbert Generating Station | 2393 | 9 |  | 2023 | ARP, CSNOX, CSOSG3, CSSO2G1, RGGI | 1427 | 2 | MAAC | Hunterdon County | NJ019 | 19 | Electric Utility | 40.5661 | -75.165 | Gilbert Power, LLC (Owner),Gilbert Power, LLC (Operator) | Phase 2 |  | Combustion turbine | Pipeline Natural Gas | Diesel Oil |  | Dry Low NOx Burners,Water Injection |  |  | 1996-03-19 | Operating | 1835 | 9 (161) | 2393 9 | 161
NJ | Bergen Generating Station | 2398 | 1101 |  | 2023 | ARP, CSNOX, CSOSG3, CSSO2G1, RGGI | 608054 | 2 | MAAC | Bergen County | NJ003 | 3 | Electric Utility | 40.8375 | -74.0244 | Kindle Energy LLC (Owner),CAMS, LLC (Operator) | Phase 2 |  | Combined cycle | Pipeline Natural Gas | Diesel Oil |  | Dry Low NOx Burners,Water Injection |  |  | 1995-06-01 | Operating | 1515 | 1 (325.22), 1101 (112.5) | 2398 1101 | 193.805
NJ | Bergen Generating Station | 2398 | 1201 |  | 2023 | ARP, CSNOX, CSOSG3, CSSO2G1, RGGI | 608054 | 2 | MAAC | Bergen County | NJ003 | 3 | Electric Utility | 40.8375 | -74.0244 | Kindle Energy LLC (Owner),CAMS, LLC (Operator) | Phase 2 |  | Combined cycle | Pipeline Natural Gas | Diesel Oil |  | Dry Low NOx Burners,Water Injection |  |  | 1995-06-01 | Operating | 1515 | 1201 (112.5), 1 (325.22) | 2398 1201 | 193.805
NJ | Bergen Generating Station | 2398 | 1301 |  | 2023 | ARP, CSNOX, CSOSG3, CSSO2G1, RGGI | 608054 | 2 | MAAC | Bergen County | NJ003 | 3 | Electric Utility | 40.8375 | -74.0244 | Kindle Energy LLC (Owner),CAMS, LLC (Operator) | Phase 2 |  | Combined cycle | Pipeline Natural Gas | Diesel Oil |  | Dry Low NOx Burners,Water Injection |  |  | 1995-06-01 | Operating | 1515 | 1301 (112.5), 1 (325.22) | 2398 1301 | 193.805
NJ | Bergen Generating Station | 2398 | 1401 |  | 2023 | ARP, CSNOX, CSOSG3, CSSO2G1, RGGI | 608054 | 2 | MAAC | Bergen County | NJ003 | 3 | Electric Utility | 40.8375 | -74.0244 | Kindle Energy LLC (Owner),CAMS, LLC (Operator) | Phase 2 |  | Combined cycle | Pipeline Natural Gas | Diesel Oil |  | Dry Low NOx Burners,Water Injection |  |  | 1995-06-01 | Operating | 1515 | 1 (325.22), 1401 (112.5) | 2398 1401 | 193.805
NJ | Bergen Generating Station | 2398 | 2101 |  | 2023 | ARP, CSNOX, CSOSG3, CSSO2G1, RGGI | 608054 | 2 | MAAC | Bergen County | NJ003 | 3 | Electric Utility | 40.8375 | -74.0244 | Kindle Energy LLC (Owner),CAMS, LLC (Operator) | Phase 2 |  | Combined cycle | Pipeline Natural Gas | Diesel Oil |  | Dry Low NOx Burners,Water Injection,Selective Catalytic Reduction |  |  | 2002-05-01 | Operating | 2450 | 2101 (174), 2301 (258.4) | 2398 2101 | 303.2 | Y
NJ | Bergen Generating Station | 2398 | 2201 |  | 2023 | ARP, CSNOX, CSOSG3, CSSO2G1, RGGI | 608054 | 2 | MAAC | Bergen County | NJ003 | 3 | Electric Utility | 40.8375 | -74.0244 | Kindle Energy LLC (Owner),CAMS, LLC (Operator) | Phase 2 |  | Combined cycle | Pipeline Natural Gas | Diesel Oil |  | Dry Low NOx Burners,Water Injection,Selective Catalytic Reduction |  |  | 2002-05-01 | Operating | 2450 | 2301 (258.4), 2201 (174.2) | 2398 2201 | 303.2 | Y
NJ | Burlington Generating Station | 2399 | 121 |  | 2023 | ARP, CSNOX, CSOSG3, CSSO2G1, RGGI | 608054 | 2 |  | Burlington County | NJ005 | 5 | Electric Utility | 40.0753 | -74.8781 | Kindle Energy LLC (Owner),CAMS, LLC (Operator) | Phase 2 |  | Combustion turbine | Pipeline Natural Gas | Diesel Oil |  | Water Injection |  |  | 2000-05-12 | Operating | 463 | 121 (60.5) | 2399 121 | 60.5
NJ | Burlington Generating Station | 2399 | 122 |  | 2023 | ARP, CSNOX, CSOSG3, CSSO2G1, RGGI | 608054 | 2 |  | Burlington County | NJ005 | 5 | Electric Utility | 40.0753 | -74.8781 | Kindle Energy LLC (Owner),CAMS, LLC (Operator) | Phase 2 |  | Combustion turbine | Pipeline Natural Gas | Diesel Oil |  | Water Injection |  |  | 2000-05-16 | Operating | 463 | 122 (60.5) | 2399 122 | 60.5
NJ | Burlington Generating Station | 2399 | 123 |  | 2023 | ARP, CSNOX, CSOSG3, CSSO2G1, RGGI | 608054 | 2 |  | Burlington County | NJ005 | 5 | Electric Utility | 40.0753 | -74.8781 | Kindle Energy LLC (Owner),CAMS, LLC (Operator) | Phase 2 |  | Combustion turbine | Pipeline Natural Gas | Diesel Oil |  | Water Injection |  |  | 2000-06-12 | Operating | 463 | 123 (60.5) | 2399 123 | 60.5
NJ | Burlington Generating Station | 2399 | 124 |  | 2023 | ARP, CSNOX, CSOSG3, CSSO2G1, RGGI | 608054 | 2 |  | Burlington County | NJ005 | 5 | Electric Utility | 40.0753 | -74.8781 | Kindle Energy LLC (Owner),CAMS, LLC (Operator) | Phase 2 |  | Combustion turbine | Pipeline Natural Gas | Diesel Oil |  | Water Injection |  |  | 2000-06-16 | Operating | 463 | 124 (60.5) | 2399 124 | 60.5
NJ | Kearny Generating Station | 2404 | 121 |  | 2023 | ARP, CSNOX, CSOSG3, CSSO2G1, RGGI | 608054 | 2 |  | Hudson County | NJ017 | 17 | Electric Utility | 40.7375 | -74.1 | Kindle Energy LLC (Owner),CAMS, LLC (Operator) | Phase 2 |  | Combustion turbine | Pipeline Natural Gas | Diesel Oil |  | Water Injection |  |  | 2001-06-01 | Operating | 463 | N121 (60.5) | 2404 121 | 60.5
NJ | Kearny Generating Station | 2404 | 122 |  | 2023 | ARP, CSNOX, CSOSG3, CSSO2G1, RGGI | 608054 | 2 |  | Hudson County | NJ017 | 17 | Electric Utility | 40.7375 | -74.1 | Kindle Energy LLC (Owner),CAMS, LLC (Operator) | Phase 2 |  | Combustion turbine | Pipeline Natural Gas | Diesel Oil |  | Water Injection |  |  | 2001-05-31 | Operating | 463 | N122 (60.5) | 2404 122 | 60.5
NJ | Kearny Generating Station | 2404 | 123 |  | 2023 | ARP, CSNOX, CSOSG3, CSSO2G1, RGGI | 608054 | 2 |  | Hudson County | NJ017 | 17 | Electric Utility | 40.7375 | -74.1 | Kindle Energy LLC (Owner),CAMS, LLC (Operator) | Phase 2 |  | Combustion turbine | Pipeline Natural Gas | Diesel Oil |  | Water Injection |  |  | 2001-06-01 | Operating | 463 | N123 (60.5) | 2404 123 | 60.5
NJ | Kearny Generating Station | 2404 | 124 |  | 2023 | ARP, CSNOX, CSOSG3, CSSO2G1, RGGI | 608054 | 2 |  | Hudson County | NJ017 | 17 | Electric Utility | 40.7375 | -74.1 | Kindle Energy LLC (Owner),CAMS, LLC (Operator) | Phase 2 |  | Combustion turbine | Pipeline Natural Gas | Diesel Oil |  | Water Injection |  |  | 2001-06-01 | Operating | 463 | N124 (60.5) | 2404 124 | 60.5
NJ | Kearny Generating Station | 2404 | 131 |  | 2023 | ARP, CSNOX, CSOSG3, CSSO2G1, RGGI | 608054 | 2 |  | Hudson County | NJ017 | 17 | Electric Utility | 40.7375 | -74.1 | Kindle Energy LLC (Owner),CAMS, LLC (Operator) | Phase 2 |  | Combustion turbine | Pipeline Natural Gas |  |  | Water Injection,Selective Catalytic Reduction |  |  | 2012-04-24 | Operating | 490 | 131 (49) | 2404 131 | 49 | Y
NJ | Kearny Generating Station | 2404 | 132 |  | 2023 | ARP, CSNOX, CSOSG3, CSSO2G1, RGGI | 608054 | 2 |  | Hudson County | NJ017 | 17 | Electric Utility | 40.7375 | -74.1 | Kindle Energy LLC (Owner),CAMS, LLC (Operator) | Phase 2 |  | Combustion turbine | Pipeline Natural Gas |  |  | Water Injection,Selective Catalytic Reduction |  |  | 2012-05-05 | Operating | 490 | 132 (49) | 2404 132 | 49 | Y
NJ | Kearny Generating Station | 2404 | 133 |  | 2023 | ARP, CSNOX, CSOSG3, CSSO2G1, RGGI | 608054 | 2 |  | Hudson County | NJ017 | 17 | Electric Utility | 40.7375 | -74.1 | Kindle Energy LLC (Owner),CAMS, LLC (Operator) | Phase 2 |  | Combustion turbine | Pipeline Natural Gas |  |  | Water Injection,Selective Catalytic Reduction |  |  | 2012-05-09 | Operating | 490 | 133 (49) | 2404 133 | 49 | Y
NJ | Kearny Generating Station | 2404 | 134 |  | 2023 | ARP, CSNOX, CSOSG3, CSSO2G1, RGGI | 608054 | 2 |  | Hudson County | NJ017 | 17 | Electric Utility | 40.7375 | -74.1 | Kindle Energy LLC (Owner),CAMS, LLC (Operator) | Phase 2 |  | Combustion turbine | Pipeline Natural Gas |  |  | Water Injection,Selective Catalytic Reduction |  |  | 2012-05-14 | Operating | 490 | 134 (49) | 2404 134 | 49 | Y
NJ | Kearny Generating Station | 2404 | 141 |  | 2023 | ARP, CSNOX, CSOSG3, CSSO2G1, RGGI | 608054 | 2 |  | Hudson County | NJ017 | 17 | Electric Utility | 40.7375 | -74.1 | Kindle Energy LLC (Owner),CAMS, LLC (Operator) | Phase 2 |  | Combustion turbine | Pipeline Natural Gas |  |  | Water Injection,Selective Catalytic Reduction |  |  | 2012-04-05 | Operating | 490 | 141 (49) | 2404 141 | 49 | Y
NJ | Kearny Generating Station | 2404 | 142 |  | 2023 | ARP, CSNOX, CSOSG3, CSSO2G1, RGGI | 608054 | 2 |  | Hudson County | NJ017 | 17 | Electric Utility | 40.7375 | -74.1 | Kindle Energy LLC (Owner),CAMS, LLC (Operator) | Phase 2 |  | Combustion turbine | Pipeline Natural Gas |  |  | Water Injection,Selective Catalytic Reduction |  |  | 2012-04-12 | Operating | 490 | 142 (49) | 2404 142 | 49 | Y
NJ | Linden Generating Station | 2406 | 5 |  | 2023 | ARP, CSNOX, CSOSG3, CSSO2G1, RGGI | 610290 | 2 | MAAC | Union County | NJ039 | 39 | Electric Utility | 40.6225 | -74.2097 | PSEG Fossil, LLC (Owner),Parkway Generation Operating LLC (Owner),CAMS, LLC (Operator) | Phase 2 |  | Combustion turbine | Pipeline Natural Gas | Diesel Oil |  | Dry Low NOx Burners,Water Injection |  |  | 1999-10-28 | Operating | 1200 | 5 (96.1) | 2406 5 | 96.1
NJ | Linden Generating Station | 2406 | 6 |  | 2023 | ARP, CSNOX, CSOSG3, CSSO2G1, RGGI | 610290 | 2 | MAAC | Union County | NJ039 | 39 | Electric Utility | 40.6225 | -74.2097 | PSEG Fossil, LLC (Owner),Parkway Generation Operating LLC (Owner),CAMS, LLC (Operator) | Phase 2 |  | Combustion turbine | Pipeline Natural Gas | Diesel Oil |  | Dry Low NOx Burners,Water Injection |  |  | 2000-04-11 | Operating | 1200 | 6 (96.1) | 2406 6 | 96.1
NJ | Linden Generating Station | 2406 | 7 |  | 2023 | ARP, CSNOX, CSOSG3, CSSO2G1, RGGI | 610290 | 2 | MAAC | Union County | NJ039 | 39 | Electric Utility | 40.6225 | -74.2097 | PSEG Fossil, LLC (Owner),Parkway Generation Operating LLC (Owner),CAMS, LLC (Operator) | Phase 2 |  | Combustion turbine | Pipeline Natural Gas | Diesel Oil |  | Dry Low NOx Burners,Water Injection |  |  | 1995-06-01 | Operating | 1150 | 7 (96.1) | 2406 7 | 96.1
NJ | Linden Generating Station | 2406 | 8 |  | 2023 | ARP, CSNOX, CSOSG3, CSSO2G1, RGGI | 610290 | 2 | MAAC | Union County | NJ039 | 39 | Electric Utility | 40.6225 | -74.2097 | PSEG Fossil, LLC (Owner),Parkway Generation Operating LLC (Owner),CAMS, LLC (Operator) | Phase 2 |  | Combustion turbine | Pipeline Natural Gas | Diesel Oil |  | Dry Low NOx Burners,Water Injection |  |  | 1995-06-01 | Operating | 1150 | 8 (96.1) | 2406 8 | 96.1
NJ | Linden Generating Station | 2406 | 1101 |  | 2023 | ARP, CSNOX, CSOSG3, CSSO2G1, RGGI | 610290 | 2 | MAAC | Union County | NJ039 | 39 | Electric Utility | 40.6225 | -74.2097 | PSEG Fossil, LLC (Owner),Parkway Generation Operating LLC (Owner),CAMS, LLC (Operator) | Phase 2 |  | Combined cycle | Pipeline Natural Gas | Diesel Oil |  | Dry Low NOx Burners,Water Injection,Selective Catalytic Reduction |  |  | 2005-05-10 | Operating | 2650 | 1001 (315), 1101 (193) | 2406 1101 | 350.5 | Y
NJ | Linden Generating Station | 2406 | 1201 |  | 2023 | ARP, CSNOX, CSOSG3, CSSO2G1, RGGI | 610290 | 2 | MAAC | Union County | NJ039 | 39 | Electric Utility | 40.6225 | -74.2097 | PSEG Fossil, LLC (Owner),Parkway Generation Operating LLC (Owner),CAMS, LLC (Operator) | Phase 2 |  | Combined cycle | Pipeline Natural Gas | Diesel Oil |  | Dry Low NOx Burners,Water Injection,Selective Catalytic Reduction |  |  | 2005-05-11 | Operating | 2650 | 1201 (193), 1001 (315) | 2406 1201 | 350.5 | Y
NJ | Linden Generating Station | 2406 | 2101 |  | 2023 | ARP, CSNOX, CSOSG3, CSSO2G1, RGGI | 610290 | 2 | MAAC | Union County | NJ039 | 39 | Electric Utility | 40.6225 | -74.2097 | PSEG Fossil, LLC (Owner),Parkway Generation Operating LLC (Owner),CAMS, LLC (Operator) | Phase 2 |  | Combined cycle | Pipeline Natural Gas | Diesel Oil |  | Dry Low NOx Burners,Water Injection,Selective Catalytic Reduction |  |  | 2005-07-01 | Operating | 2650 | 2101 (193), 2001 (315) | 2406 2101 | 350.5 | Y
NJ | Linden Generating Station | 2406 | 2201 |  | 2023 | ARP, CSNOX, CSOSG3, CSSO2G1, RGGI | 610290 | 2 | MAAC | Union County | NJ039 | 39 | Electric Utility | 40.6225 | -74.2097 | PSEG Fossil, LLC (Owner),Parkway Generation Operating LLC (Owner),CAMS, LLC (Operator) | Phase 2 |  | Combined cycle | Pipeline Natural Gas | Diesel Oil |  | Dry Low NOx Burners,Water Injection,Selective Catalytic Reduction |  |  | 2005-07-01 | Operating | 2650 | 2001 (315), 2201 (193) | 2406 2201 | 350.5 | Y
NJ | Salem Generating Station | 2410 | 2001 |  | 2023 | CSNOX, CSOSG3, CSSO2G1 | 610403 | 2 |  | Salem County | NJ033 | 33 | Electric Utility | 39.4625 | -75.5333 | PSEG Nuclear, LLC (Owner),PSEG Nuclear, LLC (Operator) |  |  | Combustion turbine | Diesel Oil | [5 empty] | 1971-06-17 | Operating | 810 | 3 (41.9) | 2410 2001 | 41.9
NJ | Sewaren Generating Station | 2411 | 7 |  | 2023 | ARP, CSNOX, CSOSG3, CSSO2G1, RGGI | 610072 | 2 | MAAC | Middlesex County | NJ023 | 23 | Electric Utility | 40.5564 | -74.2461 | Parkway Generation Sewaren Energy Center LLC (Owner),CAMS, LLC (Operator) | Phase 2 |  | Combined cycle | Pipeline Natural Gas | Diesel Oil |  | Dry Low NOx Burners,Selective Catalytic Reduction |  |  | 2018-04-27 | Operating | 4182 | 702 (287), 701 (430) | 2411 7 | 717 | Y
NJ | Howard M Down | 2434 | U11 |  | 2023 | ARP, CSNOX, CSOSG3, CSSO2G1, RGGI | 609493 | 2 | MAAC | Cumberland County | NJ011 | 11 | Electric Utility | 39.4889 | -75.0347 | City of Vineland (Owner),City of Vineland (Operator) | Phase 2 |  | Combustion turbine | Natural Gas | Diesel Oil |  | Water Injection,Selective Catalytic Reduction |  |  | 2012-04-05 | Operating | 610 | 11 (64) | 2434 U11 | 64 | Y
NM | Four Corners Steam Elec Station | 2442 | 4 |  | 2023 | ARP, MATS | 609434 (Ended Aug 01, 2023), 607445 (Started Aug 01, 2023) | 6 |  | San Juan County | NM045 | 45 | Electric Utility | 36.69 | -108.4814 | Arizona Public Service Company (Owner),Public Service Company of New Mexico (Owner),Tucson Electric Power Company (Owner),Salt River Project (Owner),Navajo Transitional Energy Company, LLC (Owner),Arizona Public Service Company (Operator) | Phase 2 | Phase 2 Group 2 | Cell burner boiler | Coal |  | Wet Lime FGD | Low NOx Cell Burner,Selective Catalytic Reduction | Baghouse |  | 1969-06-30 | Operating | 8612 | 4 (825) | 2442 4 | 825 | Y
NM | Four Corners Steam Elec Station | 2442 | 5 |  | 2023 | ARP, MATS | 609434 (Ended Aug 01, 2023), 607445 (Started Aug 01, 2023) | 6 |  | San Juan County | NM045 | 45 | Electric Utility | 36.69 | -108.4814 | Arizona Public Service Company (Owner),Public Service Company of New Mexico (Owner),Tucson Electric Power Company (Owner),Salt River Project (Owner),Navajo Transitional Energy Company, LLC (Owner),Arizona Public Service Company (Operator) | Phase 2 | Phase 2 Group 2 | Cell burner boiler | Coal |  | Wet Lime FGD | Low NOx Cell Burner,Selective Catalytic Reduction | Baghouse |  | 1970-05-01 | Operating | 8612 | 5 (825) | 2442 5 | 825 | Y
NM | Rio Grande | 2444 | 6 |  | 2023 | ARP | 610284 | 6 | WECC | Dona Ana County | NM013 | 13 | Electric Utility | 31.8047 | -106.5472 | El Paso Electric Company (Owner),El Paso Electric Company (Operator) | Phase 2 |  | Dry bottom wall-fired boiler | Pipeline Natural Gas | Diesel Oil |  |  |  |  | 1957-01-01 | Operating | 610 | 6 (50) | 2444 6 | 50
NM | Rio Grande | 2444 | 7 |  | 2023 | ARP | 610284 | 6 | WECC | Dona Ana County | NM013 | 13 | Electric Utility | 31.8047 | -106.5472 | El Paso Electric Company (Owner),El Paso Electric Company (Operator) | Phase 2 |  | Dry bottom wall-fired boiler | Pipeline Natural Gas | Diesel Oil |  |  |  |  | 1958-01-01 | Operating | 615 | 7 (50) | 2444 7 | 50
NM | Rio Grande | 2444 | 8 |  | 2023 | ARP | 610284 | 6 | WECC | Dona Ana County | NM013 | 13 | Electric Utility | 31.8047 | -106.5472 | El Paso Electric Company (Owner),El Paso Electric Company (Operator) | Phase 2 |  | Dry bottom wall-fired boiler | Pipeline Natural Gas | Diesel Oil |  |  |  |  | 1968-01-01 | Operating | 1569 | 8 (166.5) | 2444 8 | 166.5
NM | Rio Grande | 2444 | 9 |  | 2023 | ARP | 610284 | 6 | WECC | Dona Ana County | NM013 | 13 | Electric Utility | 31.8047 | -106.5472 | El Paso Electric Company (Owner),El Paso Electric Company (Operator) | Phase 2 |  | Combustion turbine | Pipeline Natural Gas |  |  | Dry Low NOx Burners,Selective Catalytic Reduction |  |  | 2013-04-17 | Operating | 888.1 | 9 (106) | 2444 9 | 106 | Y
NM | Maddox | 2446 | 051B |  | 2023 | ARP | 606233 | 6 | SPP | Lea County | NM025 | 25 | Electric Utility | 32.7131 | -103.31 | Southwestern Public Service Company (Owner),Southwestern Public Service Company (Operator) | Phase 2 |  | Tangentially-fired | Pipeline Natural Gas |  |  | Overfire Air |  |  | 1967-07-01 | Operating | 2155 | 1 (114) | 2446 051B | 114
NM | Reeves Generating Station | 2450 | 1 |  | 2023 | ARP | 608871 | 6 | WECC | Bernalillo County | NM001 | 1 | Electric Utility | 35.1716 | -106.6019 | Public Service Company of New Mexico (Owner),Public Service Company of New Mexico (Operator) | Phase 2 |  | Dry bottom wall-fired boiler | Pipeline Natural Gas | [5 empty] | 1960-10-01 | Operating | 623.4 | 1 (52) | 2450 1 | 52
NM | Reeves Generating Station | 2450 | 2 |  | 2023 | ARP | 608871 | 6 | WECC | Bernalillo County | NM001 | 1 | Electric Utility | 35.1716 | -106.6019 | Public Service Company of New Mexico (Owner),Public Service Company of New Mexico (Operator) | Phase 2 |  | Dry bottom wall-fired boiler | Pipeline Natural Gas | [5 empty] | 1958-10-01 | Operating | 623.4 | 2 (52) | 2450 2 | 52
NM | Reeves Generating Station | 2450 | 3 |  | 2023 | ARP | 608871 | 6 | WECC | Bernalillo County | NM001 | 1 | Electric Utility | 35.1716 | -106.6019 | Public Service Company of New Mexico (Owner),Public Service Company of New Mexico (Operator) | Phase 2 |  | Dry bottom wall-fired boiler | Pipeline Natural Gas | [5 empty] | 1962-10-01 | Operating | 872 | 3 (75) | 2450 3 | 75
NM | Cunningham | 2454 | 121B |  | 2023 | ARP | 606233 | 6 | SPP | Lea County | NM025 | 25 | Electric Utility | 32.7131 | -103.3533 | Southwestern Public Service Company (Owner),Southwestern Public Service Company (Operator) | Phase 2 |  | Tangentially-fired | Pipeline Natural Gas |  |  | Overfire Air |  |  | 1957-07-01 | Operating | 1000 | 1 (75) | 2454 121B | 75
NM | Cunningham | 2454 | 122B |  | 2023 | ARP | 606233 | 6 | SPP | Lea County | NM025 | 25 | Electric Utility | 32.7131 | -103.3533 | Southwestern Public Service Company (Owner),Southwestern Public Service Company (Operator) | Phase 2 |  | Tangentially-fired | Pipeline Natural Gas | Other Oil |  | Overfire Air |  |  | 1965-07-01 | Operating | 1902 | 2 (190.4) | 2454 122B | 190.4
NM | Cunningham | 2454 | 123T |  | 2023 | ARP | 606233 | 6 | SPP | Lea County | NM025 | 25 | Electric Utility | 32.7131 | -103.3533 | Southwestern Public Service Company (Owner),Southwestern Public Service Company (Operator) | Phase 2 |  | Combustion turbine | Pipeline Natural Gas |  |  | Dry Low NOx Burners |  |  | 1998-06-22 | Operating | 1246 | 3 (126.9) | 2454 123T | 126.9
NM | Cunningham | 2454 | 124T |  | 2023 | ARP | 606233 | 6 | SPP | Lea County | NM025 | 25 | Electric Utility | 32.7131 | -103.3533 | Southwestern Public Service Company (Owner),Southwestern Public Service Company (Operator) | Phase 2 |  | Combustion turbine | Pipeline Natural Gas |  |  | Dry Low NOx Burners |  |  | 1998-06-15 | Operating | 1282 | 4 (126.9) | 2454 124T | 126.9
NY | Danskammer Generating Station | 2480 | 1 |  | 2023 | ARP, CSNOX, CSOSG3, CSSO2G1, RGGI | 606236 | 2 | NPCC | Orange County | NY071 | 71 | Electric Utility | 41.573 | -73.9646 | Danskammer Energy, LLC (Owner),Danskammer Energy, LLC (Operator) | Phase 2 |  | Tangentially-fired | Pipeline Natural Gas | Residual Oil |  |  |  |  | 1951-01-01 | Operating | 1654 | 1 (72) | 2480 1 | 72
NY | Danskammer Generating Station | 2480 | 2 |  | 2023 | ARP, CSNOX, CSOSG3, CSSO2G1, RGGI | 606236 | 2 | NPCC | Orange County | NY071 | 71 | Electric Utility | 41.573 | -73.9646 | Danskammer Energy, LLC (Owner),Danskammer Energy, LLC (Operator) | Phase 2 |  | Tangentially-fired | Pipeline Natural Gas | Residual Oil |  |  |  |  | 1954-01-01 | Operating | 1100 | 2 (73.5) | 2480 2 | 73.5
NY | Danskammer Generating Station | 2480 | 3 |  | 2023 | ARP, CSNOX, CSOSG3, CSSO2G1, RGGI | 606236 | 2 | NPCC | Orange County | NY071 | 71 | Electric Utility | 41.573 | -73.9646 | Danskammer Energy, LLC (Owner),Danskammer Energy, LLC (Operator) | Phase 2 | Phase 2 Group 1 | Tangentially-fired | Pipeline Natural Gas |  |  | Low NOx Burner Technology w/ Separated OFA | Electrostatic Precipitator |  | 1959-10-01 | Operating | 3260 | 3 (147.1) | 2480 3 | 147.1
NY | Danskammer Generating Station | 2480 | 4 |  | 2023 | ARP, CSNOX, CSOSG3, CSSO2G1, RGGI | 606236 | 2 | NPCC | Orange County | NY071 | 71 | Electric Utility | 41.573 | -73.9646 | Danskammer Energy, LLC (Owner),Danskammer Energy, LLC (Operator) | Phase 2 | Phase 2 Group 1 | Tangentially-fired | Pipeline Natural Gas |  |  | Low NOx Burner Technology w/ Separated OFA | Electrostatic Precipitator |  | 1967-09-01 | Operating | 2419 | 4 (239.4) | 2480 4 | 239.4
NY | Arthur Kill | 2490 | 20 | CS0002 | 2023 | ARP, CSNOX, CSOSG3, CSSO2G1, RGGI | 601740 | 2 | NPCC | Richmond County | NY085 | 85 | Electric Utility | 40.5915 | -74.2027 | Arthur Kill Power, LLC (Owner),NRG Energy, Inc (Operator) (Ended Apr 13, 2023),Arthur Kill Operating Services LLC (Operator) (Started Apr 13, 2023) | Phase 2 |  | Dry bottom wall-fired boiler | Pipeline Natural Gas | [5 empty] | 1959-08-01 | Operating | 3717 | GT1 (16.3), 2 (376.2) | 2490 20 | 392.5
NY | Arthur Kill | 2490 | 30 | CS0002 | 2023 | ARP, CSNOX, CSOSG3, CSSO2G1, RGGI | 601740 | 2 | NPCC | Richmond County | NY085 | 85 | Electric Utility | 40.5915 | -74.2027 | Arthur Kill Power, LLC (Owner),NRG Energy, Inc (Operator) (Ended Apr 13, 2023),Arthur Kill Operating Services LLC (Operator) (Started Apr 13, 2023) | Phase 2 |  | Tangentially-fired | Pipeline Natural Gas | [5 empty] | 1969-06-01 | Operating | 5502 | 3 (535.5) | 2490 30 | 535.5
NY | Arthur Kill | 2490 | CT0001 |  | 2023 | RGGI, SIPNOX | 601740 | 2 | NPCC | Richmond County | NY085 | 85 | Electric Utility | 40.5915 | -74.2027 | Arthur Kill Power, LLC (Owner),Arthur Kill Power, LLC (Operator) (Ended Apr 13, 2023),Arthur Kill Operating Services LLC (Operator) (Started Apr 13, 2023) |  |  | Combustion turbine | Pipeline Natural Gas | [5 empty] | 1970-06-01 | Operating | 235 | GT1 (16.3) | 2490 CT0001 | 16.3
NY | East River | 2493 | 1 |  | 2023 | ARP, CSNOX, CSOSG3, CSSO2G1, RGGI | 610097 | 2 |  | New York County | NY061 | 61 | Cogeneration | 40.7281 | -73.9742 | Consolidated Edison of New York, Inc. (Owner),Consolidated Edison of New York, Inc. (Operator) | Phase 2 |  | Combined cycle | Pipeline Natural Gas |  |  | Ammonia Injection,Selective Catalytic Reduction |  |  | 2005-03-08 | Operating | 3165 | 1 (180) | 2493 1 | 180 | Y
NY | East River | 2493 | 2 |  | 2023 | ARP, CSNOX, CSOSG3, CSSO2G1, RGGI | 610097 | 2 |  | New York County | NY061 | 61 | Cogeneration | 40.7281 | -73.9742 | Consolidated Edison of New York, Inc. (Owner),Consolidated Edison of New York, Inc. (Operator) | Phase 2 |  | Combined cycle | Pipeline Natural Gas |  |  | Ammonia Injection,Selective Catalytic Reduction |  |  | 2005-03-13 | Operating | 3165 | 2 (180) | 2493 2 | 180 | Y
NY | East River | 2493 | 60 |  | 2023 | ARP, CSNOX, CSOSG3, CSSO2G1, MATS, RGGI | 610097 | 2 |  | New York County | NY061 | 61 | Cogeneration | 40.7281 | -73.9742 | Consolidated Edison of New York, Inc. (Owner),Consolidated Edison of New York, Inc. (Operator) | Phase 2 |  | Dry bottom wall-fired boiler | Pipeline Natural Gas | Residual Oil |  |  |  |  | 1951-09-01 | Operating | 1930 | 6 (156.3) | 2493 60 | 156.3
NY | East River | 2493 | 70 |  | 2023 | ARP, CSNOX, CSOSG3, CSSO2G1, MATS, RGGI | 610097 | 2 |  | New York County | NY061 | 61 | Electric Utility | 40.7281 | -73.9742 | Consolidated Edison of New York, Inc. (Owner),Consolidated Edison of New York, Inc. (Operator) | Phase 2 |  | Dry bottom wall-fired boiler | Pipeline Natural Gas | Residual Oil |  |  |  |  | 1955-01-01 | Operating | 1982 | 7 (200) | 2493 70 | 200
NY | Gowanus Generating Station | 2494 | CT01-1 | CP0001 | 2023 | RGGI, SIPNOX | 601740 | 2 |  | Kings County | NY047 | 47 | Electric Utility | 40.6635 | -74.0051 | Astoria Generating Company, LP (Owner),Astoria Operating Services, Inc. (Operator) |  |  | Combustion turbine | Diesel Oil | [5 empty] | 1971-06-01 | Operating | 299 | GT11 (20) | 2494 CT01-1 | 20
NY | Gowanus Generating Station | 2494 | CT01-2 | CP0001 | 2023 | RGGI, SIPNOX | 601740 | 2 |  | Kings County | NY047 | 47 | Electric Utility | 40.6635 | -74.0051 | Astoria Generating Company, LP (Owner),Astoria Operating Services, Inc. (Operator) |  |  | Combustion turbine | Diesel Oil | [5 empty] | 1971-06-01 | Operating | 299 | GT12 (20) | 2494 CT01-2 | 20
NY | Gowanus Generating Station | 2494 | CT01-3 | CP0001 | 2023 | RGGI, SIPNOX | 601740 | 2 |  | Kings County | NY047 | 47 | Electric Utility | 40.6635 | -74.0051 | Astoria Generating Company, LP (Owner),Astoria Operating Services, Inc. (Operator) |  |  | Combustion turbine | Diesel Oil | [5 empty] | 1971-06-01 | Operating | 299 | GT13 (20) | 2494 CT01-3 | 20
NY | Gowanus Generating Station | 2494 | CT01-4 | CP0001 | 2023 | RGGI, SIPNOX | 601740 | 2 |  | Kings County | NY047 | 47 | Electric Utility | 40.6635 | -74.0051 | Astoria Generating Company, LP (Owner),Astoria Operating Services, Inc. (Operator) |  |  | Combustion turbine | Diesel Oil | [5 empty] | 1971-06-01 | Operating | 299 | GT14 (20) | 2494 CT01-4 | 20
NY | Gowanus Generating Station | 2494 | CT01-5 | CP0001 | 2023 | RGGI, SIPNOX | 601740 | 2 |  | Kings County | NY047 | 47 | Electric Utility | 40.6635 | -74.0051 | Astoria Generating Company, LP (Owner),Astoria Operating Services, Inc. (Operator) |  |  | Combustion turbine | Diesel Oil | [5 empty] | 1971-06-01 | Operating | 299 | GT15 (20) | 2494 CT01-5 | 20
NY | Gowanus Generating Station | 2494 | CT01-6 | CP0001 | 2023 | RGGI, SIPNOX | 601740 | 2 |  | Kings County | NY047 | 47 | Electric Utility | 40.6635 | -74.0051 | Astoria Generating Company, LP (Owner),Astoria Operating Services, Inc. (Operator) |  |  | Combustion turbine | Diesel Oil | [5 empty] | 1971-06-01 | Operating | 299 | GT16 (20) | 2494 CT01-6 | 20
NY | Gowanus Generating Station | 2494 | CT01-7 | CP0001 | 2023 | RGGI, SIPNOX | 601740 | 2 |  | Kings County | NY047 | 47 | Electric Utility | 40.6635 | -74.0051 | Astoria Generating Company, LP (Owner),Astoria Operating Services, Inc. (Operator) |  |  | Combustion turbine | Diesel Oil | [5 empty] | 1971-06-01 | Operating | 299 | GT17 (20) | 2494 CT01-7 | 20
NY | Gowanus Generating Station | 2494 | CT01-8 | CP0001 | 2023 | RGGI, SIPNOX | 601740 | 2 |  | Kings County | NY047 | 47 | Electric Utility | 40.6635 | -74.0051 | Astoria Generating Company, LP (Owner),Astoria Operating Services, Inc. (Operator) |  |  | Combustion turbine | Diesel Oil | [5 empty] | 1971-06-01 | Operating | 299 | GT18 (20) | 2494 CT01-8 | 20
NY | Gowanus Generating Station | 2494 | CT02-1 | CP0001 | 2023 | RGGI, SIPNOX | 601740 | 2 |  | Kings County | NY047 | 47 | Electric Utility | 40.6635 | -74.0051 | Astoria Generating Company, LP (Owner),Astoria Operating Services, Inc. (Operator) |  |  | Combustion turbine | Diesel Oil | Pipeline Natural Gas |  |  |  |  | 1971-06-01 | Operating | 299 | GT21 (20) | 2494 CT02-1 | 20
NY | Gowanus Generating Station | 2494 | CT02-2 | CP0001 | 2023 | RGGI, SIPNOX | 601740 | 2 |  | Kings County | NY047 | 47 | Electric Utility | 40.6635 | -74.0051 | Astoria Generating Company, LP (Owner),Astoria Operating Services, Inc. (Operator) |  |  | Combustion turbine | Diesel Oil | Pipeline Natural Gas |  |  |  |  | 1971-06-01 | Operating | 299 | GT22 (20) | 2494 CT02-2 | 20
NY | Gowanus Generating Station | 2494 | CT02-3 | CP0001 | 2023 | RGGI, SIPNOX | 601740 | 2 |  | Kings County | NY047 | 47 | Electric Utility | 40.6635 | -74.0051 | Astoria Generating Company, LP (Owner),Astoria Operating Services, Inc. (Operator) |  |  | Combustion turbine | Diesel Oil | Pipeline Natural Gas |  |  |  |  | 1971-06-01 | Operating | 299 | GT23 (20) | 2494 CT02-3 | 20
NY | Gowanus Generating Station | 2494 | CT02-4 | CP0001 | 2023 | RGGI, SIPNOX | 601740 | 2 |  | Kings County | NY047 | 47 | Electric Utility | 40.6635 | -74.0051 | Astoria Generating Company, LP (Owner),Astoria Operating Services, Inc. (Operator) |  |  | Combustion turbine | Diesel Oil | Pipeline Natural Gas |  |  |  |  | 1971-06-01 | Operating | 299 | GT24 (20) | 2494 CT02-4 | 20
NY | Gowanus Generating Station | 2494 | CT02-5 | CP0001 | 2023 | RGGI, SIPNOX | 601740 | 2 |  | Kings County | NY047 | 47 | Electric Utility | 40.6635 | -74.0051 | Astoria Generating Company, LP (Owner),Astoria Operating Services, Inc. (Operator) |  |  | Combustion turbine | Diesel Oil | Pipeline Natural Gas |  |  |  |  | 1971-06-01 | Operating | 299 | GT25 (20) | 2494 CT02-5 | 20
NY | Gowanus Generating Station | 2494 | CT02-6 | CP0001 | 2023 | RGGI, SIPNOX | 601740 | 2 |  | Kings County | NY047 | 47 | Electric Utility | 40.6635 | -74.0051 | Astoria Generating Company, LP (Owner),Astoria Operating Services, Inc. (Operator) |  |  | Combustion turbine | Diesel Oil | Pipeline Natural Gas |  |  |  |  | 1971-06-01 | Operating | 299 | GT26 (20) | 2494 CT02-6 | 20
NY | Gowanus Generating Station | 2494 | CT02-7 | CP0001 | 2023 | RGGI, SIPNOX | 601740 | 2 |  | Kings County | NY047 | 47 | Electric Utility | 40.6635 | -74.0051 | Astoria Generating Company, LP (Owner),Astoria Operating Services, Inc. (Operator) |  |  | Combustion turbine | Diesel Oil | Pipeline Natural Gas |  |  |  |  | 1971-06-01 | Operating | 299 | GT27 (20) | 2494 CT02-7 | 20
NY | Gowanus Generating Station | 2494 | CT02-8 | CP0001 | 2023 | RGGI, SIPNOX | 601740 | 2 |  | Kings County | NY047 | 47 | Electric Utility | 40.6635 | -74.0051 | Astoria Generating Company, LP (Owner),Astoria Operating Services, Inc. (Operator) |  |  | Combustion turbine | Diesel Oil | Pipeline Natural Gas |  |  |  |  | 1971-06-01 | Operating | 299 | GT28 (20) | 2494 CT02-8 | 20
NY | Gowanus Generating Station | 2494 | CT03-1 | CP0001 | 2023 | RGGI, SIPNOX | 601740 | 2 |  | Kings County | NY047 | 47 | Electric Utility | 40.6635 | -74.0051 | Astoria Generating Company, LP (Owner),Astoria Operating Services, Inc. (Operator) |  |  | Combustion turbine | Diesel Oil | Pipeline Natural Gas |  |  |  |  | 1971-06-01 | Operating | 299 | GT31 (20) | 2494 CT03-1 | 20
NY | Gowanus Generating Station | 2494 | CT03-2 | CP0001 | 2023 | RGGI, SIPNOX | 601740 | 2 |  | Kings County | NY047 | 47 | Electric Utility | 40.6635 | -74.0051 | Astoria Generating Company, LP (Owner),Astoria Operating Services, Inc. (Operator) |  |  | Combustion turbine | Diesel Oil | Pipeline Natural Gas |  |  |  |  | 1971-06-01 | Operating | 299 | GT32 (20) | 2494 CT03-2 | 20
NY | Gowanus Generating Station | 2494 | CT03-3 | CP0001 | 2023 | RGGI, SIPNOX | 601740 | 2 |  | Kings County | NY047 | 47 | Electric Utility | 40.6635 | -74.0051 | Astoria Generating Company, LP (Owner),Astoria Operating Services, Inc. (Operator) |  |  | Combustion turbine | Diesel Oil | Pipeline Natural Gas |  |  |  |  | 1971-06-01 | Operating | 299 | GT33 (20) | 2494 CT03-3 | 20
NY | Gowanus Generating Station | 2494 | CT03-4 | CP0001 | 2023 | RGGI, SIPNOX | 601740 | 2 |  | Kings County | NY047 | 47 | Electric Utility | 40.6635 | -74.0051 | Astoria Generating Company, LP (Owner),Astoria Operating Services, Inc. (Operator) |  |  | Combustion turbine | Diesel Oil | Pipeline Natural Gas |  |  |  |  | 1971-06-01 | Operating | 299 | GT34 (20) | 2494 CT03-4 | 20
NY | Gowanus Generating Station | 2494 | CT03-5 | CP0001 | 2023 | RGGI, SIPNOX | 601740 | 2 |  | Kings County | NY047 | 47 | Electric Utility | 40.6635 | -74.0051 | Astoria Generating Company, LP (Owner),Astoria Operating Services, Inc. (Operator) |  |  | Combustion turbine | Diesel Oil | Pipeline Natural Gas |  |  |  |  | 1971-06-01 | Operating | 299 | GT35 (20) | 2494 CT03-5 | 20
NY | Gowanus Generating Station | 2494 | CT03-6 | CP0001 | 2023 | RGGI, SIPNOX | 601740 | 2 |  | Kings County | NY047 | 47 | Electric Utility | 40.6635 | -74.0051 | Astoria Generating Company, LP (Owner),Astoria Operating Services, Inc. (Operator) |  |  | Combustion turbine | Diesel Oil | Pipeline Natural Gas |  |  |  |  | 1971-06-01 | Operating | 299 | GT36 (20) | 2494 CT03-6 | 20
NY | Gowanus Generating Station | 2494 | CT03-7 | CP0001 | 2023 | RGGI, SIPNOX | 601740 | 2 |  | Kings County | NY047 | 47 | Electric Utility | 40.6635 | -74.0051 | Astoria Generating Company, LP (Owner),Astoria Operating Services, Inc. (Operator) |  |  | Combustion turbine | Diesel Oil | Pipeline Natural Gas |  |  |  |  | 1971-06-01 | Operating | 299 | GT37 (20) | 2494 CT03-7 | 20
NY | Gowanus Generating Station | 2494 | CT03-8 | CP0001 | 2023 | RGGI, SIPNOX | 601740 | 2 |  | Kings County | NY047 | 47 | Electric Utility | 40.6635 | -74.0051 | Astoria Generating Company, LP (Owner),Astoria Operating Services, Inc. (Operator) |  |  | Combustion turbine | Diesel Oil | Pipeline Natural Gas |  |  |  |  | 1971-06-01 | Operating | 299 | GT38 (20) | 2494 CT03-8 | 20
NY | Gowanus Generating Station | 2494 | CT04-1 | CP0001 | 2023 | RGGI, SIPNOX | 601740 | 2 |  | Kings County | NY047 | 47 | Electric Utility | 40.6635 | -74.0051 | Astoria Generating Company, LP (Owner),Astoria Operating Services, Inc. (Operator) |  |  | Combustion turbine | Diesel Oil | [5 empty] | 1971-06-01 | Operating | 299 | GT41 (20) | 2494 CT04-1 | 20
NY | Gowanus Generating Station | 2494 | CT04-2 | CP0001 | 2023 | RGGI, SIPNOX | 601740 | 2 |  | Kings County | NY047 | 47 | Electric Utility | 40.6635 | -74.0051 | Astoria Generating Company, LP (Owner),Astoria Operating Services, Inc. (Operator) |  |  | Combustion turbine | Diesel Oil | [5 empty] | 1971-06-01 | Operating | 299 | GT42 (20) | 2494 CT04-2 | 20
NY | Gowanus Generating Station | 2494 | CT04-3 | CP0001 | 2023 | RGGI, SIPNOX | 601740 | 2 |  | Kings County | NY047 | 47 | Electric Utility | 40.6635 | -74.0051 | Astoria Generating Company, LP (Owner),Astoria Operating Services, Inc. (Operator) |  |  | Combustion turbine | Diesel Oil | [5 empty] | 1971-06-01 | Operating | 299 | GT43 (20) | 2494 CT04-3 | 20
NY | Gowanus Generating Station | 2494 | CT04-4 | CP0001 | 2023 | RGGI, SIPNOX | 601740 | 2 |  | Kings County | NY047 | 47 | Electric Utility | 40.6635 | -74.0051 | Astoria Generating Company, LP (Owner),Astoria Operating Services, Inc. (Operator) |  |  | Combustion turbine | Diesel Oil | [5 empty] | 1971-06-01 | Operating | 299 | GT44 (20) | 2494 CT04-4 | 20
NY | Gowanus Generating Station | 2494 | CT04-5 | CP0001 | 2023 | RGGI, SIPNOX | 601740 | 2 |  | Kings County | NY047 | 47 | Electric Utility | 40.6635 | -74.0051 | Astoria Generating Company, LP (Owner),Astoria Operating Services, Inc. (Operator) |  |  | Combustion turbine | Diesel Oil | [5 empty] | 1971-06-01 | Operating | 299 | GT45 (20) | 2494 CT04-5 | 20
NY | Gowanus Generating Station | 2494 | CT04-6 | CP0001 | 2023 | RGGI, SIPNOX | 601740 | 2 |  | Kings County | NY047 | 47 | Electric Utility | 40.6635 | -74.0051 | Astoria Generating Company, LP (Owner),Astoria Operating Services, Inc. (Operator) |  |  | Combustion turbine | Diesel Oil | [5 empty] | 1971-06-01 | Operating | 299 | GT46 (20) | 2494 CT04-6 | 20
NY | Gowanus Generating Station | 2494 | CT04-7 | CP0001 | 2023 | RGGI, SIPNOX | 601740 | 2 |  | Kings County | NY047 | 47 | Electric Utility | 40.6635 | -74.0051 | Astoria Generating Company, LP (Owner),Astoria Operating Services, Inc. (Operator) |  |  | Combustion turbine | Diesel Oil | [5 empty] | 1971-06-01 | Operating | 299 | GT47 (20) | 2494 CT04-7 | 20
NY | Gowanus Generating Station | 2494 | CT04-8 | CP0001 | 2023 | RGGI, SIPNOX | 601740 | 2 |  | Kings County | NY047 | 47 | Electric Utility | 40.6635 | -74.0051 | Astoria Generating Company, LP (Owner),Astoria Operating Services, Inc. (Operator) |  |  | Combustion turbine | Diesel Oil | [5 empty] | 1971-06-01 | Operating | 299 | GT48 (20) | 2494 CT04-8 | 20
NY | Narrows Generating Station | 2499 | CT01-1 | CP0001 | 2023 | RGGI, SIPNOX | 601740 | 2 |  | Kings County | NY047 | 47 | Electric Utility | 40.6486 | -74.0209 | Astoria Generating Company, LP (Owner),Astoria Operating Services, Inc. (Operator) |  |  | Combustion turbine | Pipeline Natural Gas | Diesel Oil |  |  |  |  | 1972-05-01 | Operating | 297 | NT11 (22) | 2499 CT01-1 | 22
NY | Narrows Generating Station | 2499 | CT01-2 | CP0001 | 2023 | RGGI, SIPNOX | 601740 | 2 |  | Kings County | NY047 | 47 | Electric Utility | 40.6486 | -74.0209 | Astoria Generating Company, LP (Owner),Astoria Operating Services, Inc. (Operator) |  |  | Combustion turbine | Pipeline Natural Gas | Diesel Oil |  |  |  |  | 1972-05-01 | Operating | 297 | NT12 (22) | 2499 CT01-2 | 22
NY | Narrows Generating Station | 2499 | CT01-3 | CP0001 | 2023 | RGGI, SIPNOX | 601740 | 2 |  | Kings County | NY047 | 47 | Electric Utility | 40.6486 | -74.0209 | Astoria Generating Company, LP (Owner),Astoria Operating Services, Inc. (Operator) |  |  | Combustion turbine | Pipeline Natural Gas | Diesel Oil |  |  |  |  | 1972-05-01 | Operating | 297 | NT13 (22) | 2499 CT01-3 | 22
NY | Narrows Generating Station | 2499 | CT01-4 | CP0001 | 2023 | RGGI, SIPNOX | 601740 | 2 |  | Kings County | NY047 | 47 | Electric Utility | 40.6486 | -74.0209 | Astoria Generating Company, LP (Owner),Astoria Operating Services, Inc. (Operator) |  |  | Combustion turbine | Pipeline Natural Gas | Diesel Oil |  |  |  |  | 1972-05-01 | Operating | 297 | NT14 (22) | 2499 CT01-4 | 22
NY | Narrows Generating Station | 2499 | CT01-5 | CP0001 | 2023 | RGGI, SIPNOX | 601740 | 2 |  | Kings County | NY047 | 47 | Electric Utility | 40.6486 | -74.0209 | Astoria Generating Company, LP (Owner),Astoria Operating Services, Inc. (Operator) |  |  | Combustion turbine | Pipeline Natural Gas | Diesel Oil |  |  |  |  | 1972-05-01 | Operating | 297 | NT15 (22) | 2499 CT01-5 | 22
NY | Narrows Generating Station | 2499 | CT01-6 | CP0001 | 2023 | RGGI, SIPNOX | 601740 | 2 |  | Kings County | NY047 | 47 | Electric Utility | 40.6486 | -74.0209 | Astoria Generating Company, LP (Owner),Astoria Operating Services, Inc. (Operator) |  |  | Combustion turbine | Pipeline Natural Gas | Diesel Oil |  |  |  |  | 1972-05-01 | Operating | 297 | NT16 (22) | 2499 CT01-6 | 22
NY | Narrows Generating Station | 2499 | CT01-7 | CP0001 | 2023 | RGGI, SIPNOX | 601740 | 2 |  | Kings County | NY047 | 47 | Electric Utility | 40.6486 | -74.0209 | Astoria Generating Company, LP (Owner),Astoria Operating Services, Inc. (Operator) |  |  | Combustion turbine | Pipeline Natural Gas | Diesel Oil |  |  |  |  | 1972-05-01 | Operating | 297 | NT17 (22) | 2499 CT01-7 | 22
NY | Narrows Generating Station | 2499 | CT01-8 | CP0001 | 2023 | RGGI, SIPNOX | 601740 | 2 |  | Kings County | NY047 | 47 | Electric Utility | 40.6486 | -74.0209 | Astoria Generating Company, LP (Owner),Astoria Operating Services, Inc. (Operator) |  |  | Combustion turbine | Pipeline Natural Gas | Diesel Oil |  |  |  |  | 1972-05-01 | Operating | 297 | NT18 (22) | 2499 CT01-8 | 22
NY | Narrows Generating Station | 2499 | CT02-1 | CP0001 | 2023 | RGGI, SIPNOX | 601740 | 2 |  | Kings County | NY047 | 47 | Electric Utility | 40.6486 | -74.0209 | Astoria Generating Company, LP (Owner),Astoria Operating Services, Inc. (Operator) |  |  | Combustion turbine | Pipeline Natural Gas | Diesel Oil |  |  |  |  | 1972-05-01 | Operating | 297 | NT21 (22) | 2499 CT02-1 | 22
NY | Narrows Generating Station | 2499 | CT02-2 | CP0001 | 2023 | RGGI, SIPNOX | 601740 | 2 |  | Kings County | NY047 | 47 | Electric Utility | 40.6486 | -74.0209 | Astoria Generating Company, LP (Owner),Astoria Operating Services, Inc. (Operator) |  |  | Combustion turbine | Pipeline Natural Gas | Diesel Oil |  |  |  |  | 1972-05-01 | Operating | 297 | NT22 (22) | 2499 CT02-2 | 22
NY | Narrows Generating Station | 2499 | CT02-3 | CP0001 | 2023 | RGGI, SIPNOX | 601740 | 2 |  | Kings County | NY047 | 47 | Electric Utility | 40.6486 | -74.0209 | Astoria Generating Company, LP (Owner),Astoria Operating Services, Inc. (Operator) |  |  | Combustion turbine | Pipeline Natural Gas | Diesel Oil |  |  |  |  | 1972-05-01 | Operating | 297 | NT23 (22) | 2499 CT02-3 | 22
NY | Narrows Generating Station | 2499 | CT02-4 | CP0001 | 2023 | RGGI, SIPNOX | 601740 | 2 |  | Kings County | NY047 | 47 | Electric Utility | 40.6486 | -74.0209 | Astoria Generating Company, LP (Owner),Astoria Operating Services, Inc. (Operator) |  |  | Combustion turbine | Pipeline Natural Gas | Diesel Oil |  |  |  |  | 1972-05-01 | Operating | 297 | NT24 (22) | 2499 CT02-4 | 22
NY | Narrows Generating Station | 2499 | CT02-5 | CP0001 | 2023 | RGGI, SIPNOX | 601740 | 2 |  | Kings County | NY047 | 47 | Electric Utility | 40.6486 | -74.0209 | Astoria Generating Company, LP (Owner),Astoria Operating Services, Inc. (Operator) |  |  | Combustion turbine | Pipeline Natural Gas | Diesel Oil |  |  |  |  | 1972-05-01 | Operating | 297 | NT25 (22) | 2499 CT02-5 | 22
NY | Narrows Generating Station | 2499 | CT02-6 | CP0001 | 2023 | RGGI, SIPNOX | 601740 | 2 |  | Kings County | NY047 | 47 | Electric Utility | 40.6486 | -74.0209 | Astoria Generating Company, LP (Owner),Astoria Operating Services, Inc. (Operator) |  |  | Combustion turbine | Pipeline Natural Gas | Diesel Oil |  |  |  |  | 1972-05-01 | Operating | 297 | NT26 (22) | 2499 CT02-6 | 22
NY | Narrows Generating Station | 2499 | CT02-7 | CP0001 | 2023 | RGGI, SIPNOX | 601740 | 2 |  | Kings County | NY047 | 47 | Electric Utility | 40.6486 | -74.0209 | Astoria Generating Company, LP (Owner),Astoria Operating Services, Inc. (Operator) |  |  | Combustion turbine | Pipeline Natural Gas | Diesel Oil |  |  |  |  | 1972-05-01 | Operating | 297 | NT27 (22) | 2499 CT02-7 | 22
NY | Narrows Generating Station | 2499 | CT02-8 | CP0001 | 2023 | RGGI, SIPNOX | 601740 | 2 |  | Kings County | NY047 | 47 | Electric Utility | 40.6486 | -74.0209 | Astoria Generating Company, LP (Owner),Astoria Operating Services, Inc. (Operator) |  |  | Combustion turbine | Pipeline Natural Gas | Diesel Oil |  |  |  |  | 1972-05-01 | Operating | 297 | NT28 (22) | 2499 CT02-8 | 22
NY | Ravenswood Generating Station | 2500 | 10 |  | 2023 | ARP, CSNOX, CSOSG3, CSSO2G1, RGGI | 605624 | 2 | NPCC | Queens County | NY081 | 81 | Electric Utility | 40.7585 | -73.9451 | Helix Ravenswood, LLC (Owner),Helix Ravenswood, LLC (Operator) | Phase 2 |  | Tangentially-fired | Pipeline Natural Gas | Residual Oil |  | Overfire Air |  |  | 1963-02-01 | Operating | 4204 | 1 (400) | 2500 10 | 400
NY | Ravenswood Generating Station | 2500 | 20 |  | 2023 | ARP, CSNOX, CSOSG3, CSSO2G1, MATS, RGGI | 605624 | 2 | NPCC | Queens County | NY081 | 81 | Electric Utility | 40.7585 | -73.9451 | Helix Ravenswood, LLC (Owner),Helix Ravenswood, LLC (Operator) | Phase 2 |  | Tangentially-fired | Pipeline Natural Gas | Residual Oil |  | Overfire Air |  |  | 1963-05-01 | Operating | 4171 | 2 (400) | 2500 20 | 400
NY | Ravenswood Generating Station | 2500 | 30 |  | 2023 | ARP, CSNOX, CSOSG3, CSSO2G1, MATS, RGGI | 605624 | 2 | NPCC | Queens County | NY081 | 81 | Electric Utility | 40.7585 | -73.9451 | Helix Ravenswood, LLC (Owner),Helix Ravenswood, LLC (Operator) | Phase 2 |  | Tangentially-fired | Pipeline Natural Gas | Residual Oil |  |  |  |  | 1965-06-01 | Operating | 9379 | 3 (1027.7) | 2500 30 | 1027.7
NY | Ravenswood Generating Station | 2500 | CT0001 |  | 2023 | RGGI, SIPNOX | 605624 | 2 | NPCC | Queens County | NY081 | 81 | Electric Utility | 40.7585 | -73.9451 | Helix Ravenswood, LLC (Owner),Helix Ravenswood, LLC (Operator) |  |  | Combustion turbine | Pipeline Natural Gas | [5 empty] | 1967-07-01 | Operating | 243 | GT1 (18.6) | 2500 CT0001 | 18.6
NY | Ravenswood Generating Station | 2500 | CT0010 |  | 2023 | RGGI, SIPNOX | 605624 | 2 | NPCC | Queens County | NY081 | 81 | Electric Utility | 40.7585 | -73.9451 | Helix Ravenswood, LLC (Owner),Helix Ravenswood, LLC (Operator) |  |  | Combustion turbine | Pipeline Natural Gas | Diesel Oil |  |  |  |  | 1970-08-01 | Operating | 255 | GT10 (25) | 2500 CT0010 | 25
NY | Ravenswood Generating Station | 2500 | CT0011 |  | 2023 | RGGI, SIPNOX | 605624 | 2 | NPCC | Queens County | NY081 | 81 | Electric Utility | 40.7585 | -73.9451 | Helix Ravenswood, LLC (Owner),Helix Ravenswood, LLC (Operator) |  |  | Combustion turbine | Pipeline Natural Gas | Diesel Oil |  |  |  |  | 1970-08-01 | Operating | 255 | GT11 (25) | 2500 CT0011 | 25
NY | Ravenswood Generating Station | 2500 | UCC001 |  | 2023 | ARP, CSNOX, CSOSG3, CSSO2G1, RGGI | 605624 | 2 | NPCC | Queens County | NY081 | 81 | Electric Utility | 40.7585 | -73.9451 | Helix Ravenswood, LLC (Owner),Helix Ravenswood, LLC (Operator) | Phase 2 |  | Combined cycle | Pipeline Natural Gas | Diesel Oil |  | Dry Low NOx Burners,Ammonia Injection |  |  | 2004-01-05 | Operating | 2156 | 4 (170), 4S (80) | 2500 UCC001 | 250
NY | 74th Street | 2504 | 120 | CS0002 | 2023 | ARP, SIPNOX | 610097 | 2 |  | New York County | NY061 | 61 | Electric Utility | 40.768 | -73.9515 | Consolidated Edison of New York, Inc. (Owner),Consolidated Edison of New York, Inc. (Operator) | Phase 2 |  | Tangentially-fired | Pipeline Natural Gas | Residual Oil |  |  |  |  | 1956-04-01 | Operating | 836 | 11 (35) | 2504 120 | 35
NY | 74th Street | 2504 | 121 | CS0002 | 2023 | ARP, SIPNOX | 610097 | 2 |  | New York County | NY061 | 61 | Electric Utility | 40.768 | -73.9515 | Consolidated Edison of New York, Inc. (Owner),Consolidated Edison of New York, Inc. (Operator) | Phase 2 |  | Tangentially-fired | Pipeline Natural Gas | Residual Oil |  |  |  |  | 1956-04-01 | Operating | 836 | 11 (35) | 2504 121 | 35
NY | 74th Street | 2504 | 122 | CS0002 | 2023 | ARP, SIPNOX | 610097 | 2 |  | New York County | NY061 | 61 | Electric Utility | 40.768 | -73.9515 | Consolidated Edison of New York, Inc. (Owner),Consolidated Edison of New York, Inc. (Operator) | Phase 2 |  | Tangentially-fired | Pipeline Natural Gas | Residual Oil |  |  |  |  | 1956-04-01 | Operating | 836 | 11 (35) | 2504 122 | 35
NY | 74th Street | 2504 | CT0001 |  | 2023 | RGGI, SIPNOX | 610097 | 2 |  | New York County | NY061 | 61 | Electric Utility | 40.768 | -73.9515 | Consolidated Edison of New York, Inc. (Owner),Consolidated Edison of New York, Inc. (Operator) |  |  | Combustion turbine | Other Oil | [5 empty] | 1968-10-01 | Operating | 223 | GT1 (18.6) | 2504 CT0001 | 18.6
NY | 74th Street | 2504 | CT0002 |  | 2023 | RGGI, SIPNOX | 610097 | 2 |  | New York County | NY061 | 61 | Electric Utility | 40.768 | -73.9515 | Consolidated Edison of New York, Inc. (Owner),Consolidated Edison of New York, Inc. (Operator) |  |  | Combustion turbine | Other Oil | [5 empty] | 1968-10-01 | Operating | 223 | GT2 (18.6) | 2504 CT0002 | 18.6
NY | E F Barrett | 2511 | 10 |  | 2023 | ARP, CSNOX, CSOSG3, CSSO2G1, RGGI | 606257 | 2 |  | Nassau County | NY059 | 59 | Electric Utility | 40.6169 | -73.6486 | National Grid Generation LLC (Owner),National Grid Generation LLC (Operator) | Phase 2 |  | Tangentially-fired | Pipeline Natural Gas | Residual Oil |  |  |  |  | 1956-01-01 | Operating | 2300 | ST1 (175) | 2511 10 | 175
NY | E F Barrett | 2511 | 20 |  | 2023 | ARP, CSNOX, CSOSG3, CSSO2G1, RGGI | 606257 | 2 |  | Nassau County | NY059 | 59 | Electric Utility | 40.6169 | -73.6486 | National Grid Generation LLC (Owner),National Grid Generation LLC (Operator) | Phase 2 |  | Tangentially-fired | Pipeline Natural Gas | Residual Oil |  | Overfire Air |  |  | 1963-01-01 | Operating | 2100 | ST2 (175) | 2511 20 | 175
NY | E F Barrett | 2511 | U00004 | CP001 | 2023 | RGGI, SIPNOX | 606257 | 2 |  | Nassau County | NY059 | 59 | Electric Utility | 40.6169 | -73.6486 | National Grid Generation LLC (Owner),National Grid Generation LLC (Operator) |  |  | Combustion turbine | Pipeline Natural Gas | Diesel Oil |  |  |  |  | 1970-07-01 | Operating | 276 | GT1 (18) | 2511 U00004 | 18
NY | E F Barrett | 2511 | U00005 | CP001 | 2023 | RGGI, SIPNOX | 606257 | 2 |  | Nassau County | NY059 | 59 | Electric Utility | 40.6169 | -73.6486 | National Grid Generation LLC (Owner),National Grid Generation LLC (Operator) |  |  | Combustion turbine | Pipeline Natural Gas | Diesel Oil |  |  |  |  | 1970-07-01 | Operating | 276 | GT2 (18) | 2511 U00005 | 18
NY | E F Barrett | 2511 | U00006 | CP001 | 2023 | RGGI, SIPNOX | 606257 | 2 |  | Nassau County | NY059 | 59 | Electric Utility | 40.6169 | -73.6486 | National Grid Generation LLC (Owner),National Grid Generation LLC (Operator) |  |  | Combustion turbine | Pipeline Natural Gas | Diesel Oil |  |  |  |  | 1970-07-01 | Operating | 276 | 3 (18) | 2511 U00006 | 18
NY | E F Barrett | 2511 | U00007 | CP001 | 2023 | RGGI, SIPNOX | 606257 | 2 |  | Nassau County | NY059 | 59 | Electric Utility | 40.6169 | -73.6486 | National Grid Generation LLC (Owner),National Grid Generation LLC (Operator) |  |  | Combustion turbine | Pipeline Natural Gas | Diesel Oil |  |  |  |  | 1970-07-01 | Operating | 276 | 4 (18) | 2511 U00007 | 18
NY | E F Barrett | 2511 | U00008 | CP001 | 2023 | RGGI, SIPNOX | 606257 | 2 |  | Nassau County | NY059 | 59 | Electric Utility | 40.6169 | -73.6486 | National Grid Generation LLC (Owner),National Grid Generation LLC (Operator) |  |  | Combustion turbine | Pipeline Natural Gas | Diesel Oil |  |  |  |  | 1970-07-01 | Operating | 276 | 5 (18) | 2511 U00008 | 18
NY | E F Barrett | 2511 | U00009 | CP001 | 2023 | RGGI, SIPNOX | 606257 | 2 |  | Nassau County | NY059 | 59 | Electric Utility | 40.6169 | -73.6486 | National Grid Generation LLC (Owner),National Grid Generation LLC (Operator) |  |  | Combustion turbine | Pipeline Natural Gas | Diesel Oil |  |  |  |  | 1970-07-01 | Operating | 276 | 6 (18) | 2511 U00009 | 18
NY | E F Barrett | 2511 | U00011 | CP001 | 2023 | RGGI, SIPNOX | 606257 | 2 |  | Nassau County | NY059 | 59 | Electric Utility | 40.6169 | -73.6486 | National Grid Generation LLC (Owner),National Grid Generation LLC (Operator) |  |  | Combustion turbine | Pipeline Natural Gas | Diesel Oil |  |  |  |  | 1970-07-01 | Operating | 276 | 8 (18) | 2511 U00011 | 18
NY | E F Barrett | 2511 | U00012 | CP001 | 2023 | CSNOX, CSOSG3, CSSO2G1, RGGI | 606257 | 2 |  | Nassau County | NY059 | 59 | Electric Utility | 40.6169 | -73.6486 | National Grid Generation LLC (Owner),National Grid Generation LLC (Operator) |  |  | Combustion turbine | Pipeline Natural Gas | Diesel Oil |  | Water Injection |  |  | 1970-07-01 | Operating | 270 | 9 (41.9) | 2511 U00012 | 41.9
NY | E F Barrett | 2511 | U00013 | CP001 | 2023 | CSNOX, CSOSG3, CSSO2G1, RGGI | 606257 | 2 |  | Nassau County | NY059 | 59 | Electric Utility | 40.6169 | -73.6486 | National Grid Generation LLC (Owner),National Grid Generation LLC (Operator) |  |  | Combustion turbine | Pipeline Natural Gas | Diesel Oil |  | Water Injection |  |  | 1970-07-01 | Operating | 270 | 9 (41.9) | 2511 U00013 | 41.9
NY | E F Barrett | 2511 | U00014 | CP001 | 2023 | CSNOX, CSOSG3, CSSO2G1, RGGI | 606257 | 2 |  | Nassau County | NY059 | 59 | Electric Utility | 40.6169 | -73.6486 | National Grid Generation LLC (Owner),National Grid Generation LLC (Operator) |  |  | Combustion turbine | Pipeline Natural Gas | Diesel Oil |  | Water Injection |  |  | 1970-07-01 | Operating | 270 | 10 (41.9) | 2511 U00014 | 41.9
NY | E F Barrett | 2511 | U00015 | CP001 | 2023 | CSNOX, CSOSG3, CSSO2G1, RGGI | 606257 | 2 |  | Nassau County | NY059 | 59 | Electric Utility | 40.6169 | -73.6486 | National Grid Generation LLC (Owner),National Grid Generation LLC (Operator) |  |  | Combustion turbine | Pipeline Natural Gas | Diesel Oil |  | Water Injection |  |  | 1970-07-01 | Operating | 270 | 10 (41.9) | 2511 U00015 | 41.9
NY | E F Barrett | 2511 | U00016 | CP001 | 2023 | CSNOX, CSOSG3, CSSO2G1, RGGI | 606257 | 2 |  | Nassau County | NY059 | 59 | Electric Utility | 40.6169 | -73.6486 | National Grid Generation LLC (Owner),National Grid Generation LLC (Operator) |  |  | Combustion turbine | Pipeline Natural Gas | Diesel Oil |  | Water Injection |  |  | 1970-07-01 | Operating | 270 | 11 (41.9) | 2511 U00016 | 41.9
NY | E F Barrett | 2511 | U00017 | CP001 | 2023 | CSNOX, CSOSG3, CSSO2G1, RGGI | 606257 | 2 |  | Nassau County | NY059 | 59 | Electric Utility | 40.6169 | -73.6486 | National Grid Generation LLC (Owner),National Grid Generation LLC (Operator) |  |  | Combustion turbine | Pipeline Natural Gas | Diesel Oil |  | Water Injection |  |  | 1970-07-01 | Operating | 270 | 11 (41.9) | 2511 U00017 | 41.9
NY | E F Barrett | 2511 | U00018 | CP001 | 2023 | CSNOX, CSOSG3, CSSO2G1, RGGI | 606257 | 2 |  | Nassau County | NY059 | 59 | Electric Utility | 40.6169 | -73.6486 | National Grid Generation LLC (Owner),National Grid Generation LLC (Operator) |  |  | Combustion turbine | Pipeline Natural Gas | Diesel Oil |  | Water Injection |  |  | 1970-07-01 | Operating | 270 | 12 (41.9) | 2511 U00018 | 41.9
NY | E F Barrett | 2511 | U00019 | CP001 | 2023 | CSNOX, CSOSG3, CSSO2G1, RGGI | 606257 | 2 |  | Nassau County | NY059 | 59 | Electric Utility | 40.6169 | -73.6486 | National Grid Generation LLC (Owner),National Grid Generation LLC (Operator) |  |  | Combustion turbine | Pipeline Natural Gas | Diesel Oil |  | Water Injection |  |  | 1970-07-01 | Operating | 270 | 12 (41.9) | 2511 U00019 | 41.9
NY | Glenwood | 2514 | U00020 | CP001 | 2023 | CSNOX, CSOSG3, CSSO2G1, RGGI | 606257 | 2 |  | Nassau County | NY059 | 59 | Electric Utility | 40.8269 | -73.6479 | National Grid Generation LLC (Owner),National Grid Generation LLC (Operator) |  |  | Combustion turbine | Diesel Oil |  |  | Water Injection |  |  | 1972-07-01 | Operating | 662 | GT2 (55) | 2514 U00020 | 55
NY | Glenwood | 2514 | U00021 | CP001 | 2023 | CSNOX, CSOSG3, CSSO2G1, RGGI | 606257 | 2 |  | Nassau County | NY059 | 59 | Electric Utility | 40.8269 | -73.6479 | National Grid Generation LLC (Owner),National Grid Generation LLC (Operator) |  |  | Combustion turbine | Diesel Oil | [5 empty] | 1972-07-01 | Operating | 662 | GT3 (55) | 2514 U00021 | 55
NY | Northport | 2516 | 1 |  | 2023 | ARP, CSNOX, CSOSG3, CSSO2G1, MATS, RGGI | 606257 | 2 |  | Suffolk County | NY103 | 103 | Electric Utility | 40.9231 | -73.3417 | National Grid Generation LLC (Owner),National Grid Generation LLC (Operator) | Table 1 |  | Tangentially-fired | Pipeline Natural Gas | Residual Oil |  | Overfire Air,Low NOx Burner Technology w/ Separated OFA | Electrostatic Precipitator |  | 1967-01-01 | Operating | 3900 | ST1 (387) | 2516 1 | 387
NY | Northport | 2516 | 2 |  | 2023 | ARP, CSNOX, CSOSG3, CSSO2G1, MATS, RGGI | 606257 | 2 |  | Suffolk County | NY103 | 103 | Electric Utility | 40.9231 | -73.3417 | National Grid Generation LLC (Owner),National Grid Generation LLC (Operator) | Table 1 |  | Tangentially-fired | Pipeline Natural Gas | Residual Oil |  | Overfire Air,Low NOx Burner Technology w/ Separated OFA | Electrostatic Precipitator |  | 1968-01-01 | Operating | 4000 | 2 (387) | 2516 2 | 387
NY | Northport | 2516 | 3 |  | 2023 | ARP, CSNOX, CSOSG3, CSSO2G1, MATS, RGGI | 606257 | 2 |  | Suffolk County | NY103 | 103 | Electric Utility | 40.9231 | -73.3417 | National Grid Generation LLC (Owner),National Grid Generation LLC (Operator) | Table 1 |  | Tangentially-fired | Pipeline Natural Gas | Residual Oil |  | Overfire Air,Low NOx Burner Technology w/ Separated OFA | Electrostatic Precipitator |  | 1972-01-01 | Operating | 3900 | 3 (387) | 2516 3 | 387
NY | Northport | 2516 | 4 |  | 2023 | ARP, CSNOX, CSOSG3, CSSO2G1, MATS, RGGI | 606257 | 2 |  | Suffolk County | NY103 | 103 | Electric Utility | 40.9231 | -73.3417 | National Grid Generation LLC (Owner),National Grid Generation LLC (Operator) | Phase 2 |  | Tangentially-fired | Pipeline Natural Gas | Residual Oil |  | Overfire Air,Low NOx Burner Technology w/ Separated OFA | Electrostatic Precipitator |  | 1977-01-01 | Operating | 4100 | 4 (387) | 2516 4 | 387
NY | Northport | 2516 | UGT001 |  | 2023 | RGGI, SIPNOX | 606257 | 2 |  | Suffolk County | NY103 | 103 | Electric Utility | 40.9231 | -73.3417 | National Grid Generation LLC (Owner),National Grid Generation LLC (Operator) |  |  | Combustion turbine | Diesel Oil | [5 empty] | 1967-07-01 | Operating | 266 | GT1 (16) | 2516 UGT001 | 16
NY | Port Jefferson Energy Center | 2517 | 3 |  | 2023 | ARP, CSNOX, CSOSG3, CSSO2G1, MATS, RGGI | 606257 | 2 |  | Suffolk County | NY103 | 103 | Electric Utility | 40.9503 | -73.0786 | National Grid Generation LLC (Owner),National Grid Generation LLC (Operator) | Table 1 |  | Tangentially-fired | Pipeline Natural Gas | Residual Oil |  | Overfire Air,Low NOx Burner Technology w/ Separated OFA | Electrostatic Precipitator |  | 1958-01-01 | Operating | 2075 | 3 (188) | 2517 3 | 188
NY | Port Jefferson Energy Center | 2517 | 4 |  | 2023 | ARP, CSNOX, CSOSG3, CSSO2G1, MATS, RGGI | 606257 | 2 |  | Suffolk County | NY103 | 103 | Electric Utility | 40.9503 | -73.0786 | National Grid Generation LLC (Owner),National Grid Generation LLC (Operator) | Table 1 |  | Tangentially-fired | Pipeline Natural Gas | Residual Oil |  | Overfire Air,Low NOx Burner Technology w/ Separated OFA | Electrostatic Precipitator |  | 1960-01-01 | Operating | 2100 | 4 (188) | 2517 4 | 188
NY | Port Jefferson Energy Center | 2517 | UGT001 |  | 2023 | RGGI, SIPNOX | 606257 | 2 |  | Suffolk County | NY103 | 103 | Electric Utility | 40.9503 | -73.0786 | National Grid Generation LLC (Owner),National Grid Generation LLC (Operator) |  |  | Combustion turbine | Diesel Oil | [5 empty] | 1966-07-01 | Operating | 266 | GT1 (16) | 2517 UGT001 | 16
NY | Port Jefferson Energy Center | 2517 | UGT002 |  | 2023 | ARP, CSNOX, CSOSG3, CSSO2G1, RGGI | 606257 | 2 |  | Suffolk County | NY103 | 103 | Electric Utility | 40.9503 | -73.0786 | National Grid Port Jefferson Energy Center LLC (Owner),National Grid Port Jefferson Energy Center LLC (Operator) | Phase 2 |  | Combustion turbine | Pipeline Natural Gas | Diesel Oil |  | Water Injection,Selective Catalytic Reduction |  |  | 2002-07-01 | Operating | 492 | GT2 (45) | 2517 UGT002 | 45 | Y
NY | Port Jefferson Energy Center | 2517 | UGT003 |  | 2023 | ARP, CSNOX, CSOSG3, CSSO2G1, RGGI | 606257 | 2 |  | Suffolk County | NY103 | 103 | Electric Utility | 40.9503 | -73.0786 | National Grid Port Jefferson Energy Center LLC (Owner),National Grid Port Jefferson Energy Center LLC (Operator) | Phase 2 |  | Combustion turbine | Pipeline Natural Gas | Diesel Oil |  | Water Injection,Selective Catalytic Reduction |  |  | 2002-07-01 | Operating | 478 | GT3 (45) | 2517 UGT003 | 45 | Y
NY | West Babylon Facility | 2521 | UGT001 |  | 2023 | CSNOX, CSOSG3, CSSO2G1, RGGI | 606257 | 2 |  | Suffolk County | NY103 | 103 | Electric Utility | 40.6953 | -73.3497 | National Grid Generation LLC (Owner),National Grid Generation LLC (Operator) |  |  | Combustion turbine | Diesel Oil | [5 empty] | 1971-06-01 | Operating | 686 | 4 (52.4) | 2521 UGT001 | 52.4
NY | Greenidge Generation LLC | 2527 | 6 |  | 2023 | ARP, CSNOX, CSOSG3, CSSO2G1, RGGI | 605956 | 2 | NPCC | Yates County | NY123 | 123 | Electric Utility | 42.6789 | -76.9483 | Greenidge Generation LLC (Owner),Greenidge Generation LLC (Operator) | Table 1 | Phase 1 Group 1 | Tangentially-fired | Pipeline Natural Gas | Wood | Dry Lime FGD | Low NOx Burner Technology w/ Closed-coupled OFA,Selective Catalytic Reduction | Electrostatic Precipitator,Baghouse |  | 1953-11-01 | Operating | 1280 | 4 (105.9) | 2527 6 | 105.9 | Y
NY | Bethlehem Energy Center (Albany) | 2539 | 10001 |  | 2023 | ARP, CSNOX, CSOSG3, CSSO2G1, RGGI | 601740 | 2 | NPCC | Albany County | NY001 | 1 | Electric Utility | 42.5905 | -73.7636 | PSEG Power New York, Inc. (Owner) (Ended Apr 13, 2023),GB II New York LLC (Owner) (Started Apr 13, 2023),PSEG Power New York, Inc. (Operator) (Ended Apr 13, 2023),Consolidated Asset Management Services, LLC (Operator) (Started Apr 13, 2023) | Phase 2 |  | Combined cycle | Pipeline Natural Gas | Diesel Oil |  | Dry Low NOx Burners,Water Injection,Selective Catalytic Reduction |  |  | 2005-03-10 | Operating | 2450 | 5 (194), 8 (310) | 2539 10001 | 297.3333 | Y
NY | Bethlehem Energy Center (Albany) | 2539 | 10002 |  | 2023 | ARP, CSNOX, CSOSG3, CSSO2G1, RGGI | 601740 | 2 | NPCC | Albany County | NY001 | 1 | Electric Utility | 42.5905 | -73.7636 | PSEG Power New York, Inc. (Owner) (Ended Apr 13, 2023),GB II New York LLC (Owner) (Started Apr 13, 2023),PSEG Power New York, Inc. (Operator) (Ended Apr 13, 2023),Consolidated Asset Management Services, LLC (Operator) (Started Apr 13, 2023) | Phase 2 |  | Combined cycle | Pipeline Natural Gas | Diesel Oil |  | Dry Low NOx Burners,Water Injection,Selective Catalytic Reduction |  |  | 2005-03-18 | Operating | 2450 | 8 (310), 6 (194) | 2539 10002 | 297.3333 | Y
NY | Bethlehem Energy Center (Albany) | 2539 | 10003 |  | 2023 | ARP, CSNOX, CSOSG3, CSSO2G1, RGGI | 601740 | 2 | NPCC | Albany County | NY001 | 1 | Electric Utility | 42.5905 | -73.7636 | PSEG Power New York, Inc. (Owner) (Ended Apr 13, 2023),GB II New York LLC (Owner) (Started Apr 13, 2023),PSEG Power New York, Inc. (Operator) (Ended Apr 13, 2023),Consolidated Asset Management Services, LLC (Operator) (Started Apr 13, 2023) | Phase 2 |  | Combined cycle | Pipeline Natural Gas | Diesel Oil |  | Dry Low NOx Burners,Water Injection,Selective Catalytic Reduction |  |  | 2005-03-12 | Operating | 2450 | 8 (310), 7 (194) | 2539 10003 | 297.3333 | Y
NY | Oswego Harbor Power | 2594 | 5 |  | 2023 | ARP, CSNOX, CSOSG3, CSSO2G1, MATS, RGGI | 601740 | 2 | NPCC | Oswego County | NY075 | 75 | Electric Utility | 43.46 | -76.53 | Oswego Harbor Power, LLC (Owner),Oswego Harbor Power, LLC (Operator) (Ended Apr 13, 2023),Consolidated Asset Management Services, LLC (Operator) (Started Apr 13, 2023) | Phase 2 |  | Dry bottom wall-fired boiler | Residual Oil | Pipeline Natural Gas |  | Overfire Air |  |  | 1977-01-01 | Operating | 9422 | ST5 (902) | 2594 5 | 902
NY | Oswego Harbor Power | 2594 | 6 |  | 2023 | ARP, CSNOX, CSOSG3, CSSO2G1, MATS, RGGI | 601740 | 2 | NPCC | Oswego County | NY075 | 75 | Electric Utility | 43.46 | -76.53 | Oswego Harbor Power, LLC (Owner),Oswego Harbor Power, LLC (Operator) (Ended Apr 13, 2023),Consolidated Asset Management Services, LLC (Operator) (Started Apr 13, 2023) | Phase 2 |  | Dry bottom wall-fired boiler | Residual Oil | Pipeline Natural Gas |  |  |  |  | 1980-01-01 | Operating | 9491 | ST6 (902) | 2594 6 | 902
NY | Bowline Generating Station | 2625 | 1 |  | 2023 | ARP, CSNOX, CSOSG3, CSSO2G1, MATS, RGGI | 1427 (Ended Dec 22, 2023), 609131 (Started Dec 22, 2023) | 2 |  | Rockland County | NY087 | 87 | Electric Utility | 41.2044 | -73.9689 | GenOn Bowline, LLC (Owner),Bowline Generating Station, LLC (Owner) (Started Dec 22, 2023),GenOn Bowline, LLC (Operator) (Ended Dec 22, 2023),Bowline Generating Station, LLC (Operator) (Started Dec 22, 2023) | Phase 2 |  | Tangentially-fired | Pipeline Natural Gas | Residual Oil |  | Low NOx Burner Technology w/ Closed-coupled OFA |  |  | 1972-09-01 | Operating | 7000 | 1 (640) | 2625 1 | 640
NY | Bowline Generating Station | 2625 | 2 |  | 2023 | ARP, CSNOX, CSOSG3, CSSO2G1, MATS, RGGI | 1427 (Ended Dec 22, 2023), 609131 (Started Dec 22, 2023) | 2 |  | Rockland County | NY087 | 87 | Electric Utility | 41.2044 | -73.9689 | GenOn Bowline, LLC (Owner),Bowline Generating Station, LLC (Owner) (Started Dec 22, 2023),GenOn Bowline, LLC (Operator) (Ended Dec 22, 2023),Bowline Generating Station, LLC (Operator) (Started Dec 22, 2023) | Phase 2 |  | Dry bottom wall-fired boiler | Pipeline Natural Gas | Residual Oil |  | Overfire Air |  |  | 1974-05-01 | Operating | 7600 | 2 (640) | 2625 2 | 640
NY | Hillburn | 2628 | 1 |  | 2023 | CSNOX, CSOSG3, CSSO2G1, RGGI | 2129 | 2 | NPCC | Rockland County | NY087 | 87 | Electric Utility | 41.1269 | -74.1653 | AER NY-GEN, LLC (Owner),AER NY-GEN, LLC (Operator) |  |  | Combustion turbine | Pipeline Natural Gas | Diesel Oil |  |  |  |  | 1971-04-01 | Operating | 650 | GEN1 (46.5) | 2628 1 | 46.5
NY | Shoemaker | 2632 | 1 |  | 2023 | CSNOX, CSOSG3, CSSO2G1, RGGI | 2129 | 2 | NPCC | Orange County | NY071 | 71 | Electric Utility | 41.4278 | -74.4186 | AER NY-GEN, LLC (Owner),AER NY-GEN, LLC (Operator) |  |  | Combustion turbine | Pipeline Natural Gas | Diesel Oil |  |  |  |  | 1971-05-01 | Operating | 650 | SHOE (41.9) | 2632 1 | 41.9
NY | Freeport Power Plant No. 2 | 2679 | 5 |  | 2023 | ARP, CSNOX, CSOSG3, CSSO2G1, RGGI | 606228 (Ended Dec 19, 2023), 605682 (Started Dec 19, 2023) | 2 |  | Nassau County | NY059 | 59 | Electric Utility | 40.6447 | -73.5683 | Incorporated Village of Freeport (Owner),Incorporated Village of Freeport (Operator) | Phase 2 |  | Combustion turbine | Pipeline Natural Gas | Diesel Oil |  | Water Injection,Selective Catalytic Reduction |  |  | 2004-04-30 | Operating | 487 | CT5 (50) | 2679 5 | 50 | Y
NY | Freeport Power Plant No. 2 | 2679 | CT3 |  | 2023 | RGGI | 606228 (Ended Dec 19, 2023), 605682 (Started Dec 19, 2023) | 2 |  | Nassau County | NY059 | 59 | Electric Utility | 40.6447 | -73.5683 | Incorporated Village of Freeport (Owner),Incorporated Village of Freeport (Operator) |  |  | Combustion turbine | Diesel Oil | [5 empty] | 1972-01-01 | Operating | 280 | 3 (18.2) | 2679 CT3 | 18.2
NY | S A Carlson | 2682 | 9 |  | 2023 | ARP, CSNOX, CSOSG3, CSSO2G1 | 603616 | 2 | NPCC | Chautauqua County | NY013 | 13 | Electric Utility | 42.0917 | -79.2417 | Jamestown Board of Public Utilities (Owner),Jamestown Board of Public Utilities (Operator) | Phase 2 | Early Election | Dry bottom wall-fired boiler | Pipeline Natural Gas | Diesel Oil |  | Low NOx Burner Technology (Dry Bottom only) |  |  | 1950-12-01 | Operating | 198 | 5 (30.5), 6 (27.2) | 2682 9 | 19.2333
NY | S A Carlson | 2682 | 10 |  | 2023 | ARP, CSNOX, CSOSG3, CSSO2G1 | 603616 | 2 | NPCC | Chautauqua County | NY013 | 13 | Electric Utility | 42.0917 | -79.2417 | Jamestown Board of Public Utilities (Owner),Jamestown Board of Public Utilities (Operator) | Phase 2 | Early Election | Dry bottom wall-fired boiler | Pipeline Natural Gas |  |  | Low NOx Burner Technology (Dry Bottom only) |  |  | 1950-12-01 | Operating | 198 | 6 (27.2), 5 (30.5) | 2682 10 | 19.2333
NY | S A Carlson | 2682 | 20 |  | 2023 | ARP, CSNOX, CSOSG3, CSSO2G1, RGGI | 603616 | 2 | NPCC | Chautauqua County | NY013 | 13 | Electric Utility | 42.0917 | -79.2417 | Jamestown Board of Public Utilities (Owner),Jamestown Board of Public Utilities (Operator) | Phase 2 |  | Combined cycle | Pipeline Natural Gas |  |  | Water Injection |  |  | 2001-11-03 | Operating | 554 | 7 (47.3), 5 (30.5), 6 (27.2) | 2682 20 | 66.5333
NC | Asheville | 2706 | 3 |  | 2023 | ARP, CSNOX, CSSO2G1, SIPNOX | 609197 (Ended Feb 24, 2023), 608414 (Started Feb 24, 2023) | 4 | SERC | Buncombe County | NC021 | 21 | Electric Utility | 35.4714 | -82.5431 | Duke Energy Progress, LLC (Owner),Duke Energy Progress, LLC (Operator) | Phase 2 |  | Combustion turbine | Pipeline Natural Gas | Diesel Oil |  | Water Injection |  |  | 1999-05-18 | Operating | 2026 | GT1 (211.7) | 2706 3 | 211.7
NC | Asheville | 2706 | 4 |  | 2023 | ARP, CSNOX, CSSO2G1, SIPNOX | 609197 (Ended Feb 24, 2023), 608414 (Started Feb 24, 2023) | 4 | SERC | Buncombe County | NC021 | 21 | Electric Utility | 35.4714 | -82.5431 | Duke Energy Progress, LLC (Owner),Duke Energy Progress, LLC (Operator) | Phase 2 |  | Combustion turbine | Pipeline Natural Gas | Diesel Oil |  | Water Injection |  |  | 2000-02-03 | Operating | 2065 | GT2 (211.8) | 2706 4 | 211.8
NC | Asheville | 2706 | CT5 |  | 2023 | ARP, CSNOX, CSSO2G1 | 609197 (Ended Feb 24, 2023), 608414 (Started Feb 24, 2023) | 4 | SERC | Buncombe County | NC021 | 21 | Electric Utility | 35.4714 | -82.5431 | Duke Energy Progress, LLC (Owner),Duke Energy Progress, LLC (Operator) | Phase 2 |  | Combined cycle | Pipeline Natural Gas | Diesel Oil |  | Dry Low NOx Burners,Water Injection,Selective Catalytic Reduction |  |  | 2019-08-08 | Operating | 2207 | CT5 (191.2), ST6 (102) | 2706 CT5 | 293.2 | Y
NC | Asheville | 2706 | CT7 |  | 2023 | ARP, CSNOX, CSSO2G1 | 609197 (Ended Feb 24, 2023), 608414 (Started Feb 24, 2023) | 4 | SERC | Buncombe County | NC021 | 21 | Electric Utility | 35.4714 | -82.5431 | Duke Energy Progress, LLC (Owner),Duke Energy Progress, LLC (Operator) | Phase 2 |  | Combined cycle | Pipeline Natural Gas | Diesel Oil |  | Dry Low NOx Burners,Water Injection,Selective Catalytic Reduction |  |  | 2019-09-06 | Operating | 2207 | CT7 (191.2), ST8 (102) | 2706 CT7 | 293.2 | Y
NC | Blewett | 2707 | 1 |  | 2023 | CSNOX, CSSO2G1, SIPNOX | 609197 (Ended Feb 24, 2023), 608414 (Started Feb 24, 2023) | 4 |  | Anson County | NC007 | 7 | Electric Utility | 34.9815 | -79.8771 | Duke Energy Progress, Inc. (Owner),Duke Energy Progress, Inc. (Operator) |  |  | Combustion turbine | Diesel Oil | [5 empty] | 1971-01-01 | Operating | 277 | GT1 (17.5) | 2707 1 | 17.5
NC | Blewett | 2707 | 2 |  | 2023 | CSNOX, CSSO2G1, SIPNOX | 609197 (Ended Feb 24, 2023), 608414 (Started Feb 24, 2023) | 4 |  | Anson County | NC007 | 7 | Electric Utility | 34.9815 | -79.8771 | Duke Energy Progress, Inc. (Owner),Duke Energy Progress, Inc. (Operator) |  |  | Combustion turbine | Diesel Oil | [5 empty] | 1971-01-01 | Operating | 277 | GT2 (17.5) | 2707 2 | 17.5
NC | Blewett | 2707 | 3 |  | 2023 | CSNOX, CSSO2G1, SIPNOX | 609197 (Ended Feb 24, 2023), 608414 (Started Feb 24, 2023) | 4 |  | Anson County | NC007 | 7 | Electric Utility | 34.9815 | -79.8771 | Duke Energy Progress, Inc. (Owner),Duke Energy Progress, Inc. (Operator) |  |  | Combustion turbine | Diesel Oil | [5 empty] | 1971-01-01 | Operating | 277 | GT3 (17.5) | 2707 3 | 17.5
NC | Blewett | 2707 | 4 |  | 2023 | CSNOX, CSSO2G1, SIPNOX | 609197 (Ended Feb 24, 2023), 608414 (Started Feb 24, 2023) | 4 |  | Anson County | NC007 | 7 | Electric Utility | 34.9815 | -79.8771 | Duke Energy Progress, Inc. (Owner),Duke Energy Progress, Inc. (Operator) |  |  | Combustion turbine | Diesel Oil | [5 empty] | 1971-01-01 | Operating | 277 | GT4 (17.5) | 2707 4 | 17.5
NC | H F Lee Steam Electric Plant | 2709 | 10 |  | 2023 | ARP, CSNOX, CSSO2G1, SIPNOX | 609197 (Ended Feb 24, 2023), 608414 (Started Feb 24, 2023) | 4 | SERC | Wayne County | NC191 | 191 | Electric Utility | 35.3775 | -78.0875 | Duke Energy Progress, LLC (Owner),Duke Energy Progress, LLC (Operator) | Phase 2 |  | Combustion turbine | Diesel Oil | Natural Gas |  | Water Injection |  |  | 2000-05-17 | Operating | 2055 | GT5 (211.8) | 2709 10 | 211.8
NC | H F Lee Steam Electric Plant | 2709 | 11 |  | 2023 | ARP, CSNOX, CSSO2G1, SIPNOX | 609197 (Ended Feb 24, 2023), 608414 (Started Feb 24, 2023) | 4 | SERC | Wayne County | NC191 | 191 | Electric Utility | 35.3775 | -78.0875 | Duke Energy Progress, LLC (Owner),Duke Energy Progress, LLC (Operator) | Phase 2 |  | Combustion turbine | Diesel Oil | Natural Gas |  | Water Injection |  |  | 2000-05-11 | Operating | 2100 | GT6 (211.8) | 2709 11 | 211.8
NC | H F Lee Steam Electric Plant | 2709 | 12 |  | 2023 | ARP, CSNOX, CSSO2G1, SIPNOX | 609197 (Ended Feb 24, 2023), 608414 (Started Feb 24, 2023) | 4 | SERC | Wayne County | NC191 | 191 | Electric Utility | 35.3775 | -78.0875 | Duke Energy Progress, LLC (Owner),Duke Energy Progress, LLC (Operator) | Phase 2 |  | Combustion turbine | Natural Gas | Diesel Oil |  | Dry Low NOx Burners,Water Injection |  |  | 2000-04-30 | Operating | 2350 | GT7 (211.8) | 2709 12 | 211.8
NC | H F Lee Steam Electric Plant | 2709 | 13 |  | 2023 | ARP, CSNOX, CSSO2G1, SIPNOX | 609197 (Ended Feb 24, 2023), 608414 (Started Feb 24, 2023) | 4 | SERC | Wayne County | NC191 | 191 | Electric Utility | 35.3775 | -78.0875 | Duke Energy Progress, LLC (Owner),Duke Energy Progress, LLC (Operator) | Phase 2 |  | Combustion turbine | Natural Gas | Diesel Oil |  | Dry Low NOx Burners,Water Injection |  |  | 2000-05-04 | Operating | 2000 | GT8 (211.8) | 2709 13 | 211.8
NC | H F Lee Steam Electric Plant | 2709 | 14 |  | 2023 | ARP, CSNOX, CSSO2G1, SIPNOX | 609197 (Ended Feb 24, 2023), 608414 (Started Feb 24, 2023) | 4 | SERC | Wayne County | NC191 | 191 | Electric Utility | 35.3775 | -78.0875 | Duke Energy Progress, LLC (Owner),Duke Energy Progress, LLC (Operator) | Phase 2 |  | Combustion turbine | Natural Gas | Diesel Oil |  | Dry Low NOx Burners,Water Injection |  |  | 2009-04-11 | Operating | 2020 | GT9 (211.8) | 2709 14 | 211.8
NC | H F Lee Steam Electric Plant | 2709 | 01A |  | 2023 | ARP, CSNOX, CSSO2G1, SIPNOX | 609197 (Ended Feb 24, 2023), 608414 (Started Feb 24, 2023) | 4 | SERC | Wayne County | NC191 | 191 | Electric Utility | 35.3775 | -78.0875 | Duke Energy Progress, LLC (Owner),Duke Energy Progress, LLC (Operator) | Phase 2 |  | Combined cycle | Natural Gas | Diesel Oil |  | Dry Low NOx Burners,Water Injection,Selective Catalytic Reduction |  |  | 2012-08-22 | Operating | 2740 | 1A (180), ST1 (380) | 2709 01A | 306.6667 | Y
NC | H F Lee Steam Electric Plant | 2709 | 01B |  | 2023 | ARP, CSNOX, CSSO2G1, SIPNOX | 609197 (Ended Feb 24, 2023), 608414 (Started Feb 24, 2023) | 4 | SERC | Wayne County | NC191 | 191 | Electric Utility | 35.3775 | -78.0875 | Duke Energy Progress, LLC (Owner),Duke Energy Progress, LLC (Operator) | Phase 2 |  | Combined cycle | Natural Gas | Diesel Oil |  | Dry Low NOx Burners,Water Injection,Selective Catalytic Reduction |  |  | 2012-08-30 | Operating | 2740 | ST1 (380), 1B (180) | 2709 01B | 306.6667 | Y
NC | H F Lee Steam Electric Plant | 2709 | 01C |  | 2023 | ARP, CSNOX, CSSO2G1, SIPNOX | 609197 (Ended Feb 24, 2023), 608414 (Started Feb 24, 2023) | 4 | SERC | Wayne County | NC191 | 191 | Electric Utility | 35.3775 | -78.0875 | Duke Energy Progress, LLC (Owner),Duke Energy Progress, LLC (Operator) | Phase 2 |  | Combined cycle | Natural Gas | Diesel Oil |  | Dry Low NOx Burners,Water Injection,Selective Catalytic Reduction |  |  | 2012-08-29 | Operating | 2740 | ST1 (380), 1C (180) | 2709 01C | 306.6667 | Y
NC | Roxboro | 2712 | 1 |  | 2023 | ARP, CSNOX, CSSO2G1, MATS, SIPNOX | 608414 | 4 | SERC | Person County | NC145 | 145 | Electric Utility | 36.4833 | -79.0731 | Duke Energy Progress, LLC (Owner),Duke Energy Progress, LLC (Operator) | Phase 2 | Phase 2 Group 1 | Dry bottom wall-fired boiler | Coal | Residual Oil | Wet Lime FGD | Overfire Air,Low NOx Burner Technology (Dry Bottom only),Selective Catalytic Reduction | Electrostatic Precipitator,Wet Scrubber |  | 1966-05-28 | Operating | 4722 | 1 (410.9) | 2712 1 | 410.9 | Y
NC | Roxboro | 2712 | 2 |  | 2023 | ARP, CSNOX, CSSO2G1, MATS, SIPNOX | 608414 | 4 | SERC | Person County | NC145 | 145 | Electric Utility | 36.4833 | -79.0731 | Duke Energy Progress, LLC (Owner),Duke Energy Progress, LLC (Operator) | Phase 2 | Phase 2 Group 1 | Tangentially-fired | Coal | Residual Oil | Wet Lime FGD | Low NOx Burner Technology w/ Separated OFA,Overfire Air,Selective Catalytic Reduction | Electrostatic Precipitator,Wet Scrubber |  | 1968-05-10 | Operating | 7212 | 2 (657) | 2712 2 | 657 | Y
NC | Roxboro | 2712 | 3A | CS003A | 2023 | ARP, CSNOX, CSSO2G1, MATS, SIPNOX | 608414 | 4 | SERC | Person County | NC145 | 145 | Electric Utility | 36.4833 | -79.0731 | Duke Energy Progress, LLC (Owner),Duke Energy Progress, LLC (Operator) | Phase 2 | Phase 2 Group 1 | Dry bottom wall-fired boiler | Coal | Diesel Oil | Wet Limestone | Low NOx Burner Technology (Dry Bottom only),Overfire Air,Selective Catalytic Reduction | Wet Scrubber,Electrostatic Precipitator |  | 1973-07-22 | Operating | 4261 | 3 (745.2) | 2712 3A | 745.2 | Y
NC | Roxboro | 2712 | 3B | CS003A | 2023 | ARP, CSNOX, CSSO2G1, MATS, SIPNOX | 608414 | 4 | SERC | Person County | NC145 | 145 | Electric Utility | 36.4833 | -79.0731 | Duke Energy Progress, LLC (Owner),Duke Energy Progress, LLC (Operator) | Phase 2 | Phase 2 Group 1 | Dry bottom wall-fired boiler | Coal | Diesel Oil | Wet Limestone | Low NOx Burner Technology (Dry Bottom only),Overfire Air,Selective Catalytic Reduction | Wet Scrubber,Electrostatic Precipitator |  | 1973-07-22 | Operating | 4261 | 3 (745.2) | 2712 3B | 745.2 | Y
NC | Roxboro | 2712 | 4A | CS004A | 2023 | ARP, CSNOX, CSSO2G1, MATS, SIPNOX | 608414 | 4 | SERC | Person County | NC145 | 145 | Electric Utility | 36.4833 | -79.0731 | NC Eastern Municipal Power Agency (Owner),Duke Energy Progress, LLC (Owner),Duke Energy Progress, LLC (Operator) | Phase 2 | Phase 2 Group 1 | Dry bottom wall-fired boiler | Coal | Diesel Oil | Wet Limestone | Low NOx Burner Technology (Dry Bottom only),Overfire Air,Selective Catalytic Reduction | Wet Scrubber,Electrostatic Precipitator |  | 1980-09-15 | Operating | 4500 | 4 (745.2) | 2712 4A | 745.2 | Y
NC | Roxboro | 2712 | 4B | CS004A | 2023 | ARP, CSNOX, CSSO2G1, MATS, SIPNOX | 608414 | 4 | SERC | Person County | NC145 | 145 | Electric Utility | 36.4833 | -79.0731 | NC Eastern Municipal Power Agency (Owner),Duke Energy Progress, LLC (Owner),Duke Energy Progress, LLC (Operator) | Phase 2 | Phase 2 Group 1 | Dry bottom wall-fired boiler | Coal | Diesel Oil | Wet Limestone | Low NOx Burner Technology (Dry Bottom only),Overfire Air,Selective Catalytic Reduction | Wet Scrubber,Electrostatic Precipitator |  | 1980-09-15 | Operating | 4500 | 4 (745.2) | 2712 4B | 745.2 | Y
NC | L V Sutton | 2713 | 4 |  | 2023 | ARP, CSNOX, CSSO2G1, SIPNOX | 609197 (Ended Feb 24, 2023), 608414 (Started Feb 24, 2023) | 4 | SERC | New Hanover County | NC129 | 129 | Electric Utility | 34.2824 | -77.9864 | Duke Energy Progress, LLC (Owner),Duke Energy Progress, LLC (Operator) | Phase 2 |  | Combustion turbine | Natural Gas | Diesel Oil |  | Water Injection |  |  | 2017-06-21 | Operating | 670 | 4 (45) | 2713 4 | 45
NC | L V Sutton | 2713 | 5 |  | 2023 | ARP, CSNOX, CSSO2G1, SIPNOX | 609197 (Ended Feb 24, 2023), 608414 (Started Feb 24, 2023) | 4 | SERC | New Hanover County | NC129 | 129 | Electric Utility | 34.2824 | -77.9864 | Duke Energy Progress, LLC (Owner),Duke Energy Progress, LLC (Operator) | Phase 2 |  | Combustion turbine | Natural Gas | Diesel Oil |  | Water Injection |  |  | 2017-06-17 | Operating | 670 | 5 (45) | 2713 5 | 45
NC | L V Sutton | 2713 | 01A |  | 2023 | ARP, CSNOX, CSSO2G1, SIPNOX | 609197 (Ended Feb 24, 2023), 608414 (Started Feb 24, 2023) | 4 | SERC | New Hanover County | NC129 | 129 | Electric Utility | 34.2824 | -77.9864 | Duke Energy Progress, LLC (Owner),Duke Energy Progress, LLC (Operator) | Phase 2 |  | Combined cycle | Natural Gas | Diesel Oil |  | Dry Low NOx Burners,Water Injection,Selective Catalytic Reduction |  |  | 2013-07-28 | Operating | 2717 | CA1 (288), CT1 (181) | 2713 01A | 325 | Y
NC | L V Sutton | 2713 | 01B |  | 2023 | ARP, CSNOX, CSSO2G1, SIPNOX | 609197 (Ended Feb 24, 2023), 608414 (Started Feb 24, 2023) | 4 | SERC | New Hanover County | NC129 | 129 | Electric Utility | 34.2824 | -77.9864 | Duke Energy Progress, LLC (Owner),Duke Energy Progress, LLC (Operator) | Phase 2 |  | Combined cycle | Natural Gas | Diesel Oil |  | Dry Low NOx Burners,Water Injection,Selective Catalytic Reduction |  |  | 2013-07-27 | Operating | 2717 | CT2 (181), CA1 (288) | 2713 01B | 325 | Y
NC | W H Weatherspoon | 2716 | 4 |  | 2023 | CSNOX, CSSO2G1, SIPNOX | 609197 (Ended May 02, 2023), 608414 (Started May 02, 2023) | 4 | SERC | Robeson County | NC155 | 155 | Electric Utility | 34.5889 | -78.975 | Duke Energy Progress, LLC (Owner),Duke Energy Progress, LLC (Operator) |  |  | Combustion turbine | Diesel Oil | [5 empty] | 1970-05-01 | Operating | 573 | GT1 (39.7) | 2716 4 | 39.7
NC | W H Weatherspoon | 2716 | 5 |  | 2023 | CSNOX, CSSO2G1, SIPNOX | 609197 (Ended May 02, 2023), 608414 (Started May 02, 2023) | 4 | SERC | Robeson County | NC155 | 155 | Electric Utility | 34.5889 | -78.975 | Duke Energy Progress, LLC (Owner),Duke Energy Progress, LLC (Operator) |  |  | Combustion turbine | Diesel Oil | [5 empty] | 1970-05-01 | Operating | 573 | GT2 (39.7) | 2716 5 | 39.7
NC | W H Weatherspoon | 2716 | 6 |  | 2023 | CSNOX, CSSO2G1, SIPNOX | 609197 (Ended May 02, 2023), 608414 (Started May 02, 2023) | 4 | SERC | Robeson County | NC155 | 155 | Electric Utility | 34.5889 | -78.975 | Duke Energy Progress, LLC (Owner),Duke Energy Progress, LLC (Operator) |  |  | Combustion turbine | Diesel Oil | [5 empty] | 1971-04-01 | Operating | 573 | GT3 (48.6) | 2716 6 | 48.6
NC | W H Weatherspoon | 2716 | 7 |  | 2023 | CSNOX, CSSO2G1, SIPNOX | 609197 (Ended May 02, 2023), 608414 (Started May 02, 2023) | 4 | SERC | Robeson County | NC155 | 155 | Electric Utility | 34.5889 | -78.975 | Duke Energy Progress, LLC (Owner),Duke Energy Progress, LLC (Operator) |  |  | Combustion turbine | Diesel Oil | [5 empty] | 1971-04-01 | Operating | 573 | GT4 (48.6) | 2716 7 | 48.6
NC | G G Allen | 2718 | 1 | CS125 | 2023 | ARP, CSNOX, CSSO2G1, MATS, SIPNOX | 608414 | 4 | SERC | Gaston County | NC071 | 71 | Electric Utility | 35.1897 | -81.0122 | Duke Energy Carolinas, LLC (Owner),Duke Energy Carolinas, LLC (Operator) | Phase 2 | Early Election | Tangentially-fired | Coal | Diesel Oil | Wet Limestone | Low NOx Burner Technology w/ Closed-coupled/Separated OFA,Selective Non-catalytic Reduction | Electrostatic Precipitator,Wet Scrubber |  | 1957-06-11 | Operating | 2141 | 1 (165) | 2718 1 | 165 | Y
NC | G G Allen | 2718 | 5 | CS125 | 2023 | ARP, CSNOX, CSSO2G1, MATS, SIPNOX | 608414 | 4 | SERC | Gaston County | NC071 | 71 | Electric Utility | 35.1897 | -81.0122 | Duke Energy Carolinas, LLC (Owner),Duke Energy Carolinas, LLC (Operator) | Phase 2 | Early Election | Tangentially-fired | Coal | Diesel Oil | Wet Limestone | Low NOx Burner Technology w/ Closed-coupled/Separated OFA,Selective Non-catalytic Reduction | Electrostatic Precipitator,Wet Scrubber |  | 1961-07-03 | Operating | 3997 | 5 (275) | 2718 5 | 275 | Y
NC | Buck | 2720 | 11C |  | 2023 | ARP, CSNOX, CSSO2G1, SIPNOX | 609197 (Ended Feb 24, 2023), 608414 (Started Feb 24, 2023) | 4 | SERC | Rowan County | NC159 | 159 | Electric Utility | 35.7133 | -80.3767 | Duke Energy Carolinas, LLC (Owner),Duke Energy Carolinas, LLC (Operator) | Phase 2 |  | Combined cycle | Pipeline Natural Gas |  |  | Dry Low NOx Burners,Selective Catalytic Reduction |  |  | 2011-09-27 | Operating | 2604.1 | ST10 (320.5), CT11 (171.5) | 2720 11C | 331.75 | Y
NC | Buck | 2720 | 12C |  | 2023 | ARP, CSNOX, CSSO2G1, SIPNOX | 609197 (Ended Feb 24, 2023), 608414 (Started Feb 24, 2023) | 4 | SERC | Rowan County | NC159 | 159 | Electric Utility | 35.7133 | -80.3767 | Duke Energy Carolinas, LLC (Owner),Duke Energy Carolinas, LLC (Operator) | Phase 2 |  | Combined cycle | Pipeline Natural Gas |  |  | Dry Low NOx Burners,Selective Catalytic Reduction |  |  | 2011-10-06 | Operating | 2604.1 | CT12 (171.5), ST10 (320.5) | 2720 12C | 331.75 | Y
NC | Cliffside | 2721 | 5 |  | 2023 | ARP, CSNOX, CSSO2G1, MATS, SIPNOX | 608414 | 4 | SERC | Cleveland County | NC045 | 45 | Electric Utility | 35.22 | -81.7594 | Duke Energy Carolinas, LLC (Owner),Duke Energy Carolinas, LLC (Operator) | Phase 2 | Early Election | Tangentially-fired | Coal | Diesel Oil, Pipeline Natural Gas | Wet Lime FGD | Low NOx Burner Technology w/ Closed-coupled/Separated OFA,Selective Catalytic Reduction | Electrostatic Precipitator,Wet Scrubber |  | 1972-06-20 | Operating | 6080 | 5 (570.9) | 2721 5 | 570.9 | Y
NC | Cliffside | 2721 | 6 |  | 2023 | ARP, CSNOX, CSSO2G1, MATS, SIPNOX | 608414 | 4 | SERC | Cleveland County | NC045 | 45 | Electric Utility | 35.22 | -81.7594 | Duke Energy Carolinas, LLC (Owner),Duke Energy Carolinas, LLC (Operator) | Phase 2 |  | Dry bottom wall-fired boiler | Coal | Diesel Oil, Pipeline Natural Gas | Wet Lime FGD | Low NOx Burner Technology w/ Overfire Air,Selective Catalytic Reduction | Baghouse,Wet Scrubber |  | 2012-06-10 | Operating | 8000 | 6 (905) | 2721 6 | 905 | Y
NC | Dan River | 2723 | 8C |  | 2023 | ARP, CSNOX, CSSO2G1, SIPNOX | 609197 (Ended Feb 24, 2023), 608414 (Started Feb 24, 2023) | 4 | SERC | Rockingham County | NC157 | 157 | Electric Utility | 36.4862 | -79.7208 | Duke Energy Carolinas, LLC (Owner),Duke Energy Carolinas, LLC (Operator) | Phase 2 |  | Combined cycle | Natural Gas |  |  | Dry Low NOx Burners,Selective Catalytic Reduction |  |  | 2012-07-24 | Operating | 2625 | CT8 (171.5), ST7 (320.5) | 2723 8C | 331.75 | Y
NC | Dan River | 2723 | 9C |  | 2023 | ARP, CSNOX, CSSO2G1, SIPNOX | 609197 (Ended Feb 24, 2023), 608414 (Started Feb 24, 2023) | 4 | SERC | Rockingham County | NC157 | 157 | Electric Utility | 36.4862 | -79.7208 | Duke Energy Carolinas, LLC (Owner),Duke Energy Carolinas, LLC (Operator) | Phase 2 |  | Combined cycle | Natural Gas |  |  | Dry Low NOx Burners,Selective Catalytic Reduction |  |  | 2012-08-09 | Operating | 2625 | ST7 (320.5), CT9 (171.5) | 2723 9C | 331.75 | Y
NC | Marshall | 2727 | 1 | CS001 | 2023 | ARP, CSNOX, CSSO2G1, MATS, SIPNOX | 608414 | 4 | SERC | Catawba County | NC035 | 35 | Electric Utility | 35.5975 | -80.9658 | Duke Energy Carolinas, LLC (Owner),Duke Energy Carolinas, LLC (Operator) | Phase 2 | Early Election | Tangentially-fired | Coal | Diesel Oil, Pipeline Natural Gas | Wet Lime FGD | Low NOx Burner Technology w/ Closed-coupled/Separated OFA,Selective Non-catalytic Reduction | Electrostatic Precipitator,Wet Scrubber |  | 1965-03-21 | Operating | 4756 | 1 (350) | 2727 1 | 350 | Y
NC | Marshall | 2727 | 2 | CS001 | 2023 | ARP, CSNOX, CSSO2G1, MATS, SIPNOX | 608414 | 4 | SERC | Catawba County | NC035 | 35 | Electric Utility | 35.5975 | -80.9658 | Duke Energy Carolinas, LLC (Owner),Duke Energy Carolinas, LLC (Operator) | Phase 2 | Early Election | Tangentially-fired | Coal | Diesel Oil, Pipeline Natural Gas | Wet Lime FGD | Low NOx Burner Technology w/ Closed-coupled/Separated OFA,Selective Non-catalytic Reduction | Electrostatic Precipitator,Wet Scrubber |  | 1966-04-17 | Operating | 4542 | 2 (350) | 2727 2 | 350 | Y
NC | Marshall | 2727 | 3 |  | 2023 | ARP, CSNOX, CSSO2G1, MATS, SIPNOX | 608414 | 4 | SERC | Catawba County | NC035 | 35 | Electric Utility | 35.5975 | -80.9658 | Duke Energy Carolinas, LLC (Owner),Duke Energy Carolinas, LLC (Operator) | Phase 2 | Early Election | Tangentially-fired | Coal | Diesel Oil, Other Oil, Pipeline Natural Gas | Wet Lime FGD | Low NOx Burner Technology w/ Closed-coupled/Separated OFA,Selective Catalytic Reduction | Electrostatic Precipitator,Wet Scrubber |  | 1969-05-15 | Operating | 7506 | 3 (648) | 2727 3 | 648 | Y
NC | Marshall | 2727 | 4 |  | 2023 | ARP, CSNOX, CSSO2G1, MATS, SIPNOX | 608414 | 4 | SERC | Catawba County | NC035 | 35 | Electric Utility | 35.5975 | -80.9658 | Duke Energy Carolinas, LLC (Owner),Duke Energy Carolinas, LLC (Operator) | Phase 2 | Early Election | Tangentially-fired | Coal | Diesel Oil, Pipeline Natural Gas | Wet Lime FGD | Low NOx Burner Technology w/ Closed-coupled/Separated OFA,Selective Non-catalytic Reduction | Electrostatic Precipitator,Wet Scrubber |  | 1970-05-01 | Operating | 7486 | 4 (648) | 2727 4 | 648 | Y
ND | R M Heskett | 2790 | CT6 |  | 2023 | ARP | 607438 | 8 | MAPP | Morton County | ND059 | 59 | Electric Utility | 46.8669 | -100.8839 | Montana Dakota Utilities Company (Owner),Montana Dakota Utilities Company (Operator) | Phase 2 |  | Combustion turbine | Pipeline Natural Gas |  |  | Dry Low NOx Burners |  |  | 2014-06-16 | Operating | 1200 | 3 (88) | 2790 CT6 | 88
ND | Leland Olds | 2817 | 1 |  | 2023 | ARP, MATS | 609771 | 8 | MAPP | Mercer County | ND057 | 57 | Electric Utility | 47.2819 | -101.3194 | Basin Electric Power Cooperative (Owner),Basin Electric Power Cooperative (Operator) | Phase 2 | Early Election | Dry bottom wall-fired boiler | Coal |  | Wet Lime FGD | Low NOx Burner Technology (Dry Bottom only),Overfire Air,Selective Non-catalytic Reduction | Electrostatic Precipitator | Additives to Enhance PAC and Existing Equipment Performance,Untreated PAC Sorbent Injection | 1966-01-30 | Operating | 3084 | 1 (216) | 2817 1 | 216 | Y
ND | Leland Olds | 2817 | 2 |  | 2023 | ARP, MATS | 609771 | 8 | MAPP | Mercer County | ND057 | 57 | Electric Utility | 47.2819 | -101.3194 | Basin Electric Power Cooperative (Owner),Basin Electric Power Cooperative (Operator) | Phase 2 | Phase 2 Group 2 | Cyclone boiler | Coal |  | Wet Lime FGD | Overfire Air,Selective Non-catalytic Reduction | Electrostatic Precipitator | Additives to Enhance PAC and Existing Equipment Performance,Untreated PAC Sorbent Injection | 1975-12-15 | Operating | 5531 | 2 (440) | 2817 2 | 440 | Y
ND | Milton R Young | 2823 | B1 |  | 2023 | ARP, MATS | 608566 | 8 | MAPP | Oliver County | ND065 | 65 | Electric Utility | 47.0664 | -101.2139 | Minnkota Power Cooperative, Inc. (Owner),Minnkota Power Cooperative, Inc. (Operator) | Phase 2 | Phase 2 Group 2 | Cyclone boiler | Coal |  | Wet Lime FGD,Wet Limestone | Overfire Air,Selective Non-catalytic Reduction | Electrostatic Precipitator |  | 1970-11-18 | Operating | 3339 | 1 (270) | 2823 B1 | 270 | Y
ND | Milton R Young | 2823 | B2 |  | 2023 | ARP, MATS | 608566 | 8 | MAPP | Oliver County | ND065 | 65 | Electric Utility | 47.0664 | -101.2139 | Square Butte Electric Cooperative (Owner),Minnkota Power Cooperative, Inc. (Operator) | Phase 2 | Phase 2 Group 2 | Cyclone boiler | Coal |  | Dual Alkali,Wet Lime FGD | Overfire Air,Selective Non-catalytic Reduction | Electrostatic Precipitator |  | 1977-05-11 | Operating | 6584 | 2 (518) | 2823 B2 | 518 | Y
OH | Cardinal | 2828 | 1 |  | 2023 | ARP, CSNOX, CSOSG3, CSSO2G1, MATS | 609050 | 5 | ECAR | Jefferson County | OH081 | 81 | Electric Utility | 40.2522 | -80.6486 | AEP Generation Resources, Inc. (Owner),Cardinal Operating Company (Operator) | Table 1 | Phase 2 Group 2 | Cell burner boiler | Coal |  | Wet Limestone | Low NOx Cell Burner,Selective Catalytic Reduction | Electrostatic Precipitator |  | 1967-02-01 | Operating | 6625 | 1 (615.2) | 2828 1 | 615.2 | Y
OH | Cardinal | 2828 | 2 |  | 2023 | ARP, CSNOX, CSOSG3, CSSO2G1, MATS | 609050 | 5 | ECAR | Jefferson County | OH081 | 81 | Electric Utility | 40.2522 | -80.6486 | Buckeye Power, Inc. (Owner),Cardinal Operating Company (Operator) | Table 1 | Phase 2 Group 2 | Cell burner boiler | Coal |  | Wet Limestone | Low NOx Cell Burner,Selective Catalytic Reduction | Electrostatic Precipitator |  | 1967-07-01 | Operating | 6500 | 2 (615.2) | 2828 2 | 615.2 | Y
OH | Cardinal | 2828 | 3 |  | 2023 | ARP, CSNOX, CSOSG3, CSSO2G1, MATS | 609050 | 5 | ECAR | Jefferson County | OH081 | 81 | Electric Utility | 40.2522 | -80.6486 | Buckeye Power, Inc. (Owner),Cardinal Operating Company (Operator) | Phase 2 | Phase 2 Group 1 | Dry bottom wall-fired boiler | Coal |  | Wet Limestone | Low NOx Burner Technology (Dry Bottom only),Selective Catalytic Reduction | Electrostatic Precipitator,Wet Scrubber |  | 1977-09-20 | Operating | 6550 | 3 (650) | 2828 3 | 650 | Y
OH | Dicks Creek Power Company LLC | 2831 | 1 |  | 2023 | CSNOX, CSOSG3, CSSO2G1 | 603383 | 5 |  | Butler County | OH017 | 17 | Electric Utility | 39.465 | -84.3775 | Dicks Creek Power Company LLC (Owner),Dicks Creek Power Company LLC (Operator) |  |  | Combustion turbine | Pipeline Natural Gas | [5 empty] | 1965-09-30 | Operating | 1980 | 1 (100) | 2831 1 | 100
OH | Miami Fort Power Station | 2832 | 6 |  | 2023 | ARP, CSNOX, CSOSG3, CSSO2G1, MATS | 603383 | 5 |  | Hamilton County | OH061 | 61 | Electric Utility | 39.1131 | -84.8031 | Miami Fort Power Company LLC (Owner),Miami Fort Power Company LLC (Operator) | Table 1 | Phase 1 Group 1 | Tangentially-fired | Coal |  |  |  | Electrostatic Precipitator |  | 1960-11-30 | Operating | 1635 | 6 (168) | 2832 6 | 168
OH | Miami Fort Power Station | 2832 | 7 |  | 2023 | ARP, CSNOX, CSOSG3, CSSO2G1, MATS | 603383 | 5 |  | Hamilton County | OH061 | 61 | Electric Utility | 39.1131 | -84.8031 | Miami Fort Power Company LLC (Owner),Miami Fort Power Company LLC (Operator) | Table 1 | Phase 2 Group 2 | Cell burner boiler | Coal |  | Wet Limestone | Low NOx Cell Burner,Selective Catalytic Reduction | Wet Scrubber,Electrostatic Precipitator |  | 1975-05-01 | Operating | 5575 | 7 (512) | 2832 7 | 512 | Y
OH | Miami Fort Power Station | 2832 | 8 |  | 2023 | ARP, CSNOX, CSOSG3, CSSO2G1, MATS | 603383 | 5 |  | Hamilton County | OH061 | 61 | Electric Utility | 39.1131 | -84.8031 | Miami Fort Power Company LLC (Owner),Miami Fort Power Company LLC (Operator) | Phase 2 | Phase 2 Group 1 | Dry bottom wall-fired boiler | Coal |  | Wet Limestone | Selective Catalytic Reduction,Low NOx Burner Technology (Dry Bottom only),Low NOx Cell Burner | Wet Scrubber,Electrostatic Precipitator |  | 1978-02-22 | Operating | 5025 | 8 (512) | 2832 8 | 512 | Y
OH | Frank M Tait Station | 2847 | 1 |  | 2023 | ARP, CSNOX, CSOSG3, CSSO2G1 | 609371 | 5 |  | Montgomery County | OH113 | 113 | Electric Utility | 39.7281 | -84.2103 | Tait Electric Generating Station, LLC (Owner),Tait Electric Generating Station, LLC (Operator) | Phase 2 |  | Combustion turbine | Pipeline Natural Gas | Diesel Oil |  | Water Injection |  |  | 1995-06-01 | Operating | 1500 | GT1 (103.5) | 2847 1 | 103.5
OH | Frank M Tait Station | 2847 | 2 |  | 2023 | ARP, CSNOX, CSOSG3, CSSO2G1 | 609371 | 5 |  | Montgomery County | OH113 | 113 | Electric Utility | 39.7281 | -84.2103 | Tait Electric Generating Station, LLC (Owner),Tait Electric Generating Station, LLC (Operator) | Phase 2 |  | Combustion turbine | Pipeline Natural Gas | Diesel Oil |  | Water Injection |  |  | 1997-01-03 | Operating | 1500 | GT2 (106.1) | 2847 2 | 106.1
OH | Frank M Tait Station | 2847 | 3 |  | 2023 | ARP, CSNOX, CSOSG3, CSSO2G1 | 609371 | 5 |  | Montgomery County | OH113 | 113 | Electric Utility | 39.7281 | -84.2103 | Tait Electric Generating Station, LLC (Owner),Tait Electric Generating Station, LLC (Operator) | Phase 2 |  | Combustion turbine | Pipeline Natural Gas | Diesel Oil |  | Dry Low NOx Burners,Water Injection |  |  | 1999-02-01 | Operating | 1500 | GT3 (99) | 2847 3 | 99
OH | O H Hutchings | 2848 | H-7 |  | 2023 | CSNOX, CSOSG3, CSSO2G1 | 609371 | 5 | ECAR | Montgomery County | OH113 | 113 | Electric Utility | 39.6094 | -84.2931 | O.H. Hutchings CT, LLC (Owner),O.H. Hutchings CT, LLC (Operator) |  |  | Combustion turbine | Pipeline Natural Gas | Diesel Oil |  |  |  |  | 1968-11-15 | Operating | 558 | 7 (32.6) | 2848 H-7 | 32.6
OH | Niles | 2861 | CTA |  | 2023 | CSNOX, CSOSG3, CSSO2G1 | 1427 | 5 | ECAR | Trumbull County | OH155 | 155 | Electric Utility | 41.1667 | -80.75 | Niles Power, LLC (Owner),Niles Power, LLC (Operator) |  |  | Combustion turbine | Diesel Oil | [5 empty] | 1972-07-10 | Operating | 469 | GT1 (27) | 2861 CTA | 27
OH | W H Sammis | 2866 | 5 | CSA, CSB | 2023 | ARP, CSNOX, CSOSG3, CSSO2G1, MATS | 606947 (Ended Oct 12, 2023), 609474 (Started Oct 12, 2023) | 5 | ECAR | Jefferson County | OH081 | 81 | Electric Utility | 40.5308 | -80.6311 | FirstEnergy Generation, LLC (Owner),FirstEnergy Generation, LLC (Operator) | Table 1 | Phase 1 Group 1 | Dry bottom wall-fired boiler | Coal |  | Wet Lime FGD | Low NOx Burner Technology (Dry Bottom only),Selective Non-catalytic Reduction | Electrostatic Precipitator |  | 1967-10-01 | Operating (Retired 05/31/2023) | 3810 | 5 (334.1) | 2866 5 | 334.1 | Y
OH | W H Sammis | 2866 | 6 | CSA, CSB | 2023 | ARP, CSNOX, CSOSG3, CSSO2G1, MATS | 606947 (Ended Oct 12, 2023), 609474 (Started Oct 12, 2023) | 5 | ECAR | Jefferson County | OH081 | 81 | Electric Utility | 40.5308 | -80.6311 | FirstEnergy Generation, LLC (Owner),FirstEnergy Generation, LLC (Operator) | Table 1 | Phase 1 Group 1 | Dry bottom wall-fired boiler | Coal |  | Wet Lime FGD | Low NOx Burner Technology w/ Overfire Air,Selective Catalytic Reduction | Electrostatic Precipitator |  | 1969-01-01 | Operating (Retired 05/31/2023) | 7300 | 6 (680) | 2866 6 | 680 | Y
OH | W H Sammis | 2866 | 7 | CSA, CSB | 2023 | ARP, CSNOX, CSOSG3, CSSO2G1, MATS | 606947 (Ended Oct 12, 2023), 609474 (Started Oct 12, 2023) | 5 | ECAR | Jefferson County | OH081 | 81 | Electric Utility | 40.5308 | -80.6311 | FirstEnergy Generation, LLC (Owner),FirstEnergy Generation, LLC (Operator) | Table 1 | Phase 2 Group 2 | Cell burner boiler | Coal |  | Wet Lime FGD | Low NOx Cell Burner,Selective Catalytic Reduction | Electrostatic Precipitator |  | 1971-07-01 | Operating (Retired 05/31/2023) | 7400 | 7 (680) | 2866 7 | 680 | Y
OH | West Lorain | 2869 | 2 |  | 2023 | ARP, CSNOX, CSOSG3, CSSO2G1 | 609990 (Ended Apr 12, 2023), 609482 (Started Apr 12, 2023) | 5 |  | Lorain County | OH093 | 93 | Electric Utility | 41.4297 | -82.2633 | Vermillion Power, LLC (Owner),Vermillion Power, LLC (Operator) | Phase 2 |  | Combustion turbine | Diesel Oil | Pipeline Natural Gas |  | Dry Low NOx Burners,Water Injection |  |  | 2001-02-20 | Operating | 1130 | 2 (85) | 2869 2 | 85
OH | West Lorain | 2869 | 3 |  | 2023 | ARP, CSNOX, CSOSG3, CSSO2G1 | 609990 (Ended Apr 12, 2023), 609482 (Started Apr 12, 2023) | 5 |  | Lorain County | OH093 | 93 | Electric Utility | 41.4297 | -82.2633 | Vermillion Power, LLC (Owner),Vermillion Power, LLC (Operator) | Phase 2 |  | Combustion turbine | Diesel Oil | Pipeline Natural Gas |  | Dry Low NOx Burners,Water Injection |  |  | 2001-02-20 | Operating | 1140 | 3 (85) | 2869 3 | 85
OH | West Lorain | 2869 | 4 |  | 2023 | ARP, CSNOX, CSOSG3, CSSO2G1 | 609990 (Ended Apr 12, 2023), 609482 (Started Apr 12, 2023) | 5 |  | Lorain County | OH093 | 93 | Electric Utility | 41.4297 | -82.2633 | Vermillion Power, LLC (Owner),Vermillion Power, LLC (Operator) | Phase 2 |  | Combustion turbine | Diesel Oil | Pipeline Natural Gas |  | Dry Low NOx Burners,Water Injection |  |  | 2001-02-20 | Operating | 1325 | 4 (85) | 2869 4 | 85
OH | West Lorain | 2869 | 5 |  | 2023 | ARP, CSNOX, CSOSG3, CSSO2G1 | 609990 (Ended Apr 12, 2023), 609482 (Started Apr 12, 2023) | 5 |  | Lorain County | OH093 | 93 | Electric Utility | 41.4297 | -82.2633 | Vermillion Power, LLC (Owner),Vermillion Power, LLC (Operator) | Phase 2 |  | Combustion turbine | Diesel Oil | Pipeline Natural Gas |  | Dry Low NOx Burners,Water Injection |  |  | 2001-02-20 | Operating | 1100 | 5 (85) | 2869 5 | 85
OH | West Lorain | 2869 | 6 |  | 2023 | ARP, CSNOX, CSOSG3, CSSO2G1 | 609990 (Ended Apr 12, 2023), 609482 (Started Apr 12, 2023) | 5 |  | Lorain County | OH093 | 93 | Electric Utility | 41.4297 | -82.2633 | Vermillion Power, LLC (Owner),Vermillion Power, LLC (Operator) | Phase 2 |  | Combustion turbine | Diesel Oil | Pipeline Natural Gas |  | Dry Low NOx Burners,Water Injection |  |  | 2001-02-20 | Operating | 1110 | 6 (85) | 2869 6 | 85
OH | West Lorain | 2869 | 1A |  | 2023 | CSNOX, CSOSG3, CSSO2G1 | 609990 (Ended Apr 12, 2023), 609482 (Started Apr 12, 2023) | 5 |  | Lorain County | OH093 | 93 | Electric Utility | 41.4297 | -82.2633 | Vermillion Power, LLC (Owner),Vermillion Power, LLC (Operator) |  |  | Combustion turbine | Diesel Oil | [5 empty] | 1973-05-01 | Operating | 1050 | 1A (65.3) | 2869 1A | 65.3
OH | West Lorain | 2869 | 1B |  | 2023 | CSNOX, CSOSG3, CSSO2G1 | 609990 (Ended Apr 12, 2023), 609482 (Started Apr 12, 2023) | 5 |  | Lorain County | OH093 | 93 | Electric Utility | 41.4297 | -82.2633 | Vermillion Power, LLC (Owner),Vermillion Power, LLC (Operator) |  |  | Combustion turbine | Diesel Oil | [5 empty] | 1973-05-01 | Operating | 1050 | 1B (65.3) | 2869 1B | 65.3
OH | Kyger Creek | 2876 | 1 | CS12 | 2023 | ARP, CSNOX, CSOSG3, CSSO2G1, MATS | 606502 | 5 | ECAR | Gallia County | OH053 | 53 | Electric Utility | 38.9161 | -82.1281 | Ohio Valley Electric Corporation (Owner),Ohio Valley Electric Corporation (Operator) | Table 1 | Phase 2 Group 2 | Wet bottom wall-fired boiler | Coal |  | Wet Lime FGD,Wet Limestone | Overfire Air,Selective Catalytic Reduction | Electrostatic Precipitator,Wet Scrubber |  | 1955-02-15 | Operating | 2629.6 | 1 (217.3) | 2876 1 | 217.3 | Y
OH | Kyger Creek | 2876 | 2 | CS12 | 2023 | ARP, CSNOX, CSOSG3, CSSO2G1, MATS | 606502 | 5 | ECAR | Gallia County | OH053 | 53 | Electric Utility | 38.9161 | -82.1281 | Ohio Valley Electric Corporation (Owner),Ohio Valley Electric Corporation (Operator) | Table 1 | Phase 2 Group 2 | Wet bottom wall-fired boiler | Coal |  | Wet Lime FGD,Wet Limestone | Overfire Air,Selective Catalytic Reduction | Electrostatic Precipitator,Wet Scrubber |  | 1955-06-24 | Operating | 2629.6 | 2 (217.3) | 2876 2 | 217.3 | Y
OH | Kyger Creek | 2876 | 3 | CS35 | 2023 | ARP, CSNOX, CSOSG3, CSSO2G1, MATS | 606502 | 5 | ECAR | Gallia County | OH053 | 53 | Electric Utility | 38.9161 | -82.1281 | Ohio Valley Electric Corporation (Owner),Ohio Valley Electric Corporation (Operator) | Table 1 | Phase 2 Group 2 | Wet bottom wall-fired boiler | Coal |  | Wet Lime FGD,Wet Limestone | Overfire Air,Selective Catalytic Reduction | Electrostatic Precipitator,Wet Scrubber |  | 1955-09-01 | Operating | 2629.6 | 3 (217.3) | 2876 3 | 217.3 | Y
OH | Kyger Creek | 2876 | 4 | CS35 | 2023 | ARP, CSNOX, CSOSG3, CSSO2G1, MATS | 606502 | 5 | ECAR | Gallia County | OH053 | 53 | Electric Utility | 38.9161 | -82.1281 | Ohio Valley Electric Corporation (Owner),Ohio Valley Electric Corporation (Operator) | Table 1 | Phase 2 Group 2 | Wet bottom wall-fired boiler | Coal |  | Wet Lime FGD,Wet Limestone | Overfire Air,Selective Catalytic Reduction | Electrostatic Precipitator,Wet Scrubber |  | 1955-11-15 | Operating | 2629.6 | 4 (217.3) | 2876 4 | 217.3 | Y
OH | Kyger Creek | 2876 | 5 | CS35 | 2023 | ARP, CSNOX, CSOSG3, CSSO2G1, MATS | 606502 | 5 | ECAR | Gallia County | OH053 | 53 | Electric Utility | 38.9161 | -82.1281 | Ohio Valley Electric Corporation (Owner),Ohio Valley Electric Corporation (Operator) | Table 1 | Phase 2 Group 2 | Wet bottom wall-fired boiler | Coal |  | Wet Lime FGD,Wet Limestone | Overfire Air,Selective Catalytic Reduction | Electrostatic Precipitator,Wet Scrubber |  | 1955-12-22 | Operating | 2629.6 | 5 (217.3) | 2876 5 | 217.3 | Y
OH | Bay Shore | 2878 | 1 |  | 2023 | ARP, CSNOX, CSOSG3, CSSO2G1, MATS | 605863 (Ended Apr 11, 2023), 609193 (Started Apr 11, 2023)(Ended Apr 11, 2023), 610326 (Started Apr 11, 2023) | 5 |  | Lucas County | OH095 | 95 | Electric Utility | 41.6925 | -83.4375 | Walleye Power, LLC (Owner),Walleye Power, LLC (Operator) | Phase 2 | Phase 2 Group 1 | Circulating fluidized bed boiler | Petroleum Coke | Coal | Dry Lime FGD | Overfire Air | Baghouse | Halogenated PAC Sorbent Injection | 1955-08-01 | Operating | 2259.5 | 1 (140.6) | 2878 1 | 140.6
OH | Richland Peaking Station | 2880 | CTG4 |  | 2023 | ARP, CSNOX, CSOSG3, CSSO2G1 | 603383 | 5 |  | Defiance County | OH039 | 39 | Electric Utility | 41.3033 | -84.3386 | Richland-Stryker Generation LLC (Owner),Richland-Stryker Generation LLC (Operator) | Phase 2 |  | Combustion turbine | Pipeline Natural Gas |  |  | Water Injection |  |  | 2000-03-10 | Operating | 1673 | 4 (130) | 2880 CTG4 | 130
OH | Richland Peaking Station | 2880 | CTG5 |  | 2023 | ARP, CSNOX, CSOSG3, CSSO2G1 | 603383 | 5 |  | Defiance County | OH039 | 39 | Electric Utility | 41.3033 | -84.3386 | Richland-Stryker Generation LLC (Owner),Richland-Stryker Generation LLC (Operator) | Phase 2 |  | Combustion turbine | Pipeline Natural Gas |  |  | Water Injection |  |  | 2000-05-07 | Operating | 1673 | 5 (130) | 2880 CTG5 | 130
OH | Richland Peaking Station | 2880 | CTG6 |  | 2023 | ARP, CSNOX, CSOSG3, CSSO2G1 | 603383 | 5 |  | Defiance County | OH039 | 39 | Electric Utility | 41.3033 | -84.3386 | Richland-Stryker Generation LLC (Owner),Richland-Stryker Generation LLC (Operator) | Phase 2 |  | Combustion turbine | Pipeline Natural Gas |  |  | Water Injection |  |  | 2000-03-10 | Operating | 1673 | 6 (130) | 2880 CTG6 | 130
OK | Horseshoe Lake | 2951 | 6 |  | 2023 | ARP, CSOSG2 | 603925 | 6 | SPP | Oklahoma County | OK109 | 109 | Electric Utility | 35.5089 | -97.1789 | Oklahoma Gas & Electric Company (Owner),Oklahoma Gas & Electric Company (Operator) | Phase 2 |  | Dry bottom wall-fired boiler | Pipeline Natural Gas | Residual Oil |  |  |  |  | 1958-04-22 | Operating | 2212 | 6 (163) | 2951 6 | 163
OK | Horseshoe Lake | 2951 | 7 |  | 2023 | ARP, CSOSG2 | 603925 | 6 | SPP | Oklahoma County | OK109 | 109 | Electric Utility | 35.5089 | -97.1789 | Oklahoma Gas & Electric Company (Owner),Oklahoma Gas & Electric Company (Operator) | Phase 2 |  | Combined cycle | Pipeline Natural Gas | Residual Oil |  |  |  |  | 1963-06-12 | Operating | 3360 | GT7 (27), ST7 (219) | 2951 7 | 246
OK | Horseshoe Lake | 2951 | 8 |  | 2023 | ARP, CSOSG2 | 603925 | 6 | SPP | Oklahoma County | OK109 | 109 | Electric Utility | 35.5089 | -97.1789 | Oklahoma Gas & Electric Company (Owner),Oklahoma Gas & Electric Company (Operator) | Phase 2 |  | Tangentially-fired | Pipeline Natural Gas | [5 empty] | 1969-06-12 | Operating | 5201 | 8 (442) | 2951 8 | 442
OK | Horseshoe Lake | 2951 | 9 |  | 2023 | ARP, CSOSG2 | 603925 | 6 | SPP | Oklahoma County | OK109 | 109 | Electric Utility | 35.5089 | -97.1789 | Oklahoma Gas & Electric Company (Owner),Oklahoma Gas & Electric Company (Operator) | Phase 2 |  | Combustion turbine | Pipeline Natural Gas |  |  | Water Injection |  |  | 2000-06-15 | Operating | 550 | 9 (60.5) | 2951 9 | 60.5
OK | Horseshoe Lake | 2951 | 10 |  | 2023 | ARP, CSOSG2 | 603925 | 6 | SPP | Oklahoma County | OK109 | 109 | Electric Utility | 35.5089 | -97.1789 | Oklahoma Gas & Electric Company (Owner),Oklahoma Gas & Electric Company (Operator) | Phase 2 |  | Combustion turbine | Pipeline Natural Gas |  |  | Water Injection |  |  | 2000-06-14 | Operating | 550 | 10 (60.5) | 2951 10 | 60.5
OK | Muskogee | 2952 | 4 |  | 2023 | ARP, CSOSG2 | 603925 | 6 | SPP | Muskogee County | OK101 | 101 | Electric Utility | 35.7617 | -95.2847 | Oklahoma Gas & Electric Company (Owner),Oklahoma Gas & Electric Company (Operator) | Phase 2 | Early Election | Tangentially-fired | Pipeline Natural Gas |  |  | Low NOx Burner Technology w/ Closed-coupled/Separated OFA,Overfire Air | Electrostatic Precipitator |  | 1977-12-31 | Operating | 6000 | 4 (572) | 2952 4 | 572
OK | Muskogee | 2952 | 5 |  | 2023 | ARP, CSOSG2 | 603925 | 6 | SPP | Muskogee County | OK101 | 101 | Electric Utility | 35.7617 | -95.2847 | Oklahoma Gas & Electric Company (Owner),Oklahoma Gas & Electric Company (Operator) | Phase 2 | Early Election | Tangentially-fired | Pipeline Natural Gas |  |  | Low NOx Burner Technology w/ Closed-coupled/Separated OFA,Overfire Air | Electrostatic Precipitator |  | 1978-10-18 | Operating | 6005 | 5 (572) | 2952 5 | 572
OK | Muskogee | 2952 | 6 |  | 2023 | ARP, CSOSG2, MATS | 603925 | 6 | SPP | Muskogee County | OK101 | 101 | Electric Utility | 35.7617 | -95.2847 | Oklahoma Gas & Electric Company (Owner),Oklahoma Gas & Electric Company (Operator) | Phase 2 | Early Election | Tangentially-fired | Coal | Pipeline Natural Gas |  | Overfire Air | Electrostatic Precipitator | Halogenated PAC Sorbent Injection | 1984-06-18 | Operating | 6163 | 6 (572) | 2952 6 | 572
OK | Mustang | 2953 | T10 |  | 2023 | ARP, CSOSG2 | 603925 | 6 | SPP | Canadian County | OK017 | 17 | Electric Utility | 35.4711 | -97.6733 | Oklahoma Gas & Electric Company (Owner),Oklahoma Gas & Electric Company (Operator) | Phase 2 |  | Combustion turbine | Pipeline Natural Gas |  |  | Water Injection |  |  | 2017-11-30 | Operating | 610 | GT5 (60) | 2953 T10 | 60
OK | Mustang | 2953 | T11 |  | 2023 | ARP, CSOSG2 | 603925 | 6 | SPP | Canadian County | OK017 | 17 | Electric Utility | 35.4711 | -97.6733 | Oklahoma Gas & Electric Company (Owner),Oklahoma Gas & Electric Company (Operator) | Phase 2 |  | Combustion turbine | Pipeline Natural Gas |  |  | Water Injection |  |  | 2017-12-15 | Operating | 610 | GT6 (60) | 2953 T11 | 60
OK | Mustang | 2953 | T12 |  | 2023 | ARP, CSOSG2 | 603925 | 6 | SPP | Canadian County | OK017 | 17 | Electric Utility | 35.4711 | -97.6733 | Oklahoma Gas & Electric Company (Owner),Oklahoma Gas & Electric Company (Operator) | Phase 2 |  | Combustion turbine | Pipeline Natural Gas |  |  | Water Injection |  |  | 2017-12-20 | Operating | 610 | GT7 (60) | 2953 T12 | 60
OK | Mustang | 2953 | T6 |  | 2023 | ARP, CSOSG2 | 603925 | 6 | SPP | Canadian County | OK017 | 17 | Electric Utility | 35.4711 | -97.6733 | Oklahoma Gas & Electric Company (Owner),Oklahoma Gas & Electric Company (Operator) | Phase 2 |  | Combustion turbine | Pipeline Natural Gas |  |  | Water Injection |  |  | 2017-09-24 | Operating | 610 | GT1 (60) | 2953 T6 | 60
OK | Mustang | 2953 | T7 |  | 2023 | ARP, CSOSG2 | 603925 | 6 | SPP | Canadian County | OK017 | 17 | Electric Utility | 35.4711 | -97.6733 | Oklahoma Gas & Electric Company (Owner),Oklahoma Gas & Electric Company (Operator) | Phase 2 |  | Combustion turbine | Pipeline Natural Gas |  |  | Water Injection |  |  | 2017-10-15 | Operating | 610 | GT2 (60) | 2953 T7 | 60
OK | Mustang | 2953 | T8 |  | 2023 | ARP, CSOSG2 | 603925 | 6 | SPP | Canadian County | OK017 | 17 | Electric Utility | 35.4711 | -97.6733 | Oklahoma Gas & Electric Company (Owner),Oklahoma Gas & Electric Company (Operator) | Phase 2 |  | Combustion turbine | Pipeline Natural Gas |  |  | Water Injection |  |  | 2017-11-03 | Operating | 610 | GT3 (60) | 2953 T8 | 60
OK | Mustang | 2953 | T9 |  | 2023 | ARP, CSOSG2 | 603925 | 6 | SPP | Canadian County | OK017 | 17 | Electric Utility | 35.4711 | -97.6733 | Oklahoma Gas & Electric Company (Owner),Oklahoma Gas & Electric Company (Operator) | Phase 2 |  | Combustion turbine | Pipeline Natural Gas |  |  | Water Injection |  |  | 2017-11-19 | Operating | 610 | GT4 (60) | 2953 T9 | 60
OK | Seminole (2956) | 2956 | 1 |  | 2023 | ARP, CSOSG2 | 603925 | 6 | SPP | Seminole County | OK133 | 133 | Electric Utility | 34.9678 | -96.7242 | Oklahoma Gas & Electric Company (Owner),Oklahoma Gas & Electric Company (Operator) | Phase 2 |  | Dry bottom wall-fired boiler | Pipeline Natural Gas |  |  | Low NOx Burner Technology (Dry Bottom only) |  |  | 1971-03-29 | Operating | 5480 | 1 (567) | 2956 1 | 567
OK | Seminole (2956) | 2956 | 2 |  | 2023 | ARP, CSOSG2 | 603925 | 6 | SPP | Seminole County | OK133 | 133 | Electric Utility | 34.9678 | -96.7242 | Oklahoma Gas & Electric Company (Owner),Oklahoma Gas & Electric Company (Operator) | Phase 2 |  | Dry bottom wall-fired boiler | Pipeline Natural Gas |  |  | Low NOx Burner Technology (Dry Bottom only) |  |  | 1973-02-03 | Operating | 5480 | 2 (567) | 2956 2 | 567
OK | Seminole (2956) | 2956 | 3 |  | 2023 | ARP, CSOSG2 | 603925 | 6 | SPP | Seminole County | OK133 | 133 | Electric Utility | 34.9678 | -96.7242 | Oklahoma Gas & Electric Company (Owner),Oklahoma Gas & Electric Company (Operator) | Phase 2 |  | Dry bottom wall-fired boiler | Pipeline Natural Gas |  |  | Low NOx Burner Technology (Dry Bottom only) | Cyclone |  | 1975-06-16 | Operating | 5350 | 3 (567) | 2956 3 | 567
OK | Northeastern | 2963 | 3302 |  | 2023 | ARP, CSOSG2 | 608993 (Ended Apr 12, 2023), 610620 (Started Apr 12, 2023) | 6 | SPP | Rogers County | OK131 | 131 | Electric Utility | 36.4317 | -95.7008 | Public Service Company of Oklahoma (Owner),Public Service Company of Oklahoma (Operator) | Phase 2 |  | Cell burner boiler | Pipeline Natural Gas |  |  | Low NOx Cell Burner |  |  | 1970-06-30 | Operating | 4754 | 2 (441.8) | 2963 3302 | 441.8
OK | Northeastern | 2963 | 3313 |  | 2023 | ARP, CSOSG2, MATS | 608993 (Ended Apr 12, 2023), 610620 (Started Apr 12, 2023) | 6 | SPP | Rogers County | OK131 | 131 | Electric Utility | 36.4317 | -95.7008 | Public Service Company of Oklahoma (Owner),Public Service Company of Oklahoma (Operator) | Phase 2 | Early Election | Tangentially-fired | Coal |  | Dry Sorbent Injection | Overfire Air,Low NOx Burner Technology w/ Closed-coupled OFA | Baghouse,Electrostatic Precipitator | Halogenated PAC Sorbent Injection | 1979-06-30 | Operating | 5800 | 3 (441.2) | 2963 3313 | 441.2
OK | Northeastern | 2963 | 3301A |  | 2023 | ARP, CSOSG2 | 608993 (Ended Apr 12, 2023), 610620 (Started Apr 12, 2023) | 6 | SPP | Rogers County | OK131 | 131 | Electric Utility | 36.4317 | -95.7008 | Public Service Company of Oklahoma (Owner),Public Service Company of Oklahoma (Operator) | Phase 2 |  | Combined cycle | Pipeline Natural Gas |  |  | Dry Low NOx Burners |  |  | 2001-06-01 | Operating | 1783 | 1A (178.5), 1 (170) | 2963 3301A | 263.5
OK | Northeastern | 2963 | 3301B |  | 2023 | ARP, CSOSG2 | 608993 (Ended Apr 12, 2023), 610620 (Started Apr 12, 2023) | 6 | SPP | Rogers County | OK131 | 131 | Electric Utility | 36.4317 | -95.7008 | Public Service Company of Oklahoma (Owner),Public Service Company of Oklahoma (Operator) | Phase 2 |  | Combined cycle | Pipeline Natural Gas |  |  | Dry Low NOx Burners |  |  | 2001-06-01 | Operating | 1783 | 1B (178.5), 1 (170) | 2963 3301B | 263.5
OK | Southwestern | 2964 | 8002 | CP001 | 2023 | ARP, CSOSG2 | 608993 (Ended Apr 12, 2023), 610620 (Started Apr 12, 2023) | 6 | SPP | Caddo County | OK015 | 15 | Electric Utility | 35.1009 | -98.3524 | Public Service Company of Oklahoma (Owner),Public Service Company of Oklahoma (Operator) | Phase 2 |  | Dry bottom wall-fired boiler | Pipeline Natural Gas | [5 empty] | 1954-02-01 | Operating | 940 | 2 (80.3) | 2964 8002 | 80.3
OK | Southwestern | 2964 | 8003 | CP001 | 2023 | ARP, CSOSG2 | 608993 (Ended Apr 12, 2023), 610620 (Started Apr 12, 2023) | 6 | SPP | Caddo County | OK015 | 15 | Electric Utility | 35.1009 | -98.3524 | Public Service Company of Oklahoma (Owner),Public Service Company of Oklahoma (Operator) | Phase 2 |  | Cell burner boiler | Pipeline Natural Gas |  |  | Low NOx Cell Burner,Overfire Air |  |  | 1967-05-01 | Operating | 3450 | 3 (332) | 2964 8003 | 332
OK | Southwestern | 2964 | 8004 |  | 2023 | ARP, CSOSG2 | 608993 (Ended Apr 12, 2023), 610620 (Started Apr 12, 2023) | 6 | SPP | Caddo County | OK015 | 15 | Electric Utility | 35.1009 | -98.3524 | Public Service Company of Oklahoma (Owner),Public Service Company of Oklahoma (Operator) | Phase 2 |  | Combustion turbine | Pipeline Natural Gas |  |  | Combustion Modification/Fuel Reburning |  |  | 2008-02-21 | Operating | 1150 | 4 (89) | 2964 8004 | 89
OK | Southwestern | 2964 | 8005 |  | 2023 | ARP, CSOSG2 | 608993 (Ended Apr 12, 2023), 610620 (Started Apr 12, 2023) | 6 | SPP | Caddo County | OK015 | 15 | Electric Utility | 35.1009 | -98.3524 | Public Service Company of Oklahoma (Owner),Public Service Company of Oklahoma (Operator) | Phase 2 |  | Combustion turbine | Pipeline Natural Gas |  |  | Combustion Modification/Fuel Reburning |  |  | 2008-02-14 | Operating | 1150 | 5 (89) | 2964 8005 | 89
OK | Southwestern | 2964 | 801N | CP001 | 2023 | ARP, CSOSG2 | 608993 (Ended Apr 12, 2023), 610620 (Started Apr 12, 2023) | 6 | SPP | Caddo County | OK015 | 15 | Electric Utility | 35.1009 | -98.3524 | Public Service Company of Oklahoma (Owner),Public Service Company of Oklahoma (Operator) | Phase 2 |  | Dry bottom wall-fired boiler | Pipeline Natural Gas | [5 empty] | 1952-07-01 | Operating | 482 | 1 (84) | 2964 801N | 84
OK | Southwestern | 2964 | 801S | CP001 | 2023 | ARP, CSOSG2 | 608993 (Ended Apr 12, 2023), 610620 (Started Apr 12, 2023) | 6 | SPP | Caddo County | OK015 | 15 | Electric Utility | 35.1009 | -98.3524 | Public Service Company of Oklahoma (Owner),Public Service Company of Oklahoma (Operator) | Phase 2 |  | Dry bottom wall-fired boiler | Pipeline Natural Gas | [5 empty] | 1952-07-01 | Operating | 482 | 1 (84) | 2964 801S | 84
OK | Tulsa | 2965 | 1402 | CP001 | 2023 | ARP, CSOSG2 | 608993 (Ended Apr 12, 2023), 610620 (Started Apr 12, 2023) | 6 | SPP | Tulsa County | OK143 | 143 | Electric Utility | 36.1125 | -95.9917 | Public Service Company of Oklahoma (Owner),Public Service Company of Oklahoma (Operator) | Phase 2 |  | Dry bottom wall-fired boiler | Pipeline Natural Gas | [5 empty] | 1956-10-01 | Operating | 1818 | 2 (170) | 2965 1402 | 170
OK | Tulsa | 2965 | 1404 | CP001 | 2023 | ARP, CSOSG2 | 608993 (Ended Apr 12, 2023), 610620 (Started Apr 12, 2023) | 6 | SPP | Tulsa County | OK143 | 143 | Electric Utility | 36.1125 | -95.9917 | Public Service Company of Oklahoma (Owner),Public Service Company of Oklahoma (Operator) | Phase 2 |  | Dry bottom wall-fired boiler | Pipeline Natural Gas | [5 empty] | 1958-03-01 | Operating | 1268 | 4 (170) | 2965 1404 | 170
OK | Anadarko | 3006 | 3 |  | 2023 | ARP, CSOSG2 | 607703 | 6 |  | Caddo County | OK015 | 15 | Electric Utility | 35.0847 | -98.23 | Western Farmers Electric Cooperative, Inc. (Owner),Western Farmers Electric Cooperative, Inc. (Operator) | Phase 2 |  | Dry bottom wall-fired boiler | Pipeline Natural Gas | [5 empty] | 1958-10-04 | Operating | 800 | 3 (44) | 3006 3 | 44
OK | Anadarko | 3006 | 7 |  | 2023 | ARP, CSOSG2 | 607703 | 6 |  | Caddo County | OK015 | 15 | Electric Utility | 35.0847 | -98.23 | Western Farmers Electric Cooperative, Inc. (Owner),Western Farmers Electric Cooperative, Inc. (Operator) | Phase 2 |  | Combustion turbine | Pipeline Natural Gas |  |  | Water Injection |  |  | 2001-04-12 | Operating | 471.3 | 7 (45) | 3006 7 | 45
OK | Anadarko | 3006 | 8 |  | 2023 | ARP, CSOSG2 | 607703 | 6 |  | Caddo County | OK015 | 15 | Electric Utility | 35.0847 | -98.23 | Western Farmers Electric Cooperative, Inc. (Owner),Western Farmers Electric Cooperative, Inc. (Operator) | Phase 2 |  | Combustion turbine | Pipeline Natural Gas |  |  | Water Injection |  |  | 2001-04-12 | Operating | 475.6 | 8 (45) | 3006 8 | 45
OK | Anadarko | 3006 | 9 |  | 2023 | ARP, CSOSG2 | 607703 | 6 |  | Caddo County | OK015 | 15 | Electric Utility | 35.0847 | -98.23 | Western Farmers Electric Cooperative, Inc. (Owner),Western Farmers Electric Cooperative, Inc. (Operator) | Phase 2 |  | Combustion turbine | Pipeline Natural Gas |  |  | Water Injection |  |  | 2009-05-17 | Operating | 505 | 9 (45) | 3006 9 | 45
OK | Anadarko | 3006 | 10 |  | 2023 | ARP, CSOSG2 | 607703 | 6 |  | Caddo County | OK015 | 15 | Electric Utility | 35.0847 | -98.23 | Western Farmers Electric Cooperative, Inc. (Owner),Western Farmers Electric Cooperative, Inc. (Operator) | Phase 2 |  | Combustion turbine | Pipeline Natural Gas |  |  | Water Injection |  |  | 2009-05-13 | Operating | 490 | 10 (45) | 3006 10 | 45
OK | Anadarko | 3006 | 11 |  | 2023 | ARP, CSOSG2 | 607703 | 6 |  | Caddo County | OK015 | 15 | Electric Utility | 35.0847 | -98.23 | Western Farmers Electric Cooperative, Inc. (Owner),Western Farmers Electric Cooperative, Inc. (Operator) | Phase 2 |  | Combustion turbine | Pipeline Natural Gas |  |  | Water Injection |  |  | 2009-06-11 | Operating | 505 | 11 (45) | 3006 11 | 45
OK | Mooreland | 3008 | 1 |  | 2023 | ARP, CSOSG2 | 607703 | 6 | SPP | Woodward County | OK153 | 153 | Electric Utility | 36.4375 | -99.2208 | Western Farmers Electric Cooperative, Inc. (Owner),Western Farmers Electric Cooperative, Inc. (Operator) | Phase 2 |  | Dry bottom wall-fired boiler | Pipeline Natural Gas | [5 empty] | 1964-03-27 | Operating | 756 | 1 (44) | 3008 1 | 44
OK | Mooreland | 3008 | 2 |  | 2023 | ARP, CSOSG2 | 607703 | 6 | SPP | Woodward County | OK153 | 153 | Electric Utility | 36.4375 | -99.2208 | Western Farmers Electric Cooperative, Inc. (Owner),Western Farmers Electric Cooperative, Inc. (Operator) | Phase 2 |  | Dry bottom wall-fired boiler | Pipeline Natural Gas | [5 empty] | 1968-05-13 | Operating | 1624 | 2 (125) | 3008 2 | 125
OK | Mooreland | 3008 | 3 |  | 2023 | ARP, CSOSG2 | 607703 | 6 | SPP | Woodward County | OK153 | 153 | Electric Utility | 36.4375 | -99.2208 | Western Farmers Electric Cooperative, Inc. (Owner),Western Farmers Electric Cooperative, Inc. (Operator) | Phase 2 |  | Dry bottom wall-fired boiler | Pipeline Natural Gas |  |  | Other,Overfire Air |  |  | 1975-04-29 | Operating | 1755 | 3 (135) | 3008 3 | 135
PA | Brunot Island Power Station | 3096 | 3 |  | 2023 | ARP, CSNOX, CSOSG3, CSSO2G1, RGGI | 1427 | 3 |  | Allegheny County | PA003 | 3 | Electric Utility | 40.4638 | -80.044 | Brunot Island Power, LLC (Owner),Brunot Island Power, LLC (Operator) | Phase 2 |  | Combined cycle | Pipeline Natural Gas |  |  | Selective Catalytic Reduction,Water Injection |  |  | 1973-06-01 | Operating | 918 | 3 (65.3), ST4 (136.9) | 3096 3 | 110.9333 | Y
PA | Brunot Island Power Station | 3096 | 1A |  | 2023 | RGGI | 1427 | 3 |  | Allegheny County | PA003 | 3 | Electric Utility | 40.4638 | -80.044 | Brunot Island Power, LLC (Owner),Brunot Island Power, LLC (Operator) |  |  | Combustion turbine | Diesel Oil | [5 empty] | 1972-03-24 | Operating | 300 | 1A (24.3) | 3096 1A | 24.3
PA | Brunot Island Power Station | 3096 | 2A |  | 2023 | ARP, CSNOX, CSOSG3, CSSO2G1, RGGI | 1427 | 3 |  | Allegheny County | PA003 | 3 | Electric Utility | 40.4638 | -80.044 | Brunot Island Power, LLC (Owner),Brunot Island Power, LLC (Operator) | Phase 2 |  | Combined cycle | Pipeline Natural Gas |  |  | Selective Catalytic Reduction,Water Injection |  |  | 1973-06-01 | Operating | 918 | 2A (65.3), ST4 (136.9) | 3096 2A | 110.9333 | Y
PA | Brunot Island Power Station | 3096 | 2B |  | 2023 | ARP, CSNOX, CSOSG3, CSSO2G1, RGGI | 1427 | 3 |  | Allegheny County | PA003 | 3 | Electric Utility | 40.4638 | -80.044 | Brunot Island Power, LLC (Owner),Brunot Island Power, LLC (Operator) | Phase 2 |  | Combined cycle | Pipeline Natural Gas |  |  | Selective Catalytic Reduction,Water Injection |  |  | 1973-06-01 | Operating | 960 | ST4 (136.9), 2B (65.3) | 3096 2B | 110.9333 | Y
PA | Mountain | 3111 | 31 |  | 2023 | CSNOX, CSOSG3, CSSO2G1, RGGI | 748 | 3 |  | Cumberland County | PA041 | 41 | Electric Utility | 40.1219 | -77.1761 | Mountain Power, LLC (Owner),Mountain Power, LLC (Operator) |  |  | Combustion turbine | Diesel Oil | Pipeline Natural Gas |  |  |  |  | 1971-06-01 | Operating | 326 | 1 (26.6) | 3111 31 | 26.6
PA | Mountain | 3111 | 32 |  | 2023 | CSNOX, CSOSG3, CSSO2G1, RGGI | 748 | 3 |  | Cumberland County | PA041 | 41 | Electric Utility | 40.1219 | -77.1761 | Mountain Power, LLC (Owner),Mountain Power, LLC (Operator) |  |  | Combustion turbine | Diesel Oil | Pipeline Natural Gas |  |  |  |  | 1971-06-01 | Operating | 326 | 2 (26.6) | 3111 32 | 26.6
PA | Portland | 3113 | 5 |  | 2023 | ARP, CSNOX, CSOSG3, CSSO2G1, RGGI | 1427 | 3 | MAAC | Northampton County | PA095 | 95 | Electric Utility | 40.91 | -75.0789 | Portland Power, LLC (Owner),Portland Power, LLC (Operator) | Phase 2 |  | Combustion turbine | Pipeline Natural Gas | Diesel Oil |  | Dry Low NOx Burners,Water Injection |  |  | 1995-07-01 | Operating | 1950 | 5 (156) | 3113 5 | 156
PA | Tolna | 3116 | 31 |  | 2023 | CSNOX, CSOSG3, CSSO2G1, RGGI | 748 | 3 |  | York County | PA133 | 133 | Electric Utility | 39.7636 | -76.6345 | Tolna Power, LLC (Owner),Tolna Power, LLC (Operator) |  |  | Combustion turbine | Diesel Oil | [5 empty] | 1971-06-01 | Operating | 305 | 1 (26.6) | 3116 31 | 26.6
PA | Tolna | 3116 | 32 |  | 2023 | CSNOX, CSOSG3, CSSO2G1, RGGI | 748 | 3 |  | York County | PA133 | 133 | Electric Utility | 39.7636 | -76.6345 | Tolna Power, LLC (Owner),Tolna Power, LLC (Operator) |  |  | Combustion turbine | Diesel Oil | [5 empty] | 1971-06-01 | Operating | 305 | 2 (26.6) | 3116 32 | 26.6
PA | Conemaugh | 3118 | 1 |  | 2023 | ARP, CSNOX, CSOSG3, CSSO2G1, MATS, RGGI | 609731 | 3 | MAAC | Indiana County | PA063 | 63 | Electric Utility | 40.3842 | -79.0611 | Conemaugh Power LLC (Owner),Chief Conemaugh Power, LLC (Owner),Montour, LLC (Owner),Conemaugh Power Pass-Through Holders LLC (Owner),Chief Conemaugh Power II, LLC (Owner),KeyCon Operating, LLC (Operator) | Table 1 | Phase 1 Group 1 | Tangentially-fired | Coal | Pipeline Natural Gas | Wet Limestone | Low NOx Burner Technology w/ Closed-coupled/Separated OFA,Selective Catalytic Reduction | Electrostatic Precipitator |  | 1970-05-01 | Operating | 9650 | 1 (936) | 3118 1 | 936 | Y
PA | Conemaugh | 3118 | 2 |  | 2023 | ARP, CSNOX, CSOSG3, CSSO2G1, MATS, RGGI | 609731 | 3 | MAAC | Indiana County | PA063 | 63 | Electric Utility | 40.3842 | -79.0611 | Conemaugh Power LLC (Owner),Chief Conemaugh Power, LLC (Owner),Montour, LLC (Owner),Conemaugh Power Pass-Through Holders LLC (Owner),Chief Conemaugh Power II, LLC (Owner),KeyCon Operating, LLC (Operator) | Table 1 | Phase 1 Group 1 | Tangentially-fired | Coal | Pipeline Natural Gas | Wet Limestone | Low NOx Burner Technology w/ Closed-coupled/Separated OFA,Selective Catalytic Reduction | Electrostatic Precipitator |  | 1971-05-01 | Operating | 9615 | 2 (936) | 3118 2 | 936 | Y
PA | Homer City | 3122 | 1 |  | 2023 | ARP, CSNOX, CSOSG3, CSSO2G1, MATS, RGGI | 609375 (Ended Dec 04, 2023), 602170 (Started Dec 04, 2023) | 3 | MAAC | Indiana County | PA063 | 63 | Electric Utility | 40.511 | -79.1968 | Homer City Generation LP (Owner),NRG Homer City Services LLC (Operator) | Phase 2 | Early Election | Dry bottom wall-fired boiler | Coal |  | Dry Lime FGD | Low NOx Burner Technology w/ Overfire Air,Selective Catalytic Reduction | Electrostatic Precipitator,Baghouse | Untreated PAC Sorbent Injection | 1969-06-01 | Operating (Retired 07/01/2023) | 6792 | 1 (660) | 3122 1 | 660 | Y
PA | Homer City | 3122 | 2 |  | 2023 | ARP, CSNOX, CSOSG3, CSSO2G1, MATS, RGGI | 609375 (Ended Dec 04, 2023), 602170 (Started Dec 04, 2023) | 3 | MAAC | Indiana County | PA063 | 63 | Electric Utility | 40.511 | -79.1968 | Homer City Generation LP (Owner),NRG Homer City Services LLC (Operator) | Phase 2 | Early Election | Dry bottom wall-fired boiler | Coal |  | Dry Lime FGD | Low NOx Burner Technology w/ Overfire Air,Selective Catalytic Reduction | Electrostatic Precipitator,Baghouse | Untreated PAC Sorbent Injection | 1969-11-01 | Operating (Retired 07/01/2023) | 6792 | 2 (660) | 3122 2 | 660 | Y
PA | Homer City | 3122 | 3 |  | 2023 | ARP, CSNOX, CSOSG3, CSSO2G1, MATS, RGGI | 609375 (Ended Dec 04, 2023), 602170 (Started Dec 04, 2023) | 3 | MAAC | Indiana County | PA063 | 63 | Electric Utility | 40.511 | -79.1968 | Homer City Generation LP (Owner),NRG Homer City Services LLC (Operator) | Phase 2 | Early Election | Dry bottom wall-fired boiler | Coal |  | Wet Limestone | Low NOx Burner Technology w/ Overfire Air,Selective Catalytic Reduction | Electrostatic Precipitator |  | 1977-12-01 | Operating (Retired 07/01/2023) | 7260 | 3 (692) | 3122 3 | 692 | Y
PA | Seward | 3130 | 1 | CS1 | 2023 | ARP, CSNOX, CSOSG3, CSSO2G1, MATS, RGGI | 603739 | 3 | MAAC | Indiana County | PA063 | 63 | Electric Utility | 40.4081 | -79.0339 | Seward Generation, LLC (Owner),Seward Generation, LLC (Operator) | Phase 2 |  | Circulating fluidized bed boiler | Coal Refuse |  | Fluidized Bed Limestone Injection | Selective Non-catalytic Reduction | Baghouse |  | 2004-03-10 | Operating | 3180 | FB1 (585) | 3130 1 | 585 | Y
PA | Seward | 3130 | 2 | CS1 | 2023 | ARP, CSNOX, CSOSG3, CSSO2G1, MATS, RGGI | 603739 | 3 | MAAC | Indiana County | PA063 | 63 | Electric Utility | 40.4081 | -79.0339 | Seward Generation, LLC (Owner),Seward Generation, LLC (Operator) | Phase 2 |  | Circulating fluidized bed boiler | Coal Refuse |  | Fluidized Bed Limestone Injection | Selective Non-catalytic Reduction | Baghouse |  | 2004-03-10 | Operating | 3180 | FB1 (585) | 3130 2 | 585 | Y
PA | Shawville | 3131 | 1 |  | 2023 | ARP, CSNOX, CSOSG3, CSSO2G1, RGGI | 1427 | 3 | MAAC | Clearfield County | PA033 | 33 | Electric Utility | 41.067 | -78.3656 | Shawville Power, LLC (Owner),Shawville Power, LLC (Operator) | Table 1 | Phase 1 Group 1 | Dry bottom wall-fired boiler | Pipeline Natural Gas |  |  | Low NOx Burner Technology (Dry Bottom only),Selective Non-catalytic Reduction | Electrostatic Precipitator |  | 1954-06-01 | Operating | 1460 | 1 (125) | 3131 1 | 125 | Y
PA | Shawville | 3131 | 2 |  | 2023 | ARP, CSNOX, CSOSG3, CSSO2G1, RGGI | 1427 | 3 | MAAC | Clearfield County | PA033 | 33 | Electric Utility | 41.067 | -78.3656 | Shawville Power, LLC (Owner),Shawville Power, LLC (Operator) | Table 1 | Phase 1 Group 1 | Dry bottom wall-fired boiler | Pipeline Natural Gas |  |  | Low NOx Burner Technology (Dry Bottom only),Selective Non-catalytic Reduction | Electrostatic Precipitator |  | 1954-06-01 | Operating | 1603 | 2 (125) | 3131 2 | 125 | Y
PA | Shawville | 3131 | 3 | CS1 | 2023 | ARP, CSNOX, CSOSG3, CSSO2G1, RGGI | 1427 | 3 | MAAC | Clearfield County | PA033 | 33 | Electric Utility | 41.067 | -78.3656 | Shawville Power, LLC (Owner),Shawville Power, LLC (Operator) | Table 1 | Phase 1 Group 1 | Tangentially-fired | Pipeline Natural Gas |  |  | Low NOx Burner Technology w/ Closed-coupled/Separated OFA,Selective Non-catalytic Reduction | Electrostatic Precipitator |  | 1959-06-01 | Operating | 1890 | 3 (187.5) | 3131 3 | 187.5 | Y
PA | Shawville | 3131 | 4 | CS1 | 2023 | ARP, CSNOX, CSOSG3, CSSO2G1, RGGI | 1427 | 3 | MAAC | Clearfield County | PA033 | 33 | Electric Utility | 41.067 | -78.3656 | Shawville Power, LLC (Owner),Shawville Power, LLC (Operator) | Table 1 | Phase 1 Group 1 | Tangentially-fired | Pipeline Natural Gas |  |  | Low NOx Burner Technology w/ Closed-coupled/Separated OFA,Selective Non-catalytic Reduction | Electrostatic Precipitator |  | 1960-06-01 | Operating | 1860 | 4 (187.5) | 3131 4 | 187.5 | Y
PA | Warren | 3132 | 5 |  | 2023 | CSNOX, CSOSG3, CSSO2G1, RGGI | 1427 | 3 |  | Warren County | PA123 | 123 | Electric Utility | 41.8358 | -79.19 | Warren Generation, LLC (Owner),Warren Generation, LLC (Operator) |  |  | Combustion turbine | Pipeline Natural Gas | Diesel Oil |  |  |  |  | 1972-09-01 | Operating | 1248 | 3 (53) | 3132 5 | 53
PA | Keystone | 3136 | 1 |  | 2023 | ARP, CSNOX, CSOSG3, CSSO2G1, MATS, RGGI | 610399 | 3 | MAAC | Armstrong County | PA005 | 5 | Electric Utility | 40.6604 | -79.3411 | Keystone Power LLC (Owner),Chief Keystone Power, LLC (Owner),Montour, LLC (Owner),Keystone Power Pass-Through Holders LLC (Owner),Chief Keystone Power II, LLC (Owner),Keystone Operating, LLC (Operator) | Phase 2 | Early Election | Tangentially-fired | Coal | Pipeline Natural Gas | Wet Lime FGD | Low NOx Burner Technology w/ Closed-coupled/Separated OFA,Selective Catalytic Reduction | Electrostatic Precipitator |  | 1967-06-01 | Operating | 9250 | 1 (936) | 3136 1 | 936 | Y
PA | Keystone | 3136 | 2 |  | 2023 | ARP, CSNOX, CSOSG3, CSSO2G1, MATS, RGGI | 610399 | 3 | MAAC | Armstrong County | PA005 | 5 | Electric Utility | 40.6604 | -79.3411 | Keystone Power LLC (Owner),Chief Keystone Power, LLC (Owner),Montour, LLC (Owner),Keystone Power Pass-Through Holders LLC (Owner),Chief Keystone Power II, LLC (Owner),Keystone Operating, LLC (Operator) | Phase 2 | Early Election | Tangentially-fired | Coal | Pipeline Natural Gas | Wet Lime FGD | Low NOx Burner Technology w/ Closed-coupled/Separated OFA,Selective Catalytic Reduction | Electrostatic Precipitator |  | 1968-06-01 | Operating | 8960 | 2 (936) | 3136 2 | 936 | Y
PA | New Castle | 3138 | 3 |  | 2023 | ARP, CSNOX, CSOSG3, CSSO2G1, RGGI | 1427 | 3 | ECAR | Lawrence County | PA073 | 73 | Electric Utility | 40.9378 | -80.3681 | New Castle Power, LLC (Owner),New Castle Power, LLC (Operator) | Phase 2 | Early Election | Dry bottom wall-fired boiler | Pipeline Natural Gas |  |  | Low NOx Burner Technology w/ Overfire Air,Selective Non-catalytic Reduction | Electrostatic Precipitator |  | 1952-06-01 | Operating | 1075 | 3 (97.8) | 3138 3 | 97.8 | Y
PA | New Castle | 3138 | 4 |  | 2023 | ARP, CSNOX, CSOSG3, CSSO2G1, RGGI | 1427 | 3 | ECAR | Lawrence County | PA073 | 73 | Electric Utility | 40.9378 | -80.3681 | New Castle Power, LLC (Owner),New Castle Power, LLC (Operator) | Phase 2 | Early Election | Dry bottom wall-fired boiler | Pipeline Natural Gas |  |  | Low NOx Burner Technology w/ Overfire Air,Selective Non-catalytic Reduction | Electrostatic Precipitator |  | 1958-06-01 | Operating | 1232 | 4 (113.6) | 3138 4 | 113.6 | Y
PA | New Castle | 3138 | 5 |  | 2023 | ARP, CSNOX, CSOSG3, CSSO2G1, RGGI | 1427 | 3 | ECAR | Lawrence County | PA073 | 73 | Electric Utility | 40.9378 | -80.3681 | New Castle Power, LLC (Owner),New Castle Power, LLC (Operator) | Phase 2 | Early Election | Dry bottom wall-fired boiler | Pipeline Natural Gas |  |  | Low NOx Burner Technology w/ Overfire Air,Selective Non-catalytic Reduction | Electrostatic Precipitator |  | 1964-06-01 | Operating | 1610 | 5 (136) | 3138 5 | 136 | Y
PA | Brunner Island, LLC | 3140 | 1 | CS102F | 2023 | ARP, CSNOX, CSOSG3, CSSO2G1, MATS, RGGI | 601710 | 3 | MAAC | York County | PA133 | 133 | Electric Utility | 40.097 | -76.6962 | Brunner Island, LLC (Owner),Brunner Island, LLC (Operator) | Table 1 | Phase 1 Group 1 | Tangentially-fired | Coal | Natural Gas, Other Oil, Pipeline Natural Gas | Wet Lime FGD | Low NOx Burner Technology w/ Closed-coupled/Separated OFA | Baghouse |  | 1961-06-22 | Operating | 3715 | 1 (363.3) | 3140 1 | 363.3
PA | Brunner Island, LLC | 3140 | 2 | CS102F | 2023 | ARP, CSNOX, CSOSG3, CSSO2G1, MATS, RGGI | 601710 | 3 | MAAC | York County | PA133 | 133 | Electric Utility | 40.097 | -76.6962 | Brunner Island, LLC (Owner),Brunner Island, LLC (Operator) | Table 1 | Phase 1 Group 1 | Tangentially-fired | Coal | Natural Gas, Other Oil, Pipeline Natural Gas | Wet Lime FGD | Low NOx Burner Technology w/ Closed-coupled/Separated OFA | Electrostatic Precipitator |  | 1965-10-18 | Operating | 4090 | 2 (405) | 3140 2 | 405
PA | Brunner Island, LLC | 3140 | 3 |  | 2023 | ARP, CSNOX, CSOSG3, CSSO2G1, MATS, RGGI | 601710 | 3 | MAAC | York County | PA133 | 133 | Electric Utility | 40.097 | -76.6962 | Brunner Island, LLC (Owner),Brunner Island, LLC (Operator) | Table 1 | Phase 1 Group 1 | Tangentially-fired | Coal | Natural Gas, Other Oil, Pipeline Natural Gas | Wet Lime FGD | Low NOx Burner Technology w/ Closed-coupled/Separated OFA | Electrostatic Precipitator |  | 1969-06-13 | Operating | 7770 | 3 (790.4) | 3140 3 | 790.4
PA | Martins Creek, LLC | 3148 | 3 |  | 2023 | ARP, CSNOX, CSOSG3, CSSO2G1, MATS, RGGI | 601710 | 3 | MAAC | Northampton County | PA095 | 95 | Electric Utility | 40.796 | -75.107 | MC Project Company LLC (Owner),Martins Creek SES (Operator) | Phase 2 |  | Tangentially-fired | Residual Oil | Pipeline Natural Gas |  |  |  |  | 1975-10-01 | Operating | 9469 | 3 (850.5) | 3148 3 | 850.5
PA | Martins Creek, LLC | 3148 | 4 |  | 2023 | ARP, CSNOX, CSOSG3, CSSO2G1, MATS, RGGI | 601710 | 3 | MAAC | Northampton County | PA095 | 95 | Electric Utility | 40.796 | -75.107 | MC Project Company LLC (Owner),Martins Creek SES (Operator) | Phase 2 |  | Tangentially-fired | Residual Oil | Pipeline Natural Gas |  |  |  |  | 1977-03-15 | Operating | 9303 | 4 (850.5) | 3148 4 | 850.5
PA | Montour, LLC | 3149 | 1 |  | 2023 | ARP, CSNOX, CSOSG3, CSSO2G1, MATS, RGGI | 601710 | 3 | MAAC | Montour County | PA093 | 93 | Electric Utility | 41.0714 | -76.6672 | Montour, LLC (Owner),Montour, LLC (Operator) | Phase 2 | Early Election | Tangentially-fired | Coal | Natural Gas, Other Oil | Wet Lime FGD | Low NOx Burner Technology w/ Closed-coupled/Separated OFA,Selective Catalytic Reduction | Electrostatic Precipitator |  | 1971-11-01 | Operating | 7384 | 1 (805.5) | 3149 1 | 805.5 | Y
PA | Montour, LLC | 3149 | 2 |  | 2023 | ARP, CSNOX, CSOSG3, CSSO2G1, MATS, RGGI | 601710 | 3 | MAAC | Montour County | PA093 | 93 | Electric Utility | 41.0714 | -76.6672 | Montour, LLC (Owner),Montour, LLC (Operator) | Phase 2 | Early Election | Tangentially-fired | Coal | Natural Gas, Other Oil | Wet Lime FGD | Low NOx Burner Technology w/ Closed-coupled/Separated OFA,Selective Catalytic Reduction | Electrostatic Precipitator |  | 1973-02-02 | Operating | 7384 | 2 (819) | 3149 2 | 819 | Y
PA | Eddystone Generating Station | 3161 | 3 | CS034 | 2023 | ARP, CSNOX, CSOSG3, CSSO2G1, MATS, RGGI | 609041 | 3 |  | Delaware County | PA045 | 45 | Electric Utility | 39.858 | -75.323 | Exelon Generation Company LLC (Owner),Exelon Generation Company LLC (Operator) | Phase 2 |  | Tangentially-fired | Pipeline Natural Gas | Diesel Oil |  | Other |  |  | 1974-01-01 | Operating | 5863.1 | 3 (395) | 3161 3 | 395
PA | Eddystone Generating Station | 3161 | 4 | CS034 | 2023 | ARP, CSNOX, CSOSG3, CSSO2G1, MATS, RGGI | 609041 | 3 |  | Delaware County | PA045 | 45 | Electric Utility | 39.858 | -75.323 | Exelon Generation Company LLC (Owner),Exelon Generation Company LLC (Operator) | Phase 2 |  | Tangentially-fired | Pipeline Natural Gas | Diesel Oil |  | Other |  |  | 1976-01-01 | Operating | 5345.3 | 4 (395) | 3161 4 | 395
PA | Richmond | 3168 | 91 |  | 2023 | CSNOX, CSOSG3, CSSO2G1, RGGI | 609041 | 3 | MAAC | Philadelphia County | PA101 | 101 | Electric Utility | 39.9853 | -75.0733 | Exelon Generation Company LLC (Owner),Exelon Generation Company LLC (Operator) |  |  | Combustion turbine | Diesel Oil | [5 empty] | 1973-06-07 | Operating | 838 | 91 (50) | 3168 91 | 50
PA | Richmond | 3168 | 92 |  | 2023 | CSNOX, CSOSG3, CSSO2G1, RGGI | 609041 | 3 | MAAC | Philadelphia County | PA101 | 101 | Electric Utility | 39.9853 | -75.0733 | Exelon Generation Company LLC (Owner),Exelon Generation Company LLC (Operator) |  |  | Combustion turbine | Diesel Oil | [5 empty] | 1973-06-07 | Operating | 838 | 92 (50) | 3168 92 | 50
PA | Hunlock Creek Energy Center | 3176 | CT5 |  | 2023 | ARP, CSNOX, CSOSG3, CSSO2G1, RGGI | 609032 | 3 |  | Luzerne County | PA079 | 79 | Electric Utility | 41.2033 | -76.0683 | UGI Development Company (Owner),UGI Development Company (Operator) | Phase 2 |  | Combined cycle | Pipeline Natural Gas | Diesel Oil |  | Water Injection,Selective Catalytic Reduction |  |  | 2011-06-02 | Operating | 540 | 5 (50), 3 (50) | 3176 CT5 | 75 | Y
PA | Hunlock Creek Energy Center | 3176 | CT6 |  | 2023 | ARP, CSNOX, CSOSG3, CSSO2G1, RGGI | 609032 | 3 |  | Luzerne County | PA079 | 79 | Electric Utility | 41.2033 | -76.0683 | UGI Development Company (Owner),UGI Development Company (Operator) | Phase 2 |  | Combined cycle | Pipeline Natural Gas | Diesel Oil |  | Water Injection,Selective Catalytic Reduction |  |  | 2011-05-28 | Operating | 540 | 6 (50), 3 (50) | 3176 CT6 | 75 | Y
RI | Manchester Street Station | 3236 | 9 |  | 2023 | ARP, RGGI, SIPNOX | 609297 | 1 | NPCC | Providence County | RI007 | 7 | Electric Utility | 41.8167 | -71.4042 | Manchester Street, LLC (Owner),Manchester Street, LLC (Operator) | Phase 2 |  | Combined cycle | Pipeline Natural Gas | Diesel Oil |  | Dry Low NOx Burners,Selective Catalytic Reduction,Steam Injection |  |  | 1995-08-30 | Operating | 1450 | GE9A (125), GEN9 (46) | 3236 9 | 171 | Y
RI | Manchester Street Station | 3236 | 10 |  | 2023 | ARP, RGGI, SIPNOX | 609297 | 1 | NPCC | Providence County | RI007 | 7 | Electric Utility | 41.8167 | -71.4042 | Manchester Street, LLC (Owner),Manchester Street, LLC (Operator) | Phase 2 |  | Combined cycle | Pipeline Natural Gas | Diesel Oil |  | Dry Low NOx Burners,Selective Catalytic Reduction,Steam Injection |  |  | 1995-07-24 | Operating | 1450 | G10A (125), GE10 (48) | 3236 10 | 173 | Y
RI | Manchester Street Station | 3236 | 11 |  | 2023 | ARP, RGGI, SIPNOX | 609297 | 1 | NPCC | Providence County | RI007 | 7 | Electric Utility | 41.8167 | -71.4042 | Manchester Street, LLC (Owner),Manchester Street, LLC (Operator) | Phase 2 |  | Combined cycle | Pipeline Natural Gas | Diesel Oil |  | Dry Low NOx Burners,Selective Catalytic Reduction,Steam Injection |  |  | 1995-06-30 | Operating | 1450 | G11A (125), GE11 (46) | 3236 11 | 171 | Y
SC | Darlington County | 3250 | 12 |  | 2023 | ARP, CSNOX, CSSO2G2, SIPNOX | 609197 (Ended Feb 24, 2023), 608414 (Started Feb 24, 2023) | 4 | SERC | Darlington County | SC031 | 31 | Electric Utility | 34.4185 | -80.1657 | Duke Energy Progress, Inc. (Owner),Duke Energy Progress, Inc. (Operator) | Phase 2 |  | Combustion turbine | Pipeline Natural Gas | Diesel Oil |  | Water Injection |  |  | 1997-06-01 | Operating | 1965 | 12 (158) | 3250 12 | 158
SC | Darlington County | 3250 | 13 |  | 2023 | ARP, CSNOX, CSSO2G2, SIPNOX | 609197 (Ended Feb 24, 2023), 608414 (Started Feb 24, 2023) | 4 | SERC | Darlington County | SC031 | 31 | Electric Utility | 34.4185 | -80.1657 | Duke Energy Progress, Inc. (Owner),Duke Energy Progress, Inc. (Operator) | Phase 2 |  | Combustion turbine | Pipeline Natural Gas | Diesel Oil |  | Water Injection |  |  | 1997-06-01 | Operating | 1850 | 13 (158) | 3250 13 | 158
SC | W S Lee | 3264 | 11 |  | 2023 | ARP, CSNOX, CSSO2G2, SIPNOX | 609197 (Ended Feb 24, 2023), 608414 (Started Feb 24, 2023) | 4 | SERC | Anderson County | SC007 | 7 | Electric Utility | 34.6022 | -82.435 | Duke Energy Carolinas, LLC (Owner),NC Electric Membership Corporation (Owner),Duke Energy Carolinas, LLC (Operator) | Phase 2 |  | Combined cycle | Pipeline Natural Gas |  |  | Dry Low NOx Burners,Selective Catalytic Reduction |  |  | 2017-11-19 | Operating | 3001 | CT11 (243), ST10 (362) | 3264 11 | 424 | Y
SC | W S Lee | 3264 | 12 |  | 2023 | ARP, CSNOX, CSSO2G2, SIPNOX | 609197 (Ended Feb 24, 2023), 608414 (Started Feb 24, 2023) | 4 | SERC | Anderson County | SC007 | 7 | Electric Utility | 34.6022 | -82.435 | Duke Energy Carolinas, LLC (Owner),NC Electric Membership Corporation (Owner),Duke Energy Carolinas, LLC (Operator) | Phase 2 |  | Combined cycle | Pipeline Natural Gas |  |  | Dry Low NOx Burners,Selective Catalytic Reduction |  |  | 2017-11-18 | Operating | 3001 | ST10 (362), CT12 (243) | 3264 12 | 424 | Y
SC | W S Lee | 3264 | 7C |  | 2023 | ARP, CSNOX, CSSO2G2, SIPNOX | 609197 (Ended Feb 24, 2023), 608414 (Started Feb 24, 2023) | 4 | SERC | Anderson County | SC007 | 7 | Electric Utility | 34.6022 | -82.435 | Duke Energy Carolinas, LLC (Owner),Duke Energy Carolinas, LLC (Operator) | Phase 2 |  | Combustion turbine | Pipeline Natural Gas | Diesel Oil |  | Water Injection |  |  | 2006-08-07 | Operating | 480 | 7 (41) | 3264 7C | 41
SC | W S Lee | 3264 | 8C |  | 2023 | ARP, CSNOX, CSSO2G2, SIPNOX | 609197 (Ended Feb 24, 2023), 608414 (Started Feb 24, 2023) | 4 | SERC | Anderson County | SC007 | 7 | Electric Utility | 34.6022 | -82.435 | Duke Energy Carolinas, LLC (Owner),Duke Energy Carolinas, LLC (Operator) | Phase 2 |  | Combustion turbine | Pipeline Natural Gas | Diesel Oil |  | Water Injection |  |  | 2006-08-05 | Operating | 480 | 8 (41) | 3264 8C | 41
SC | Hagood | 3285 | HAG4 |  | 2023 | ARP, CSNOX, CSSO2G2, SIPNOX | 609991 | 4 | SERC | Charleston County | SC019 | 19 | Electric Utility | 32.8265 | -79.9634 | South Carolina Electric & Gas Company (Owner),South Carolina Electric & Gas Company (Operator) | Phase 2 |  | Combustion turbine | Pipeline Natural Gas | Diesel Oil |  | Water Injection |  |  | 1991-01-01 | Operating | 1296.7 | 4 (122) | 3285 HAG4 | 122
SC | McMeekin | 3287 | MCM1 |  | 2023 | ARP, CSNOX, CSSO2G2, SIPNOX | 609991 | 4 | SERC | Lexington County | SC063 | 63 | Electric Utility | 34.0533 | -81.2178 | South Carolina Electric & Gas Company (Owner),South Carolina Electric & Gas Company (Operator) | Phase 2 | Phase 2 Group 1 | Tangentially-fired | Pipeline Natural Gas |  |  | Low NOx Burner Technology w/ Separated OFA | Baghouse |  | 1958-01-01 | Operating | 1352 | 1 (130.6) | 3287 MCM1 | 130.6
SC | McMeekin | 3287 | MCM2 |  | 2023 | ARP, CSNOX, CSSO2G2, SIPNOX | 609991 | 4 | SERC | Lexington County | SC063 | 63 | Electric Utility | 34.0533 | -81.2178 | South Carolina Electric & Gas Company (Owner),South Carolina Electric & Gas Company (Operator) | Phase 2 | Phase 2 Group 1 | Tangentially-fired | Pipeline Natural Gas |  |  | Low NOx Burner Technology w/ Separated OFA | Baghouse |  | 1958-01-01 | Operating | 1434 | 2 (130.6) | 3287 MCM2 | 130.6
SC | Urquhart | 3295 | URQ3 |  | 2023 | ARP, CSNOX, CSSO2G2, SIPNOX | 609991 | 4 |  | Aiken County | SC003 | 3 | Electric Utility | 33.435 | -81.9111 | South Carolina Electric & Gas Company (Owner),South Carolina Electric & Gas Company (Operator) | Phase 2 | Phase 2 Group 1 | Tangentially-fired | Pipeline Natural Gas |  |  | Low NOx Burner Technology w/ Separated OFA |  |  | 1955-01-01 | Operating | 1201 | 3 (100) | 3295 URQ3 | 100
SC | Urquhart | 3295 | URQ4 |  | 2023 | ARP, CSNOX, CSSO2G2, SIPNOX | 609991 | 4 |  | Aiken County | SC003 | 3 | Electric Utility | 33.435 | -81.9111 | South Carolina Electric & Gas Company (Owner),South Carolina Electric & Gas Company (Operator) | Phase 2 |  | Combustion turbine | Pipeline Natural Gas | Diesel Oil |  | Water Injection |  |  | 1999-06-01 | Operating | 570 | GT4 (58.9) | 3295 URQ4 | 58.9
SC | Urquhart | 3295 | URQ5 |  | 2023 | ARP, CSNOX, CSSO2G2, SIPNOX | 609991 | 4 |  | Aiken County | SC003 | 3 | Electric Utility | 33.435 | -81.9111 | South Carolina Electric & Gas Company (Owner),South Carolina Electric & Gas Company (Operator) | Phase 2 |  | Combined cycle | Pipeline Natural Gas | Diesel Oil |  | Dry Low NOx Burners,Water Injection |  |  | 2002-02-01 | Operating | 1850 | CT1 (198.9), 2 (75), 1 (75) | 3295 URQ5 | 273.9
SC | Urquhart | 3295 | URQ6 |  | 2023 | ARP, CSNOX, CSSO2G2, SIPNOX | 609991 | 4 |  | Aiken County | SC003 | 3 | Electric Utility | 33.435 | -81.9111 | South Carolina Electric & Gas Company (Owner),South Carolina Electric & Gas Company (Operator) | Phase 2 |  | Combined cycle | Pipeline Natural Gas | Diesel Oil |  | Dry Low NOx Burners,Water Injection |  |  | 2002-02-01 | Operating | 1884 | 1 (75), CT2 (198.9), 2 (75) | 3295 URQ6 | 273.9
SC | Wateree | 3297 | WAT1 | CS001, MS1 | 2023 | ARP, CSNOX, CSSO2G2, MATS, SIPNOX | 609991 | 4 | SERC | Richland County | SC079 | 79 | Electric Utility | 33.8264 | -80.6218 | South Carolina Electric & Gas Company (Owner),South Carolina Electric & Gas Company (Operator) | Phase 2 | Phase 2 Group 1 | Dry bottom wall-fired boiler | Coal | Residual Oil | Wet Limestone | Low NOx Burner Technology (Dry Bottom only),Selective Catalytic Reduction | Baghouse,Electrostatic Precipitator |  | 1970-01-01 | Operating | 4300 | 1 (385.9) | 3297 WAT1 | 385.9 | Y
SC | Wateree | 3297 | WAT2 | CS001, MS2 | 2023 | ARP, CSNOX, CSSO2G2, MATS, SIPNOX | 609991 | 4 | SERC | Richland County | SC079 | 79 | Electric Utility | 33.8264 | -80.6218 | South Carolina Electric & Gas Company (Owner),South Carolina Electric & Gas Company (Operator) | Phase 2 | Phase 2 Group 1 | Dry bottom wall-fired boiler | Coal | Residual Oil | Wet Limestone | Low NOx Burner Technology (Dry Bottom only),Selective Catalytic Reduction | Baghouse |  | 1971-01-01 | Operating | 4456 | 2 (385.9) | 3297 WAT2 | 385.9 | Y
SC | Williams | 3298 | WIL1 |  | 2023 | ARP, CSNOX, CSSO2G2, MATS, SIPNOX | 609991 | 4 | SERC | Berkeley County | SC015 | 15 | Electric Utility | 33.0163 | -79.9285 | South Carolina Generating Company (Owner),South Carolina Generating Company (Operator) | Phase 2 | Phase 2 Group 1 | Tangentially-fired | Coal | Residual Oil | Wet Limestone | Low NOx Burner Technology w/ Closed-coupled OFA,Selective Catalytic Reduction | Electrostatic Precipitator |  | 1973-01-01 | Operating | 7077 | ST1 (632.7) | 3298 WIL1 | 632.7 | Y
SC | Hilton Head Gas Turbine Site | 3318 | CT1 | CP1 | 2023 | CSNOX, CSSO2G2, SIPNOX | 610491 | 4 |  | Beaufort County | SC013 | 13 | Electric Utility | 32.2089 | -80.6994 | Santee Cooper (Owner),Santee Cooper (Operator) |  |  | Combustion turbine | Diesel Oil | [5 empty] | 1973-08-01 | Operating | 594 | 1 (26.6) | 3318 CT1 | 26.6
SC | Hilton Head Gas Turbine Site | 3318 | CT2 | CP1 | 2023 | CSNOX, CSSO2G2, SIPNOX | 610491 | 4 |  | Beaufort County | SC013 | 13 | Electric Utility | 32.2089 | -80.6994 | Santee Cooper (Owner),Santee Cooper (Operator) |  |  | Combustion turbine | Diesel Oil | [5 empty] | 1974-08-01 | Operating | 594 | 2 (26.6) | 3318 CT2 | 26.6
SC | Hilton Head Gas Turbine Site | 3318 | CT3 | CP1 | 2023 | CSNOX, CSSO2G2, SIPNOX | 610491 | 4 |  | Beaufort County | SC013 | 13 | Electric Utility | 32.2089 | -80.6994 | Santee Cooper (Owner),Santee Cooper (Operator) |  |  | Combustion turbine | Diesel Oil |  |  | Water Injection |  |  | 1979-04-01 | Operating | 700 | 3 (64.7) | 3318 CT3 | 64.7
SC | Myrtle Beach Gas Turbine Site | 3320 | CT3 | CP1 | 2023 | CSNOX, CSSO2G2, SIPNOX | 610491 | 4 |  | Horry County | SC051 | 51 | Electric Utility | 33.7089 | -78.9233 | Santee Cooper (Owner),Santee Cooper (Operator) |  |  | Combustion turbine | Diesel Oil | [5 empty] | 1972-08-01 | Operating | 270.3 | 3 (26.6) | 3320 CT3 | 26.6
SC | Myrtle Beach Gas Turbine Site | 3320 | CT4 | CP1 | 2023 | CSNOX, CSSO2G2, SIPNOX | 610491 | 4 |  | Horry County | SC051 | 51 | Electric Utility | 33.7089 | -78.9233 | Santee Cooper (Owner),Santee Cooper (Operator) |  |  | Combustion turbine | Diesel Oil | [5 empty] | 1972-08-01 | Operating | 270.3 | 4 (26.6) | 3320 CT4 | 26.6
SC | Myrtle Beach Gas Turbine Site | 3320 | CT5 | CP1 | 2023 | CSNOX, CSSO2G2, SIPNOX | 610491 | 4 |  | Horry County | SC051 | 51 | Electric Utility | 33.7089 | -78.9233 | Santee Cooper (Owner),Santee Cooper (Operator) |  |  | Combustion turbine | Diesel Oil | [5 empty] | 1976-06-01 | Operating | 352 | 5 (35.3) | 3320 CT5 | 35.3
SD | Aberdeen Generating Station | 3338 | 2A |  | 2023 | ARP | 610064 | 8 |  | Brown County | SD013 | 13 | Electric Utility | 45.4287 | -98.4932 | NorthWestern Energy (Owner),NorthWestern Energy (Operator) | Phase 2 |  | Combustion turbine | Pipeline Natural Gas | Diesel Oil |  | Water Injection |  |  | 2012-12-13 | Operating | 323 | 2 (60) | 3338 2A | 60
SD | Aberdeen Generating Station | 3338 | 2B |  | 2023 | ARP | 610064 | 8 |  | Brown County | SD013 | 13 | Electric Utility | 45.4287 | -98.4932 | NorthWestern Energy (Owner),NorthWestern Energy (Operator) | Phase 2 |  | Combustion turbine | Pipeline Natural Gas | Diesel Oil |  | Water Injection |  |  | 2012-12-13 | Operating | 323 | 2 (60) | 3338 2B | 60
SD | Huron | 3344 | **2A |  | 2023 | ARP | 610064 | 8 | MAPP | Beadle County | SD005 | 5 | Electric Utility | 44.3696 | -98.17 | Northwestern Public Service Company (Owner),Northwestern Public Service Company (Operator) | Phase 2 |  | Combustion turbine | Pipeline Natural Gas | Diesel Oil |  | Water Injection |  |  | 1993-05-01 | Operating | 361 | 2A (42.9) | 3344 **2A | 42.9
SD | Huron | 3344 | **2B |  | 2023 | ARP | 610064 | 8 | MAPP | Beadle County | SD005 | 5 | Electric Utility | 44.3696 | -98.17 | Northwestern Public Service Company (Owner),Northwestern Public Service Company (Operator) | Phase 2 |  | Combustion turbine | Pipeline Natural Gas | Diesel Oil |  | Water Injection |  |  | 1993-05-01 | Operating | 442 | 2A (42.9) | 3344 **2B | 42.9
TN | Allen | 3393 | ACC1 |  | 2023 | ARP, CSNOX, CSOSG2, CSSO2G1, NSPS4T | 609315 | 4 |  | Shelby County | TN157 | 157 | Electric Utility | 35.0742 | -90.1439 | Tennessee Valley Authority (Owner),Tennessee Valley Authority (Operator) | Phase 2 |  | Combined cycle | Pipeline Natural Gas |  |  | Dry Low NOx Burners,Selective Catalytic Reduction |  |  | 2017-09-09 | Operating | 3797 | STG1 (470), CTG1 (330) | 3393 ACC1 | 565 | Y
TN | Allen | 3393 | ACC2 |  | 2023 | ARP, CSNOX, CSOSG2, CSSO2G1, NSPS4T | 609315 | 4 |  | Shelby County | TN157 | 157 | Electric Utility | 35.0742 | -90.1439 | Tennessee Valley Authority (Owner),Tennessee Valley Authority (Operator) | Phase 2 |  | Combined cycle | Pipeline Natural Gas |  |  | Dry Low NOx Burners,Selective Catalytic Reduction |  |  | 2017-09-20 | Operating | 3797 | CTG2 (330), STG1 (470) | 3393 ACC2 | 565 | Y
TN | Allen | 3393 | ACT17 |  | 2023 | CSNOX, CSOSG2, CSSO2G1 | 609315 | 4 |  | Shelby County | TN157 | 157 | Electric Utility | 35.0742 | -90.1439 | Tennessee Valley Authority (Owner),Tennessee Valley Authority (Operator) |  |  | Combustion turbine | Pipeline Natural Gas | Diesel Oil |  |  |  |  | 1972-09-01 | Operating | 760 | G17 (59.6) | 3393 ACT17 | 59.6
TN | Allen | 3393 | ACT18 |  | 2023 | CSNOX, CSOSG2, CSSO2G1 | 609315 | 4 |  | Shelby County | TN157 | 157 | Electric Utility | 35.0742 | -90.1439 | Tennessee Valley Authority (Owner),Tennessee Valley Authority (Operator) |  |  | Combustion turbine | Pipeline Natural Gas | Diesel Oil |  |  |  |  | 1972-09-01 | Operating | 760 | G18 (59.6) | 3393 ACT18 | 59.6
TN | Allen | 3393 | ACT19 |  | 2023 | CSNOX, CSOSG2, CSSO2G1 | 609315 | 4 |  | Shelby County | TN157 | 157 | Electric Utility | 35.0742 | -90.1439 | Tennessee Valley Authority (Owner),Tennessee Valley Authority (Operator) |  |  | Combustion turbine | Pipeline Natural Gas | Diesel Oil |  |  |  |  | 1972-09-01 | Operating | 760 | G19 (59.6) | 3393 ACT19 | 59.6
TN | Allen | 3393 | ACT20 |  | 2023 | CSNOX, CSOSG2, CSSO2G1 | 609315 | 4 |  | Shelby County | TN157 | 157 | Electric Utility | 35.0742 | -90.1439 | Tennessee Valley Authority (Owner),Tennessee Valley Authority (Operator) |  |  | Combustion turbine | Pipeline Natural Gas | Diesel Oil |  |  |  |  | 1972-09-01 | Operating | 760 | G20 (59.6) | 3393 ACT20 | 59.6
TN | Bull Run | 3396 | 1 |  | 2023 | ARP, CSNOX, CSOSG2, CSSO2G1, MATS | 609315 | 4 | SERC | Anderson County | TN001 | 1 | Electric Utility | 36.0211 | -84.1567 | Tennessee Valley Authority (Owner),Tennessee Valley Authority (Operator) | Phase 2 | Phase 2 Group 1 | Tangentially-fired | Coal |  | Wet Limestone | Selective Catalytic Reduction | Electrostatic Precipitator |  | 1967-04-01 | Operating | 12604 | 1 (950) | 3396 1 | 950 | Y
TN | Cumberland | 3399 | 1 |  | 2023 | ARP, CSNOX, CSOSG2, CSSO2G1, MATS | 609315 | 4 | SERC | Stewart County | TN161 | 161 | Electric Utility | 36.3903 | -87.6539 | Tennessee Valley Authority (Owner),Tennessee Valley Authority (Operator) | Table 1 | Phase 2 Group 2 | Cell burner boiler | Coal |  | Wet Limestone | Low NOx Cell Burner,Selective Catalytic Reduction | Electrostatic Precipitator |  | 1972-04-22 | Operating | 15208 | 1 (1300) | 3399 1 | 1300 | Y
TN | Cumberland | 3399 | 2 |  | 2023 | ARP, CSNOX, CSOSG2, CSSO2G1, MATS | 609315 | 4 | SERC | Stewart County | TN161 | 161 | Electric Utility | 36.3903 | -87.6539 | Tennessee Valley Authority (Owner),Tennessee Valley Authority (Operator) | Table 1 | Phase 2 Group 2 | Cell burner boiler | Coal |  | Wet Limestone | Low NOx Cell Burner,Selective Catalytic Reduction | Electrostatic Precipitator |  | 1973-02-01 | Operating | 16100 | 2 (1300) | 3399 2 | 1300 | Y
TN | Gallatin | 3403 | 1 |  | 2023 | ARP, CSNOX, CSOSG2, CSSO2G1, MATS | 609315 | 4 |  | Sumner County | TN165 | 165 | Electric Utility | 36.3156 | -86.4006 | Tennessee Valley Authority (Owner),Tennessee Valley Authority (Operator) | Table 1 | Phase 1 Group 1 | Tangentially-fired | Coal |  | Dry Lime FGD | Low NOx Burner Technology w/ Separated OFA,Selective Catalytic Reduction | Baghouse |  | 1956-10-11 | Operating | 4456 | 1 (300) | 3403 1 | 300 | Y
TN | Gallatin | 3403 | 2 |  | 2023 | ARP, CSNOX, CSOSG2, CSSO2G1, MATS | 609315 | 4 |  | Sumner County | TN165 | 165 | Electric Utility | 36.3156 | -86.4006 | Tennessee Valley Authority (Owner),Tennessee Valley Authority (Operator) | Table 1 | Phase 1 Group 1 | Tangentially-fired | Coal |  | Dry Lime FGD | Low NOx Burner Technology w/ Separated OFA,Selective Catalytic Reduction | Baghouse |  | 1957-05-01 | Operating | 3717 | 2 (300) | 3403 2 | 300 | Y
TN | Gallatin | 3403 | 3 |  | 2023 | ARP, CSNOX, CSOSG2, CSSO2G1, MATS | 609315 | 4 |  | Sumner County | TN165 | 165 | Electric Utility | 36.3156 | -86.4006 | Tennessee Valley Authority (Owner),Tennessee Valley Authority (Operator) | Table 1 | Phase 1 Group 1 | Tangentially-fired | Coal |  | Dry Lime FGD | Low NOx Burner Technology w/ Separated OFA,Selective Catalytic Reduction | Baghouse |  | 1959-04-24 | Operating | 4712 | 3 (327.6) | 3403 3 | 327.6 | Y
TN | Gallatin | 3403 | 4 |  | 2023 | ARP, CSNOX, CSOSG2, CSSO2G1, MATS | 609315 | 4 |  | Sumner County | TN165 | 165 | Electric Utility | 36.3156 | -86.4006 | Tennessee Valley Authority (Owner),Tennessee Valley Authority (Operator) | Table 1 | Phase 1 Group 1 | Tangentially-fired | Coal |  | Dry Lime FGD | Low NOx Burner Technology w/ Separated OFA,Selective Catalytic Reduction | Baghouse |  | 1959-07-01 | Operating | 4433 | 4 (327.6) | 3403 4 | 327.6 | Y
TN | Gallatin | 3403 | GCT1 |  | 2023 | CSNOX, CSOSG2, CSSO2G1 | 609315 | 4 |  | Sumner County | TN165 | 165 | Electric Utility | 36.3156 | -86.4006 | Tennessee Valley Authority (Owner),Tennessee Valley Authority (Operator) |  |  | Combustion turbine | Pipeline Natural Gas | Diesel Oil |  |  |  |  | 1975-01-01 | Operating | 1137 | GT1 (81.3) | 3403 GCT1 | 81.3
TN | Gallatin | 3403 | GCT2 |  | 2023 | CSNOX, CSOSG2, CSSO2G1 | 609315 | 4 |  | Sumner County | TN165 | 165 | Electric Utility | 36.3156 | -86.4006 | Tennessee Valley Authority (Owner),Tennessee Valley Authority (Operator) |  |  | Combustion turbine | Pipeline Natural Gas | Diesel Oil |  |  |  |  | 1975-01-01 | Operating | 1137 | GT2 (81.3) | 3403 GCT2 | 81.3
TN | Gallatin | 3403 | GCT3 |  | 2023 | CSNOX, CSOSG2, CSSO2G1 | 609315 | 4 |  | Sumner County | TN165 | 165 | Electric Utility | 36.3156 | -86.4006 | Tennessee Valley Authority (Owner),Tennessee Valley Authority (Operator) |  |  | Combustion turbine | Pipeline Natural Gas | Diesel Oil |  |  |  |  | 1975-01-01 | Operating | 1137 | GT3 (81.3) | 3403 GCT3 | 81.3
TN | Gallatin | 3403 | GCT4 |  | 2023 | CSNOX, CSOSG2, CSSO2G1 | 609315 | 4 |  | Sumner County | TN165 | 165 | Electric Utility | 36.3156 | -86.4006 | Tennessee Valley Authority (Owner),Tennessee Valley Authority (Operator) |  |  | Combustion turbine | Pipeline Natural Gas | Diesel Oil |  |  |  |  | 1975-01-01 | Operating | 1137 | GT4 (81.3) | 3403 GCT4 | 81.3
TN | Gallatin | 3403 | GCT5 |  | 2023 | ARP, CSNOX, CSOSG2, CSSO2G1 | 609315 | 4 |  | Sumner County | TN165 | 165 | Electric Utility | 36.3156 | -86.4006 | Tennessee Valley Authority (Owner),Tennessee Valley Authority (Operator) | Phase 2 |  | Combustion turbine | Pipeline Natural Gas | Diesel Oil |  | Dry Low NOx Burners,Water Injection |  |  | 2000-04-21 | Operating | 1160 | GT5 (84.5) | 3403 GCT5 | 84.5
TN | Gallatin | 3403 | GCT6 |  | 2023 | ARP, CSNOX, CSOSG2, CSSO2G1 | 609315 | 4 |  | Sumner County | TN165 | 165 | Electric Utility | 36.3156 | -86.4006 | Tennessee Valley Authority (Owner),Tennessee Valley Authority (Operator) | Phase 2 |  | Combustion turbine | Pipeline Natural Gas | Diesel Oil |  | Dry Low NOx Burners,Water Injection |  |  | 2000-05-08 | Operating | 1115 | GT6 (84.5) | 3403 GCT6 | 84.5
TN | Gallatin | 3403 | GCT7 |  | 2023 | ARP, CSNOX, CSOSG2, CSSO2G1 | 609315 | 4 |  | Sumner County | TN165 | 165 | Electric Utility | 36.3156 | -86.4006 | Tennessee Valley Authority (Owner),Tennessee Valley Authority (Operator) | Phase 2 |  | Combustion turbine | Pipeline Natural Gas | Diesel Oil |  | Dry Low NOx Burners,Water Injection |  |  | 2000-05-31 | Operating | 1225 | GT7 (84.5) | 3403 GCT7 | 84.5
TN | Gallatin | 3403 | GCT8 |  | 2023 | ARP, CSNOX, CSOSG2, CSSO2G1 | 609315 | 4 |  | Sumner County | TN165 | 165 | Electric Utility | 36.3156 | -86.4006 | Tennessee Valley Authority (Owner),Tennessee Valley Authority (Operator) | Phase 2 |  | Combustion turbine | Pipeline Natural Gas | Diesel Oil |  | Dry Low NOx Burners,Water Injection |  |  | 2000-06-23 | Operating | 1218 | GT8 (84.5) | 3403 GCT8 | 84.5
TN | John Sevier | 3405 | JCC1 |  | 2023 | ARP, CSNOX, CSOSG2, CSSO2G1 | 609315 | 4 | SERC | Hawkins County | TN073 | 73 | Electric Utility | 36.3767 | -82.9639 | Tennessee Valley Authority (Owner),Tennessee Valley Authority (Operator) | Phase 2 |  | Combined cycle | Pipeline Natural Gas | Diesel Oil |  | Dry Low NOx Burners,Water Injection,Selective Catalytic Reduction |  |  | 2011-12-17 | Operating | 2275.9 | STG1 (414), CTG1 (179.4) | 3405 JCC1 | 317.4 | Y
TN | John Sevier | 3405 | JCC2 |  | 2023 | ARP, CSNOX, CSOSG2, CSSO2G1 | 609315 | 4 | SERC | Hawkins County | TN073 | 73 | Electric Utility | 36.3767 | -82.9639 | Tennessee Valley Authority (Owner),Tennessee Valley Authority (Operator) | Phase 2 |  | Combined cycle | Pipeline Natural Gas | Diesel Oil |  | Dry Low NOx Burners,Water Injection,Selective Catalytic Reduction |  |  | 2012-01-16 | Operating | 2247.7 | CTG2 (179.4), STG1 (414) | 3405 JCC2 | 317.4 | Y
TN | John Sevier | 3405 | JCC3 |  | 2023 | ARP, CSNOX, CSOSG2, CSSO2G1 | 609315 | 4 | SERC | Hawkins County | TN073 | 73 | Electric Utility | 36.3767 | -82.9639 | Tennessee Valley Authority (Owner),Tennessee Valley Authority (Operator) | Phase 2 |  | Combined cycle | Pipeline Natural Gas | Diesel Oil |  | Dry Low NOx Burners,Water Injection,Selective Catalytic Reduction |  |  | 2012-01-28 | Operating | 2287 | CTG3 (179.4), STG1 (414) | 3405 JCC3 | 317.4 | Y
TN | Johnsonville | 3406 | JCT1 |  | 2023 | CSNOX, CSOSG2, CSSO2G1 | 609315 | 4 |  | Humphreys County | TN085 | 85 | Electric Utility | 36.0278 | -87.9861 | Tennessee Valley Authority (Owner),Tennessee Valley Authority (Operator) |  |  | Combustion turbine | Pipeline Natural Gas | Diesel Oil |  |  |  |  | 1974-10-01 | Operating | 790 | GT1 (68) | 3406 JCT1 | 68
TN | Johnsonville | 3406 | JCT10 |  | 2023 | CSNOX, CSOSG2, CSSO2G1 | 609315 | 4 |  | Humphreys County | TN085 | 85 | Electric Utility | 36.0278 | -87.9861 | Tennessee Valley Authority (Owner),Tennessee Valley Authority (Operator) |  |  | Combustion turbine | Pipeline Natural Gas | Diesel Oil |  |  |  |  | 1974-09-01 | Operating | 790 | G10 (68) | 3406 JCT10 | 68
TN | Johnsonville | 3406 | JCT11 |  | 2023 | CSNOX, CSOSG2, CSSO2G1 | 609315 | 4 |  | Humphreys County | TN085 | 85 | Electric Utility | 36.0278 | -87.9861 | Tennessee Valley Authority (Owner),Tennessee Valley Authority (Operator) |  |  | Combustion turbine | Pipeline Natural Gas | Diesel Oil |  |  |  |  | 1974-12-01 | Operating | 790 | G11 (68) | 3406 JCT11 | 68
TN | Johnsonville | 3406 | JCT12 |  | 2023 | CSNOX, CSOSG2, CSSO2G1 | 609315 | 4 |  | Humphreys County | TN085 | 85 | Electric Utility | 36.0278 | -87.9861 | Tennessee Valley Authority (Owner),Tennessee Valley Authority (Operator) |  |  | Combustion turbine | Pipeline Natural Gas | Diesel Oil |  |  |  |  | 1974-12-01 | Operating | 790 | G12 (68) | 3406 JCT12 | 68
TN | Johnsonville | 3406 | JCT13 |  | 2023 | CSNOX, CSOSG2, CSSO2G1 | 609315 | 4 |  | Humphreys County | TN085 | 85 | Electric Utility | 36.0278 | -87.9861 | Tennessee Valley Authority (Owner),Tennessee Valley Authority (Operator) |  |  | Combustion turbine | Pipeline Natural Gas | Diesel Oil |  |  |  |  | 1974-12-01 | Operating | 790 | G13 (68) | 3406 JCT13 | 68
TN | Johnsonville | 3406 | JCT14 |  | 2023 | CSNOX, CSOSG2, CSSO2G1 | 609315 | 4 |  | Humphreys County | TN085 | 85 | Electric Utility | 36.0278 | -87.9861 | Tennessee Valley Authority (Owner),Tennessee Valley Authority (Operator) |  |  | Combustion turbine | Pipeline Natural Gas | Diesel Oil |  |  |  |  | 1974-12-01 | Operating | 790 | G14 (68) | 3406 JCT14 | 68
TN | Johnsonville | 3406 | JCT15 |  | 2023 | CSNOX, CSOSG2, CSSO2G1 | 609315 | 4 |  | Humphreys County | TN085 | 85 | Electric Utility | 36.0278 | -87.9861 | Tennessee Valley Authority (Owner),Tennessee Valley Authority (Operator) |  |  | Combustion turbine | Pipeline Natural Gas | Diesel Oil |  |  |  |  | 1974-12-01 | Operating | 790 | G15 (68) | 3406 JCT15 | 68
TN | Johnsonville | 3406 | JCT16 |  | 2023 | CSNOX, CSOSG2, CSSO2G1 | 609315 | 4 |  | Humphreys County | TN085 | 85 | Electric Utility | 36.0278 | -87.9861 | Tennessee Valley Authority (Owner),Tennessee Valley Authority (Operator) |  |  | Combustion turbine | Pipeline Natural Gas | Diesel Oil |  |  |  |  | 1974-12-01 | Operating | 790 | G16 (68) | 3406 JCT16 | 68
TN | Johnsonville | 3406 | JCT17 |  | 2023 | ARP, CSNOX, CSOSG2, CSSO2G1 | 609315 | 4 |  | Humphreys County | TN085 | 85 | Electric Utility | 36.0278 | -87.9861 | Tennessee Valley Authority (Owner),Tennessee Valley Authority (Operator) | Phase 2 |  | Combustion turbine | Pipeline Natural Gas | Diesel Oil |  | Dry Low NOx Burners,Water Injection |  |  | 2000-05-23 | Operating | 1209 | G17 (84.5) | 3406 JCT17 | 84.5
TN | Johnsonville | 3406 | JCT18 |  | 2023 | ARP, CSNOX, CSOSG2, CSSO2G1 | 609315 | 4 |  | Humphreys County | TN085 | 85 | Electric Utility | 36.0278 | -87.9861 | Tennessee Valley Authority (Owner),Tennessee Valley Authority (Operator) | Phase 2 |  | Combustion turbine | Pipeline Natural Gas | Diesel Oil |  | Dry Low NOx Burners,Water Injection |  |  | 2000-05-12 | Operating | 1209 | G18 (84.5) | 3406 JCT18 | 84.5
TN | Johnsonville | 3406 | JCT19 |  | 2023 | ARP, CSNOX, CSOSG2, CSSO2G1 | 609315 | 4 |  | Humphreys County | TN085 | 85 | Electric Utility | 36.0278 | -87.9861 | Tennessee Valley Authority (Owner),Tennessee Valley Authority (Operator) | Phase 2 |  | Combustion turbine | Pipeline Natural Gas | Diesel Oil |  | Dry Low NOx Burners,Water Injection |  |  | 2000-05-29 | Operating | 1209 | G19 (84.5) | 3406 JCT19 | 84.5
TN | Johnsonville | 3406 | JCT2 |  | 2023 | CSNOX, CSOSG2, CSSO2G1 | 609315 | 4 |  | Humphreys County | TN085 | 85 | Electric Utility | 36.0278 | -87.9861 | Tennessee Valley Authority (Owner),Tennessee Valley Authority (Operator) |  |  | Combustion turbine | Pipeline Natural Gas | Diesel Oil |  |  |  |  | 1974-10-01 | Operating | 790 | GT2 (68) | 3406 JCT2 | 68
TN | Johnsonville | 3406 | JCT20 |  | 2023 | ARP, CSNOX, CSOSG2, CSSO2G1 | 609315 | 4 |  | Humphreys County | TN085 | 85 | Electric Utility | 36.0278 | -87.9861 | Tennessee Valley Authority (Owner),Tennessee Valley Authority (Operator) | Phase 2 |  | Combustion turbine | Pipeline Natural Gas | Diesel Oil |  | Selective Catalytic Reduction |  |  | 2000-05-30 | Operating | 1611 | G20 (84.5) | 3406 JCT20 | 84.5 | Y
TN | Johnsonville | 3406 | JCT3 |  | 2023 | CSNOX, CSOSG2, CSSO2G1 | 609315 | 4 |  | Humphreys County | TN085 | 85 | Electric Utility | 36.0278 | -87.9861 | Tennessee Valley Authority (Owner),Tennessee Valley Authority (Operator) |  |  | Combustion turbine | Pipeline Natural Gas | Diesel Oil |  |  |  |  | 1974-10-01 | Operating | 790 | GT3 (68) | 3406 JCT3 | 68
TN | Johnsonville | 3406 | JCT4 |  | 2023 | CSNOX, CSOSG2, CSSO2G1 | 609315 | 4 |  | Humphreys County | TN085 | 85 | Electric Utility | 36.0278 | -87.9861 | Tennessee Valley Authority (Owner),Tennessee Valley Authority (Operator) |  |  | Combustion turbine | Pipeline Natural Gas | Diesel Oil |  |  |  |  | 1974-08-01 | Operating | 790 | GT4 (68) | 3406 JCT4 | 68
TN | Johnsonville | 3406 | JCT5 |  | 2023 | CSNOX, CSOSG2, CSSO2G1 | 609315 | 4 |  | Humphreys County | TN085 | 85 | Electric Utility | 36.0278 | -87.9861 | Tennessee Valley Authority (Owner),Tennessee Valley Authority (Operator) |  |  | Combustion turbine | Pipeline Natural Gas | Diesel Oil |  |  |  |  | 1974-10-01 | Operating | 790 | GT5 (68) | 3406 JCT5 | 68
TN | Johnsonville | 3406 | JCT6 |  | 2023 | CSNOX, CSOSG2, CSSO2G1 | 609315 | 4 |  | Humphreys County | TN085 | 85 | Electric Utility | 36.0278 | -87.9861 | Tennessee Valley Authority (Owner),Tennessee Valley Authority (Operator) |  |  | Combustion turbine | Pipeline Natural Gas | Diesel Oil |  |  |  |  | 1974-09-01 | Operating | 790 | GT6 (68) | 3406 JCT6 | 68
TN | Johnsonville | 3406 | JCT7 |  | 2023 | CSNOX, CSOSG2, CSSO2G1 | 609315 | 4 |  | Humphreys County | TN085 | 85 | Electric Utility | 36.0278 | -87.9861 | Tennessee Valley Authority (Owner),Tennessee Valley Authority (Operator) |  |  | Combustion turbine | Pipeline Natural Gas | Diesel Oil |  |  |  |  | 1974-09-01 | Operating | 790 | GT7 (68) | 3406 JCT7 | 68
TN | Johnsonville | 3406 | JCT8 |  | 2023 | CSNOX, CSOSG2, CSSO2G1 | 609315 | 4 |  | Humphreys County | TN085 | 85 | Electric Utility | 36.0278 | -87.9861 | Tennessee Valley Authority (Owner),Tennessee Valley Authority (Operator) |  |  | Combustion turbine | Pipeline Natural Gas | Diesel Oil |  |  |  |  | 1974-08-01 | Operating | 790 | GT8 (68) | 3406 JCT8 | 68
TN | Johnsonville | 3406 | JCT9 |  | 2023 | CSNOX, CSOSG2, CSSO2G1 | 609315 | 4 |  | Humphreys County | TN085 | 85 | Electric Utility | 36.0278 | -87.9861 | Tennessee Valley Authority (Owner),Tennessee Valley Authority (Operator) |  |  | Combustion turbine | Pipeline Natural Gas | Diesel Oil |  |  |  |  | 1974-09-01 | Operating | 790 | GT9 (68) | 3406 JCT9 | 68
TN | Kingston | 3407 | 1 | CSN19, CSS19 | 2023 | ARP, CSNOX, CSOSG2, CSSO2G1, MATS | 609315 | 4 | SERC | Roane County | TN145 | 145 | Electric Utility | 35.8992 | -84.5194 | Tennessee Valley Authority (Owner),Tennessee Valley Authority (Operator) | Phase 2 | Phase 2 Group 1 | Tangentially-fired | Coal |  | Wet Lime FGD | Selective Catalytic Reduction | Electrostatic Precipitator |  | 1954-01-30 | Operating | 2139 | 1 (175) | 3407 1 | 175 | Y
TN | Kingston | 3407 | 2 | CSN19, CSS19 | 2023 | ARP, CSNOX, CSOSG2, CSSO2G1, MATS | 609315 | 4 | SERC | Roane County | TN145 | 145 | Electric Utility | 35.8992 | -84.5194 | Tennessee Valley Authority (Owner),Tennessee Valley Authority (Operator) | Phase 2 | Phase 2 Group 1 | Tangentially-fired | Coal |  | Wet Lime FGD | Selective Catalytic Reduction | Electrostatic Precipitator |  | 1954-04-25 | Operating | 2185 | 2 (175) | 3407 2 | 175 | Y
TN | Kingston | 3407 | 3 | CSN19, CSS19 | 2023 | ARP, CSNOX, CSOSG2, CSSO2G1, MATS | 609315 | 4 | SERC | Roane County | TN145 | 145 | Electric Utility | 35.8992 | -84.5194 | Tennessee Valley Authority (Owner),Tennessee Valley Authority (Operator) | Phase 2 | Phase 2 Group 1 | Tangentially-fired | Coal |  | Wet Lime FGD | Selective Catalytic Reduction | Electrostatic Precipitator |  | 1954-06-05 | Operating | 2180 | 3 (175) | 3407 3 | 175 | Y
TN | Kingston | 3407 | 4 | CSN19, CSS19 | 2023 | ARP, CSNOX, CSOSG2, CSSO2G1, MATS | 609315 | 4 | SERC | Roane County | TN145 | 145 | Electric Utility | 35.8992 | -84.5194 | Tennessee Valley Authority (Owner),Tennessee Valley Authority (Operator) | Phase 2 | Phase 2 Group 1 | Tangentially-fired | Coal |  | Wet Lime FGD | Selective Catalytic Reduction | Electrostatic Precipitator |  | 1954-07-23 | Operating | 2176 | 4 (175) | 3407 4 | 175 | Y
TN | Kingston | 3407 | 5 | CSN19, CSS19 | 2023 | ARP, CSNOX, CSOSG2, CSSO2G1, MATS | 609315 | 4 | SERC | Roane County | TN145 | 145 | Electric Utility | 35.8992 | -84.5194 | Tennessee Valley Authority (Owner),Tennessee Valley Authority (Operator) | Phase 2 | Phase 2 Group 1 | Tangentially-fired | Coal |  | Wet Lime FGD | Low NOx Burner Technology w/ Separated OFA,Selective Catalytic Reduction | Electrostatic Precipitator |  | 1954-11-26 | Operating | 2932 | 5 (200) | 3407 5 | 200 | Y
TN | Kingston | 3407 | 6 | CSN19, CSS19 | 2023 | ARP, CSNOX, CSOSG2, CSSO2G1, MATS | 609315 | 4 | SERC | Roane County | TN145 | 145 | Electric Utility | 35.8992 | -84.5194 | Tennessee Valley Authority (Owner),Tennessee Valley Authority (Operator) | Phase 2 | Phase 2 Group 1 | Tangentially-fired | Coal |  | Wet Lime FGD | Low NOx Burner Technology w/ Separated OFA,Selective Catalytic Reduction | Electrostatic Precipitator |  | 1955-02-03 | Operating | 2932 | 6 (200) | 3407 6 | 200 | Y
TN | Kingston | 3407 | 7 | CSN19, CSS19 | 2023 | ARP, CSNOX, CSOSG2, CSSO2G1, MATS | 609315 | 4 | SERC | Roane County | TN145 | 145 | Electric Utility | 35.8992 | -84.5194 | Tennessee Valley Authority (Owner),Tennessee Valley Authority (Operator) | Phase 2 | Phase 2 Group 1 | Tangentially-fired | Coal |  | Wet Lime FGD | Low NOx Burner Technology w/ Separated OFA,Selective Catalytic Reduction | Electrostatic Precipitator |  | 1955-04-19 | Operating | 3576 | 7 (200) | 3407 7 | 200 | Y
TN | Kingston | 3407 | 8 | CSN19, CSS19 | 2023 | ARP, CSNOX, CSOSG2, CSSO2G1, MATS | 609315 | 4 | SERC | Roane County | TN145 | 145 | Electric Utility | 35.8992 | -84.5194 | Tennessee Valley Authority (Owner),Tennessee Valley Authority (Operator) | Phase 2 | Phase 2 Group 1 | Tangentially-fired | Coal |  | Wet Lime FGD | Low NOx Burner Technology w/ Separated OFA,Selective Catalytic Reduction | Electrostatic Precipitator |  | 1955-07-09 | Operating | 3005 | 8 (200) | 3407 8 | 200 | Y
TN | Kingston | 3407 | 9 | CSN19, CSS19 | 2023 | ARP, CSNOX, CSOSG2, CSSO2G1, MATS | 609315 | 4 | SERC | Roane County | TN145 | 145 | Electric Utility | 35.8992 | -84.5194 | Tennessee Valley Authority (Owner),Tennessee Valley Authority (Operator) | Phase 2 | Phase 2 Group 1 | Tangentially-fired | Coal |  | Wet Lime FGD | Selective Catalytic Reduction | Electrostatic Precipitator |  | 1955-11-25 | Operating | 2959 | 9 (200) | 3407 9 | 200 | Y
TX | Laredo | 3439 | 4 |  | 2023 | ARP, CSOSG2 | 606332 | 6 | ERCOT | Webb County | TX479 | 479 | Electric Utility | 27.5667 | -99.5083 | Laredo LLC (Owner),Laredo LLC (Operator) | Phase 2 |  | Combustion turbine | Pipeline Natural Gas |  |  | Water Injection,Selective Catalytic Reduction |  |  | 2008-06-26 | Operating | 1058.1 | 4 (100) | 3439 4 | 100 | Y
TX | Laredo | 3439 | 5 |  | 2023 | ARP, CSOSG2 | 606332 | 6 | ERCOT | Webb County | TX479 | 479 | Electric Utility | 27.5667 | -99.5083 | Laredo LLC (Owner),Laredo LLC (Operator) | Phase 2 |  | Combustion turbine | Pipeline Natural Gas |  |  | Water Injection,Selective Catalytic Reduction |  |  | 2008-07-25 | Operating | 949.1 | 5 (100) | 3439 5 | 100 | Y
TX | Nueces Bay | 3441 | 8 |  | 2023 | ARP, CSOSG2 | 606332 | 6 | ERCOT | Nueces County | TX355 | 355 | Electric Utility | 27.8182 | -97.4189 | Nueces Bay LLC (Owner),Nueces Bay LLC (Operator) | Phase 2 |  | Combined cycle | Pipeline Natural Gas |  |  | Selective Catalytic Reduction |  |  | 2009-11-18 | Operating | 2610.4 | 8 (172), 7 (351) | 3441 8 | 347.5 | Y
TX | Nueces Bay | 3441 | 9 |  | 2023 | ARP, CSOSG2 | 606332 | 6 | ERCOT | Nueces County | TX355 | 355 | Electric Utility | 27.8182 | -97.4189 | Nueces Bay LLC (Owner),Nueces Bay LLC (Operator) | Phase 2 |  | Combined cycle | Pipeline Natural Gas |  |  | Selective Catalytic Reduction |  |  | 2009-11-21 | Operating | 2638.9 | 7 (351), 9 (172) | 3441 9 | 347.5 | Y
TX | Victoria Power Station | 3443 | 9 |  | 2023 | ARP, CSOSG2 | 610048 | 6 | ERCOT | Victoria County | TX469 | 469 | Electric Utility | 28.7883 | -97.01 | Victoria WLE, LP (Owner),Victoria WLE, LP (Operator) | Phase 2 |  | Combined cycle | Pipeline Natural Gas |  |  | Dry Low NOx Burners,Selective Catalytic Reduction |  |  | 2008-11-20 | Operating | 2444 | 7 (196.9), 5 (160) | 3443 9 | 356.9 | Y
TX | Lake Hubbard | 3452 | 1 |  | 2023 | ARP, CSOSG2 | 603383 | 6 | ERCOT | Dallas County | TX113 | 113 | Electric Utility | 32.8364 | -96.5464 | Luminant Generation Company LLC (Owner),Luminant Generation Company LLC (Operator) | Phase 2 |  | Dry bottom wall-fired boiler | Pipeline Natural Gas | Diesel Oil |  | Combustion Modification/Fuel Reburning |  |  | 1970-06-18 | Operating | 4620 | 1 (396.5) | 3452 1 | 396.5
TX | Lake Hubbard | 3452 | 2 |  | 2023 | ARP, CSOSG2 | 603383 | 6 | ERCOT | Dallas County | TX113 | 113 | Electric Utility | 32.8364 | -96.5464 | Luminant Generation Company LLC (Owner),Luminant Generation Company LLC (Operator) | Phase 2 |  | Dry bottom wall-fired boiler | Pipeline Natural Gas | Diesel Oil |  | Selective Catalytic Reduction,Low NOx Burner Technology w/ Overfire Air |  |  | 1973-11-20 | Operating | 5598 | 2 (531) | 3452 2 | 531 | Y
TX | Mountain Creek Generating Station | 3453 | 6 |  | 2023 | ARP, CSOSG2 | 607415 (Ended Sep 21, 2023), 610786 (Started Sep 21, 2023) | 6 | ERCOT | Dallas County | TX113 | 113 | Electric Utility | 32.7253 | -96.9361 | Mountain Creek Power, LLC (Owner),Mountain Creek Power, LLC (Operator) | Phase 2 |  | Dry bottom wall-fired boiler | Pipeline Natural Gas |  |  | Low NOx Burner Technology (Dry Bottom only),Combustion Modification/Fuel Reburning |  |  | 1956-02-22 | Operating | 1674 | 6 (136) | 3453 6 | 136
TX | Mountain Creek Generating Station | 3453 | 7 |  | 2023 | ARP, CSOSG2 | 607415 (Ended Sep 21, 2023), 610786 (Started Sep 21, 2023) | 6 | ERCOT | Dallas County | TX113 | 113 | Electric Utility | 32.7253 | -96.9361 | Mountain Creek Power, LLC (Owner),Mountain Creek Power, LLC (Operator) | Phase 2 |  | Dry bottom wall-fired boiler | Pipeline Natural Gas |  |  | Low NOx Burner Technology (Dry Bottom only),Combustion Modification/Fuel Reburning |  |  | 1958-03-07 | Operating | 1674 | 7 (136) | 3453 7 | 136
TX | Mountain Creek Generating Station | 3453 | 8 |  | 2023 | ARP, CSOSG2 | 607415 (Ended Sep 21, 2023), 610786 (Started Sep 21, 2023) | 6 | ERCOT | Dallas County | TX113 | 113 | Electric Utility | 32.7253 | -96.9361 | Mountain Creek Power, LLC (Owner),Mountain Creek Power, LLC (Operator) | Phase 2 |  | Tangentially-fired | Pipeline Natural Gas |  |  | Selective Catalytic Reduction |  |  | 1967-07-11 | Operating | 6204 | 8 (581) | 3453 8 | 581 | Y
TX | Newman Power Station | 3456 | 1 |  | 2023 | ARP, CSOSG2 | 610284 | 6 | WECC | El Paso County | TX141 | 141 | Electric Utility | 31.9858 | -106.4322 | El Paso Electric Company (Owner),El Paso Electric Company (Operator) | Phase 2 |  | Dry bottom wall-fired boiler | Pipeline Natural Gas | Diesel Oil |  |  |  |  | 1960-04-01 | Operating | 858 | 1 (81.6) | 3456 1 | 81.6
TX | Newman Power Station | 3456 | 2 |  | 2023 | ARP, CSOSG2, TXSO2 | 610284 | 6 | WECC | El Paso County | TX141 | 141 | Electric Utility | 31.9858 | -106.4322 | El Paso Electric Company (Owner),El Paso Electric Company (Operator) | Phase 2 |  | Dry bottom wall-fired boiler | Pipeline Natural Gas | Diesel Oil |  |  |  |  | 1963-04-01 | Operating | 858 | 2 (81.6) | 3456 2 | 81.6
TX | Newman Power Station | 3456 | 3 |  | 2023 | ARP, CSOSG2, TXSO2 | 610284 | 6 | WECC | El Paso County | TX141 | 141 | Electric Utility | 31.9858 | -106.4322 | El Paso Electric Company (Owner),El Paso Electric Company (Operator) | Phase 2 |  | Dry bottom wall-fired boiler | Pipeline Natural Gas | Diesel Oil |  |  |  |  | 1966-01-01 | Operating | 1030 | 3 (115.2) | 3456 3 | 115.2
TX | Newman Power Station | 3456 | **4 |  | 2023 | ARP, CSOSG2, TXSO2 | 610284 | 6 | WECC | El Paso County | TX141 | 141 | Electric Utility | 31.9858 | -106.4322 | El Paso Electric Company (Owner),El Paso Electric Company (Operator) | Phase 2 |  | Combined cycle | Pipeline Natural Gas |  |  | Water Injection |  |  | 1975-01-01 | Operating | 1022 | CT1 (85), 4 (120) | 3456 **4 | 145
TX | Newman Power Station | 3456 | **5 |  | 2023 | ARP, CSOSG2, TXSO2 | 610284 | 6 | WECC | El Paso County | TX141 | 141 | Electric Utility | 31.9858 | -106.4322 | El Paso Electric Company (Owner),El Paso Electric Company (Operator) | Phase 2 |  | Combined cycle | Pipeline Natural Gas |  |  | Water Injection |  |  | 1975-01-01 | Operating | 1022 | CT2 (85), 4 (120) | 3456 **5 | 145
TX | Newman Power Station | 3456 | GT-6A |  | 2023 | ARP, CSOSG2 | 610284 | 6 | WECC | El Paso County | TX141 | 141 | Electric Utility | 31.9858 | -106.4322 | El Paso Electric Company (Owner),El Paso Electric Company (Operator) | Phase 2 |  | Combined cycle | Pipeline Natural Gas |  |  | Dry Low NOx Burners |  |  | 2009-05-07 | Operating | 1120 | 5CT1 (86.5), 5CA1 (165) | 3456 GT-6A | 169
TX | Newman Power Station | 3456 | GT-6B |  | 2023 | ARP, CSOSG2 | 610284 | 6 | WECC | El Paso County | TX141 | 141 | Electric Utility | 31.9858 | -106.4322 | El Paso Electric Company (Owner),El Paso Electric Company (Operator) | Phase 2 |  | Combined cycle | Pipeline Natural Gas |  |  | Dry Low NOx Burners |  |  | 2009-05-16 | Operating | 1120 | 5CA1 (165), 5CT2 (86.5) | 3456 GT-6B | 169
TX | Lewis Creek | 3457 | 1 |  | 2023 | ARP, CSOSG2 | 609775 (Ended Mar 31, 2023), 610584 (Started Mar 31, 2023) | 6 | SPP | Montgomery County | TX339 | 339 | Electric Utility | 30.4364 | -95.5215 | Entergy Corporation (Owner),Entergy Corporation (Operator) | Phase 2 |  | Dry bottom wall-fired boiler | Pipeline Natural Gas |  |  | Selective Catalytic Reduction |  |  | 1970-12-14 | Operating | 2730 | 1 (271.4) | 3457 1 | 271.4 | Y
TX | Lewis Creek | 3457 | 2 |  | 2023 | ARP, CSOSG2 | 609775 (Ended Mar 31, 2023), 610584 (Started Mar 31, 2023) | 6 | SPP | Montgomery County | TX339 | 339 | Electric Utility | 30.4364 | -95.5215 | Entergy Corporation (Owner),Entergy Corporation (Operator) | Phase 2 |  | Dry bottom wall-fired boiler | Pipeline Natural Gas |  |  | Selective Catalytic Reduction |  |  | 1971-05-11 | Operating | 3050 | 2 (271.4) | 3457 2 | 271.4 | Y
TX | Sabine | 3459 | 1 |  | 2023 | ARP, CSOSG2 | 609775 (Ended Mar 31, 2023), 610584 (Started Mar 31, 2023) | 6 |  | Orange County | TX361 | 361 | Electric Utility | 30.0242 | -93.875 | Entergy Corporation (Owner),Entergy Corporation (Operator) | Phase 2 |  | Tangentially-fired | Pipeline Natural Gas | [5 empty] | 1962-01-01 | Operating | 2300 | 1 (239.4) | 3459 1 | 239.4
TX | Sabine | 3459 | 3 |  | 2023 | ARP, CSOSG2 | 609775 (Ended Mar 31, 2023), 610584 (Started Mar 31, 2023) | 6 |  | Orange County | TX361 | 361 | Electric Utility | 30.0242 | -93.875 | Entergy Corporation (Owner),Entergy Corporation (Operator) | Phase 2 |  | Tangentially-fired | Pipeline Natural Gas |  |  | Low NOx Burner Technology w/ Separated OFA |  |  | 1966-12-01 | Operating | 4750 | 3 (473.4) | 3459 3 | 473.4
TX | Sabine | 3459 | 4 |  | 2023 | ARP, CSOSG2 | 609775 (Ended Mar 31, 2023), 610584 (Started Mar 31, 2023) | 6 |  | Orange County | TX361 | 361 | Electric Utility | 30.0242 | -93.875 | Entergy Corporation (Owner),Entergy Corporation (Operator) | Phase 2 |  | Dry bottom wall-fired boiler | Pipeline Natural Gas |  |  | Combustion Modification/Fuel Reburning |  |  | 1974-08-01 | Operating | 6500 | 4 (591.6) | 3459 4 | 591.6
TX | Sabine | 3459 | 5 |  | 2023 | ARP, CSOSG2 | 609775 (Ended Mar 31, 2023), 610584 (Started Mar 31, 2023) | 6 |  | Orange County | TX361 | 361 | Electric Utility | 30.0242 | -93.875 | Entergy Corporation (Owner),Entergy Corporation (Operator) | Phase 2 |  | Tangentially-fired | Pipeline Natural Gas |  |  | Low NOx Burner Technology w/ Closed-coupled OFA |  |  | 1979-12-21 | Operating | 5400 | 5 (507.4) | 3459 5 | 507.4
TX | Cedar Bayou | 3460 | CBY1 |  | 2023 | ARP, CSOSG2 | 602998 | 6 | ERCOT | Chambers County | TX071 | 71 | Electric Utility | 29.7483 | -94.9272 | NRG Energy, Inc (Owner),NRG Energy, Inc (Operator) | Phase 2 |  | Dry bottom wall-fired boiler | Pipeline Natural Gas |  |  | Selective Catalytic Reduction |  |  | 1970-12-11 | Operating | 8187 | 1 (765) | 3460 CBY1 | 765 | Y
TX | Cedar Bayou | 3460 | CBY2 |  | 2023 | ARP, CSOSG2 | 602998 | 6 | ERCOT | Chambers County | TX071 | 71 | Electric Utility | 29.7483 | -94.9272 | NRG Energy, Inc (Owner),NRG Energy, Inc (Operator) | Phase 2 |  | Dry bottom wall-fired boiler | Pipeline Natural Gas |  |  | Selective Catalytic Reduction |  |  | 1972-03-15 | Operating | 8179 | 2 (765) | 3460 CBY2 | 765 | Y
TX | W A Parish | 3470 | WAP1 |  | 2023 | ARP, CSOSG2 | 602998 | 6 | ERCOT | Fort Bend County | TX157 | 157 | Electric Utility | 29.4783 | -95.6358 | NRG Energy, Inc (Owner),NRG Energy, Inc (Operator) | Phase 2 |  | Dry bottom wall-fired boiler | Pipeline Natural Gas |  |  | Overfire Air |  |  | 1958-06-01 | Operating | 2047 | 1 (187.9) | 3470 WAP1 | 187.9
TX | W A Parish | 3470 | WAP2 |  | 2023 | ARP, CSOSG2 | 602998 | 6 | ERCOT | Fort Bend County | TX157 | 157 | Electric Utility | 29.4783 | -95.6358 | NRG Energy, Inc (Owner),NRG Energy, Inc (Operator) | Phase 2 |  | Dry bottom wall-fired boiler | Pipeline Natural Gas |  |  | Overfire Air |  |  | 1958-12-20 | Operating | 1968 | 2 (187.9) | 3470 WAP2 | 187.9
TX | W A Parish | 3470 | WAP3 |  | 2023 | ARP, CSOSG2 | 602998 | 6 | ERCOT | Fort Bend County | TX157 | 157 | Electric Utility | 29.4783 | -95.6358 | NRG Energy, Inc (Owner),NRG Energy, Inc (Operator) | Phase 2 |  | Dry bottom wall-fired boiler | Pipeline Natural Gas |  |  | Overfire Air |  |  | 1961-03-15 | Operating | 3003 | 3 (299.2) | 3470 WAP3 | 299.2
TX | W A Parish | 3470 | WAP4 |  | 2023 | ARP, CSOSG2, TXSO2 | 602998 | 6 | ERCOT | Fort Bend County | TX157 | 157 | Electric Utility | 29.4783 | -95.6358 | NRG Energy, Inc (Owner),NRG Energy, Inc (Operator) | Phase 2 |  | Tangentially-fired | Pipeline Natural Gas |  |  | Overfire Air |  |  | 1968-06-01 | Operating | 5950 | 4 (580.5) | 3470 WAP4 | 580.5
TX | W A Parish | 3470 | WAP5 |  | 2023 | ARP, CSOSG2, MATS, TXSO2 | 602998 | 6 | ERCOT | Fort Bend County | TX157 | 157 | Electric Utility | 29.4783 | -95.6358 | NRG Energy, Inc (Owner),NRG Energy, Inc (Operator) | Phase 2 | Early Election | Dry bottom wall-fired boiler | Coal | Pipeline Natural Gas |  | Selective Catalytic Reduction | Baghouse | Halogenated PAC Sorbent Injection | 1977-12-27 | Operating | 8545 | 5 (734.1) | 3470 WAP5 | 734.1 | Y
TX | W A Parish | 3470 | WAP6 |  | 2023 | ARP, CSOSG2, MATS, TXSO2 | 602998 | 6 | ERCOT | Fort Bend County | TX157 | 157 | Electric Utility | 29.4783 | -95.6358 | NRG Energy, Inc (Owner),NRG Energy, Inc (Operator) | Phase 2 | Early Election | Dry bottom wall-fired boiler | Coal | Pipeline Natural Gas |  | Selective Catalytic Reduction | Baghouse | Halogenated PAC Sorbent Injection | 1978-12-27 | Operating | 10860 | 6 (734.1) | 3470 WAP6 | 734.1 | Y
TX | W A Parish | 3470 | WAP7 |  | 2023 | ARP, CSOSG2, MATS, TXSO2 | 602998 | 6 | ERCOT | Fort Bend County | TX157 | 157 | Electric Utility | 29.4783 | -95.6358 | NRG Energy, Inc (Owner),NRG Energy, Inc (Operator) | Phase 2 | Early Election | Tangentially-fired | Coal | Pipeline Natural Gas |  | Selective Catalytic Reduction | Baghouse | Halogenated PAC Sorbent Injection | 1980-06-02 | Operating | 8351 | 7 (614.6) | 3470 WAP7 | 614.6 | Y
TX | W A Parish | 3470 | WAP8 | MS1, MS2 | 2023 | ARP, CSOSG2, MATS | 602998 | 6 | ERCOT | Fort Bend County | TX157 | 157 | Electric Utility | 29.4783 | -95.6358 | NRG Energy, Inc (Owner),NRG Energy, Inc (Operator) | Phase 2 | Early Election | Tangentially-fired | Coal | Pipeline Natural Gas | Sodium Based,Wet Lime FGD | Low NOx Burner Technology w/ Closed-coupled/Separated OFA,Selective Catalytic Reduction,Ammonia Injection | Baghouse | Halogenated PAC Sorbent Injection | 1982-12-01 | Operating | 9650 | 8 (614.6) | 3470 WAP8 | 614.6 | Y
TX | Knox Lee Power Plant | 3476 | 5 |  | 2023 | ARP, CSOSG2 | 608993 (Ended Apr 12, 2023), 610620 (Started Apr 12, 2023) | 6 | ERCOT | Gregg County | TX183 | 183 | Electric Utility | 32.3766 | -94.6415 | Southwestern Electric Power Company (Owner),Southwestern Electric Power Company (Operator) | Phase 2 |  | Tangentially-fired | Pipeline Natural Gas | [5 empty] | 1974-04-25 | Operating | 3368 | 5 (323.7) | 3476 5 | 323.7
TX | Wilkes Power Plant | 3478 | 1 |  | 2023 | ARP, CSOSG2, TXSO2 | 608993 (Ended Apr 12, 2023), 610620 (Started Apr 12, 2023) | 6 | ERCOT | Marion County | TX315 | 315 | Electric Utility | 32.8486 | -94.5469 | Southwestern Electric Power Company (Owner),Southwestern Electric Power Company (Operator) | Phase 2 |  | Tangentially-fired | Pipeline Natural Gas | Other Oil |  | Combustion Modification/Fuel Reburning |  |  | 1964-03-01 | Operating | 1562 | 1 (179.5) | 3478 1 | 179.5
TX | Wilkes Power Plant | 3478 | 2 |  | 2023 | ARP, CSOSG2, TXSO2 | 608993 (Ended Apr 12, 2023), 610620 (Started Apr 12, 2023) | 6 | ERCOT | Marion County | TX315 | 315 | Electric Utility | 32.8486 | -94.5469 | Southwestern Electric Power Company (Owner),Southwestern Electric Power Company (Operator) | Phase 2 |  | Dry bottom wall-fired boiler | Pipeline Natural Gas |  |  | Low NOx Burner Technology (Dry Bottom only) |  |  | 1970-03-01 | Operating | 3052 | 2 (351) | 3478 2 | 351
TX | Wilkes Power Plant | 3478 | 3 |  | 2023 | ARP, CSOSG2, TXSO2 | 608993 (Ended Apr 12, 2023), 610620 (Started Apr 12, 2023) | 6 | ERCOT | Marion County | TX315 | 315 | Electric Utility | 32.8486 | -94.5469 | Southwestern Electric Power Company (Owner),Southwestern Electric Power Company (Operator) | Phase 2 |  | Dry bottom wall-fired boiler | Pipeline Natural Gas |  |  | Low NOx Burner Technology (Dry Bottom only) |  |  | 1971-09-01 | Operating | 3052 | 3 (351) | 3478 3 | 351
TX | Jones Station | 3482 | 151B |  | 2023 | ARP, CSOSG2 | 606233 | 6 | SPP | Lubbock County | TX303 | 303 | Electric Utility | 33.5239 | -101.7392 | Southwestern Public Service Company (Owner),Southwestern Public Service Company (Operator) | Phase 2 |  | Tangentially-fired | Pipeline Natural Gas | Diesel Oil |  | Overfire Air |  |  | 1971-07-01 | Operating | 3053 | 1 (248) | 3482 151B | 248
TX | Jones Station | 3482 | 152B |  | 2023 | ARP, CSOSG2 | 606233 | 6 | SPP | Lubbock County | TX303 | 303 | Electric Utility | 33.5239 | -101.7392 | Southwestern Public Service Company (Owner),Southwestern Public Service Company (Operator) | Phase 2 |  | Tangentially-fired | Pipeline Natural Gas | Diesel Oil, Other Oil |  | Low NOx Burner Technology w/ Separated OFA |  |  | 1974-06-01 | Operating | 3377 | 2 (248) | 3482 152B | 248
TX | Jones Station | 3482 | 153T |  | 2023 | ARP, CSOSG2 | 606233 | 6 | SPP | Lubbock County | TX303 | 303 | Electric Utility | 33.5239 | -101.7392 | Southwestern Public Service Company (Owner),Southwestern Public Service Company (Operator) | Phase 2 |  | Combustion turbine | Pipeline Natural Gas |  |  | Dry Low NOx Burners |  |  | 2011-06-18 | Operating | 2099 | 3 (203) | 3482 153T | 203
TX | Jones Station | 3482 | 154T |  | 2023 | ARP, CSOSG2 | 606233 | 6 | SPP | Lubbock County | TX303 | 303 | Electric Utility | 33.5239 | -101.7392 | Southwestern Public Service Company (Owner),Southwestern Public Service Company (Operator) | Phase 2 |  | Combustion turbine | Pipeline Natural Gas |  |  | Dry Low NOx Burners |  |  | 2013-04-10 | Operating | 2099 | 4 (203) | 3482 154T | 203
TX | Nichols Station | 3484 | 141B |  | 2023 | ARP, CSOSG2 | 606233 | 6 | SPP | Potter County | TX375 | 375 | Electric Utility | 35.2825 | -101.7458 | Southwestern Public Service Company (Owner),Southwestern Public Service Company (Operator) | Phase 2 |  | Tangentially-fired | Pipeline Natural Gas |  |  | Overfire Air |  |  | 1960-07-01 | Operating | 1122 | 1 (114) | 3484 141B | 114
TX | Nichols Station | 3484 | 142B |  | 2023 | ARP, CSOSG2 | 606233 | 6 | SPP | Potter County | TX375 | 375 | Electric Utility | 35.2825 | -101.7458 | Southwestern Public Service Company (Owner),Southwestern Public Service Company (Operator) | Phase 2 |  | Tangentially-fired | Pipeline Natural Gas |  |  | Overfire Air |  |  | 1962-07-01 | Operating | 1166 | 2 (114) | 3484 142B | 114
TX | Nichols Station | 3484 | 143B |  | 2023 | ARP, CSOSG2 | 606233 | 6 | SPP | Potter County | TX375 | 375 | Electric Utility | 35.2825 | -101.7458 | Southwestern Public Service Company (Owner),Southwestern Public Service Company (Operator) | Phase 2 |  | Tangentially-fired | Pipeline Natural Gas |  |  | Overfire Air |  |  | 1968-08-02 | Operating | 2982 | 3 (248) | 3484 143B | 248
TX | Plant X | 3485 | 111B |  | 2023 | ARP, CSOSG2 | 606233 | 6 | SPP | Lamb County | TX279 | 279 | Electric Utility | 34.1661 | -102.4114 | Southwestern Public Service Company (Owner),Southwestern Public Service Company (Operator) | Phase 2 |  | Dry bottom wall-fired boiler | Pipeline Natural Gas | Diesel Oil |  |  |  |  | 1952-05-01 | Operating | 616 | 1 (48) | 3485 111B | 48
TX | Plant X | 3485 | 112B |  | 2023 | ARP, CSOSG2 | 606233 | 6 | SPP | Lamb County | TX279 | 279 | Electric Utility | 34.1661 | -102.4114 | Southwestern Public Service Company (Owner),Southwestern Public Service Company (Operator) | Phase 2 |  | Tangentially-fired | Pipeline Natural Gas | Diesel Oil |  |  |  |  | 1953-08-01 | Operating | 1276 | 2 (98) | 3485 112B | 98
TX | Plant X | 3485 | 114B |  | 2023 | ARP, CSOSG2 | 606233 | 6 | SPP | Lamb County | TX279 | 279 | Electric Utility | 34.1661 | -102.4114 | Southwestern Public Service Company (Owner),Southwestern Public Service Company (Operator) | Phase 2 |  | Tangentially-fired | Pipeline Natural Gas | Diesel Oil, Other Oil |  | Overfire Air |  |  | 1964-07-01 | Operating | 2375 | 4 (190.4) | 3485 114B | 190.4
TX | Graham | 3490 | 1 |  | 2023 | ARP, CSOSG2 | 603383 | 6 | ERCOT | Young County | TX503 | 503 | Electric Utility | 33.135 | -98.6117 | Luminant Generation Company LLC (Owner),Luminant Generation Company LLC (Operator) | Phase 2 |  | Dry bottom wall-fired boiler | Pipeline Natural Gas | Diesel Oil |  | Combustion Modification/Fuel Reburning |  |  | 1960-12-19 | Operating | 2601 | 1 (247.8) | 3490 1 | 247.8
TX | Graham | 3490 | 2 |  | 2023 | ARP, CSOSG2, TXSO2 | 603383 | 6 | ERCOT | Young County | TX503 | 503 | Electric Utility | 33.135 | -98.6117 | Luminant Generation Company LLC (Owner),Luminant Generation Company LLC (Operator) | Phase 2 |  | Dry bottom wall-fired boiler | Pipeline Natural Gas | Diesel Oil |  | Combustion Modification/Fuel Reburning,Overfire Air |  |  | 1969-06-05 | Operating | 4970 | 2 (387) | 3490 2 | 387
TX | Handley Generating Station | 3491 | 3 |  | 2023 | ARP, CSOSG2 | 607440 (Ended Jun 15, 2023), 606830 (Started Jun 15, 2023) | 6 | ERCOT | Tarrant County | TX439 | 439 | Electric Utility | 32.7278 | -97.2186 | ExGen Handley Power, LLC (Owner),ExGen Handley Power, LLC (Operator) | Phase 2 |  | Dry bottom wall-fired boiler | Pipeline Natural Gas |  |  | Combustion Modification/Fuel Reburning,Selective Catalytic Reduction |  |  | 1963-07-26 | Operating | 3991 | 3 (405) | 3491 3 | 405 | Y
TX | Handley Generating Station | 3491 | 4 |  | 2023 | ARP, CSOSG2 | 607440 (Ended Jun 15, 2023), 606830 (Started Jun 15, 2023) | 6 | ERCOT | Tarrant County | TX439 | 439 | Electric Utility | 32.7278 | -97.2186 | ExGen Handley Power, LLC (Owner),ExGen Handley Power, LLC (Operator) | Phase 2 |  | Dry bottom wall-fired boiler | Pipeline Natural Gas |  |  | Selective Catalytic Reduction |  |  | 1976-10-26 | Operating | 5500 | 4 (455) | 3491 4 | 455 | Y
TX | Handley Generating Station | 3491 | 5 |  | 2023 | ARP, CSOSG2 | 607440 (Ended Jun 15, 2023), 606830 (Started Jun 15, 2023) | 6 | ERCOT | Tarrant County | TX439 | 439 | Electric Utility | 32.7278 | -97.2186 | ExGen Handley Power, LLC (Owner),ExGen Handley Power, LLC (Operator) | Phase 2 |  | Dry bottom wall-fired boiler | Pipeline Natural Gas |  |  | Selective Catalytic Reduction |  |  | 1977-10-24 | Operating | 5634 | 5 (455) | 3491 5 | 455 | Y
TX | Stryker Creek | 3504 | 1 |  | 2023 | ARP, CSOSG2 | 603383 | 6 | ERCOT | Cherokee County | TX073 | 73 | Electric Utility | 31.9381 | -94.9883 | Luminant Generation Company LLC (Owner),Luminant Generation Company LLC (Operator) | Phase 2 |  | Dry bottom wall-fired boiler | Pipeline Natural Gas | Diesel Oil |  | Low NOx Burner Technology (Dry Bottom only) |  |  | 1958-06-26 | Operating | 2081 | ST1 (176.8) | 3504 1 | 176.8
TX | Stryker Creek | 3504 | 2 |  | 2023 | ARP, CSOSG2, TXSO2 | 603383 | 6 | ERCOT | Cherokee County | TX073 | 73 | Electric Utility | 31.9381 | -94.9883 | Luminant Generation Company LLC (Owner),Luminant Generation Company LLC (Operator) | Phase 2 |  | Tangentially-fired | Pipeline Natural Gas | Diesel Oil |  | Low NOx Burner Technology w/ Separated OFA |  |  | 1965-12-21 | Operating | 5472 | ST2 (526.7) | 3504 2 | 526.7
TX | Trinidad | 3507 | 9 |  | 2023 | ARP, CSOSG2 | 603383 | 6 | ERCOT | Henderson County | TX213 | 213 | Electric Utility | 32.1264 | -96.1014 | Luminant Generation Company LLC (Owner),Luminant Generation Company LLC (Operator) | Phase 2 |  | Tangentially-fired | Pipeline Natural Gas | Residual Oil |  |  |  |  | 1965-05-26 | Operating | 2764.3 | 6 (239.4) | 3507 9 | 239.4
TX | Silas Ray | 3559 | 9 |  | 2023 | ARP, CSOSG2 | 835 | 6 | ERCOT | Cameron County | TX061 | 61 | Electric Utility | 25.9131 | -97.5214 | Brownsville Public Utilities Board (Owner),Brownsville Public Utilities Board (Operator) | Phase 2 |  | Combined cycle | Pipeline Natural Gas | Diesel Oil |  | Dry Low NOx Burners |  |  | 1996-12-01 | Operating | 674.1 | 6 (22), 9 (51) | 3559 9 | 73
TX | Silas Ray | 3559 | 10 |  | 2023 | ARP, CSOSG2 | 835 | 6 | ERCOT | Cameron County | TX061 | 61 | Electric Utility | 25.9131 | -97.5214 | Brownsville Public Utilities Board (Owner),Brownsville Public Utilities Board (Operator) | Phase 2 |  | Combustion turbine | Pipeline Natural Gas |  |  | Selective Catalytic Reduction |  |  | 2004-11-03 | Operating | 478.5 | 10 (51) | 3559 10 | 51 | Y
TX | Ray Olinger | 3576 | BW2 |  | 2023 | ARP, CSOSG2 | 604841 | 6 | ERCOT | Collin County | TX085 | 85 | Electric Utility | 33.0667 | -96.4519 | Garland Power and Light, City of Garland (Owner),Garland Power and Light, City of Garland (Operator) | Phase 2 |  | Dry bottom wall-fired boiler | Pipeline Natural Gas |  |  | Overfire Air |  |  | 1970-10-01 | Operating | 1300 | 2 (113) | 3576 BW2 | 113
TX | Ray Olinger | 3576 | BW3 |  | 2023 | ARP, CSOSG2 | 604841 | 6 | ERCOT | Collin County | TX085 | 85 | Electric Utility | 33.0667 | -96.4519 | Garland Power and Light, City of Garland (Owner),Garland Power and Light, City of Garland (Operator) | Phase 2 |  | Dry bottom wall-fired boiler | Pipeline Natural Gas |  |  | Low NOx Burner Technology w/ Overfire Air |  |  | 1976-03-01 | Operating | 1519 | 3 (156) | 3576 BW3 | 156
TX | Ray Olinger | 3576 | CE1 |  | 2023 | ARP, CSOSG2 | 604841 | 6 | ERCOT | Collin County | TX085 | 85 | Electric Utility | 33.0667 | -96.4519 | Garland Power and Light, City of Garland (Owner),Garland Power and Light, City of Garland (Operator) | Phase 2 |  | Tangentially-fired | Pipeline Natural Gas |  |  | Low NOx Burner Technology w/ Separated OFA |  |  | 1967-05-01 | Operating | 888 | 1 (75) | 3576 CE1 | 75
TX | Ray Olinger | 3576 | GE4 |  | 2023 | ARP, CSOSG2 | 604841 | 6 | ERCOT | Collin County | TX085 | 85 | Electric Utility | 33.0667 | -96.4519 | Garland Power and Light, City of Garland (Owner),Garland Power and Light, City of Garland (Operator) | Phase 2 |  | Combustion turbine | Pipeline Natural Gas |  |  | Dry Low NOx Burners |  |  | 2001-08-03 | Operating | 1050 | 4 (83) | 3576 GE4 | 83
TX | Sim Gideon | 3601 | 1 |  | 2023 | ARP, CSOSG2 | 605940 | 6 | ERCOT | Bastrop County | TX021 | 21 | Electric Utility | 30.1456 | -97.2708 | Lower Colorado River Authority (Owner),Lower Colorado River Authority (Operator) | Phase 2 |  | Dry bottom wall-fired boiler | Pipeline Natural Gas | Diesel Oil |  | Overfire Air,Other |  |  | 1965-05-15 | Operating | 1447 | 1 (144) | 3601 1 | 144
TX | Sim Gideon | 3601 | 2 |  | 2023 | ARP, CSOSG2 | 605940 | 6 | ERCOT | Bastrop County | TX021 | 21 | Electric Utility | 30.1456 | -97.2708 | Lower Colorado River Authority (Owner),Lower Colorado River Authority (Operator) | Phase 2 |  | Dry bottom wall-fired boiler | Pipeline Natural Gas | Diesel Oil |  | Overfire Air,Other |  |  | 1968-01-15 | Operating | 1462 | 2 (144) | 3601 2 | 144
TX | Sim Gideon | 3601 | 3 |  | 2023 | ARP, CSOSG2 | 605940 | 6 | ERCOT | Bastrop County | TX021 | 21 | Electric Utility | 30.1456 | -97.2708 | Lower Colorado River Authority (Owner),Lower Colorado River Authority (Operator) | Phase 2 |  | Tangentially-fired | Pipeline Natural Gas | Diesel Oil |  | Combustion Modification/Fuel Reburning,Overfire Air |  |  | 1972-04-01 | Operating | 3434 | 3 (351) | 3601 3 | 351
TX | J Robert Massengale Generating Station | 3604 | GT1 |  | 2023 | ARP, CSOSG2 | 602490 | 6 | ERCOT | Lubbock County | TX303 | 303 | Cogeneration | 33.6039 | -101.8408 | City of Lubbock (Owner),City of Lubbock (Operator) | Phase 2 |  | Combined cycle | Pipeline Natural Gas |  |  | Selective Catalytic Reduction |  |  | 2000-09-08 | Operating | 492 | 8 (40), 7 (22) | 3604 GT1 | 62 | Y
TX | Leon Creek | 3609 | CGT1 |  | 2023 | ARP, CSOSG2 | 604200 | 6 |  | Bexar County | TX029 | 29 | Electric Utility | 29.3511 | -98.5753 | City of San Antonio (Owner),City of San Antonio (Operator) | Phase 2 |  | Combustion turbine | Pipeline Natural Gas |  |  | Selective Catalytic Reduction |  |  | 2004-05-15 | Operating | 530 | CGT1 (57) | 3609 CGT1 | 57 | Y
TX | Leon Creek | 3609 | CGT2 |  | 2023 | ARP, CSOSG2 | 604200 | 6 |  | Bexar County | TX029 | 29 | Electric Utility | 29.3511 | -98.5753 | City of San Antonio (Owner),City of San Antonio (Operator) | Phase 2 |  | Combustion turbine | Pipeline Natural Gas |  |  | Selective Catalytic Reduction |  |  | 2004-05-15 | Operating | 498.5 | CGT2 (57) | 3609 CGT2 | 57 | Y
TX | Leon Creek | 3609 | CGT3 |  | 2023 | ARP, CSOSG2 | 604200 | 6 |  | Bexar County | TX029 | 29 | Electric Utility | 29.3511 | -98.5753 | City of San Antonio (Owner),City of San Antonio (Operator) | Phase 2 |  | Combustion turbine | Pipeline Natural Gas |  |  | Selective Catalytic Reduction |  |  | 2004-05-15 | Operating | 498.5 | CGT3 (57) | 3609 CGT3 | 57 | Y
TX | Leon Creek | 3609 | CGT4 |  | 2023 | ARP, CSOSG2 | 604200 | 6 |  | Bexar County | TX029 | 29 | Electric Utility | 29.3511 | -98.5753 | City of San Antonio (Owner),City of San Antonio (Operator) | Phase 2 |  | Combustion turbine | Pipeline Natural Gas |  |  | Selective Catalytic Reduction |  |  | 2004-05-15 | Operating | 498.5 | CGT4 (57) | 3609 CGT4 | 57 | Y
TX | O W Sommers | 3611 | 1 |  | 2023 | ARP, CSOSG2, TXSO2 | 604200 | 6 | ERCOT | Bexar County | TX029 | 29 | Electric Utility | 29.3078 | -98.3244 | City of San Antonio (Owner),City of San Antonio (Operator) | Phase 2 |  | Tangentially-fired | Pipeline Natural Gas | Diesel Oil |  |  |  |  | 1972-06-06 | Operating | 5830.1 | 1 (446) | 3611 1 | 446
TX | O W Sommers | 3611 | 2 |  | 2023 | ARP, CSOSG2, TXSO2 | 604200 | 6 | ERCOT | Bexar County | TX029 | 29 | Electric Utility | 29.3078 | -98.3244 | City of San Antonio (Owner),City of San Antonio (Operator) | Phase 2 |  | Tangentially-fired | Pipeline Natural Gas | Diesel Oil |  |  |  |  | 1974-03-20 | Operating | 4904.6 | 2 (446) | 3611 2 | 446
TX | V H Braunig | 3612 | 1 |  | 2023 | ARP, CSOSG2 | 604200 | 6 | ERCOT | Bexar County | TX029 | 29 | Electric Utility | 29.2575 | -98.3828 | City of San Antonio (Owner),City of San Antonio (Operator) | Phase 2 |  | Tangentially-fired | Pipeline Natural Gas | Diesel Oil |  |  |  |  | 1966-06-02 | Operating | 2292.2 | 1 (225) | 3612 1 | 225
TX | V H Braunig | 3612 | 2 |  | 2023 | ARP, CSOSG2 | 604200 | 6 | ERCOT | Bexar County | TX029 | 29 | Electric Utility | 29.2575 | -98.3828 | City of San Antonio (Owner),City of San Antonio (Operator) | Phase 2 |  | Tangentially-fired | Pipeline Natural Gas | Diesel Oil |  |  |  |  | 1968-05-03 | Operating | 2458.5 | 2 (252) | 3612 2 | 252
TX | V H Braunig | 3612 | 3 |  | 2023 | ARP, CSOSG2 | 604200 | 6 | ERCOT | Bexar County | TX029 | 29 | Electric Utility | 29.2575 | -98.3828 | City of San Antonio (Owner),City of San Antonio (Operator) | Phase 2 |  | Tangentially-fired | Pipeline Natural Gas | Diesel Oil |  |  |  |  | 1970-08-01 | Operating | 4563.1 | 3 (417) | 3612 3 | 417
TX | V H Braunig | 3612 | CGT5 |  | 2023 | ARP, CSOSG2 | 604200 | 6 | ERCOT | Bexar County | TX029 | 29 | Electric Utility | 29.2575 | -98.3828 | City of San Antonio (Owner),City of San Antonio (Operator) | Phase 2 |  | Combustion turbine | Pipeline Natural Gas | Diesel Oil |  | Selective Catalytic Reduction |  |  | 2010-04-22 | Operating | 486 | 5 (61) | 3612 CGT5 | 61 | Y
TX | V H Braunig | 3612 | CGT6 |  | 2023 | ARP, CSOSG2 | 604200 | 6 | ERCOT | Bexar County | TX029 | 29 | Electric Utility | 29.2575 | -98.3828 | City of San Antonio (Owner),City of San Antonio (Operator) | Phase 2 |  | Combustion turbine | Pipeline Natural Gas | Diesel Oil |  | Selective Catalytic Reduction |  |  | 2010-04-28 | Operating | 486 | 6 (61) | 3612 CGT6 | 61 | Y
TX | V H Braunig | 3612 | CGT7 |  | 2023 | ARP, CSOSG2 | 604200 | 6 | ERCOT | Bexar County | TX029 | 29 | Electric Utility | 29.2575 | -98.3828 | City of San Antonio (Owner),City of San Antonio (Operator) | Phase 2 |  | Combustion turbine | Pipeline Natural Gas | Diesel Oil |  | Selective Catalytic Reduction |  |  | 2010-05-07 | Operating | 486 | 7 (61) | 3612 CGT7 | 61 | Y
TX | V H Braunig | 3612 | CGT8 |  | 2023 | ARP, CSOSG2 | 604200 | 6 | ERCOT | Bexar County | TX029 | 29 | Electric Utility | 29.2575 | -98.3828 | City of San Antonio (Owner),City of San Antonio (Operator) | Phase 2 |  | Combustion turbine | Pipeline Natural Gas | Diesel Oil |  | Selective Catalytic Reduction |  |  | 2010-05-12 | Operating | 486 | 8 (61) | 3612 CGT8 | 61 | Y
TX | V H Braunig | 3612 | CT01 | CP01 | 2023 | ARP, CSOSG2 | 604200 | 6 | ERCOT | Bexar County | TX029 | 29 | Electric Utility | 29.2575 | -98.3828 | City of San Antonio (Owner),City of San Antonio (Operator) | Phase 2 |  | Combined cycle | Pipeline Natural Gas |  |  | Dry Low NOx Burners,Selective Catalytic Reduction |  |  | 2000-03-11 | Operating | 1975 | CT01 (175), ST012 (200) | 3612 CT01 | 275 | Y
TX | V H Braunig | 3612 | CT02 | CP01 | 2023 | ARP, CSOSG2 | 604200 | 6 | ERCOT | Bexar County | TX029 | 29 | Electric Utility | 29.2575 | -98.3828 | City of San Antonio (Owner),City of San Antonio (Operator) | Phase 2 |  | Combined cycle | Pipeline Natural Gas |  |  | Dry Low NOx Burners,Selective Catalytic Reduction |  |  | 2000-03-23 | Operating | 1975 | ST012 (200), CT02 (175) | 3612 CT02 | 275 | Y
TX | R W Miller | 3628 | 1 |  | 2023 | ARP, CSOSG2 | 610322 (Ended Jun 25, 2023), 605624 (Started Jun 25, 2023) | 6 | ERCOT | Palo Pinto County | TX363 | 363 | Electric Utility | 32.6581 | -98.3103 | Brazos Electric Power Cooperative, Inc. (Owner),Brazos Electric Power Cooperative, Inc. (Operator) | Phase 2 |  | Dry bottom wall-fired boiler | Pipeline Natural Gas | [5 empty] | 1968-10-01 | Operating | 920 | 1 (66) | 3628 1 | 66
TX | R W Miller | 3628 | 2 |  | 2023 | ARP, CSOSG2 | 610322 (Ended Jun 25, 2023), 605624 (Started Jun 25, 2023) | 6 | ERCOT | Palo Pinto County | TX363 | 363 | Electric Utility | 32.6581 | -98.3103 | Brazos Electric Power Cooperative, Inc. (Owner),Brazos Electric Power Cooperative, Inc. (Operator) | Phase 2 |  | Dry bottom wall-fired boiler | Pipeline Natural Gas | Diesel Oil |  |  |  |  | 1972-03-24 | Operating | 1360 | 2 (100) | 3628 2 | 100
TX | R W Miller | 3628 | 3 |  | 2023 | ARP, CSOSG2 | 610322 (Ended Jun 25, 2023), 605624 (Started Jun 25, 2023) | 6 | ERCOT | Palo Pinto County | TX363 | 363 | Electric Utility | 32.6581 | -98.3103 | Brazos Electric Power Cooperative, Inc. (Owner),Brazos Electric Power Cooperative, Inc. (Operator) | Phase 2 |  | Dry bottom wall-fired boiler | Pipeline Natural Gas | Diesel Oil |  | Combustion Modification/Fuel Reburning |  |  | 1975-06-15 | Operating | 2510 | 3 (200) | 3628 3 | 200
TX | R W Miller | 3628 | **4 |  | 2023 | ARP, CSOSG2 | 610322 (Ended Jun 25, 2023), 605624 (Started Jun 25, 2023) | 6 | ERCOT | Palo Pinto County | TX363 | 363 | Electric Utility | 32.6581 | -98.3103 | Brazos Electric Power Cooperative, Inc. (Owner),Brazos Electric Power Cooperative, Inc. (Operator) | Phase 2 |  | Combustion turbine | Pipeline Natural Gas | Diesel Oil |  | Water Injection |  |  | 1994-08-01 | Operating | 1510 | 4 (100) | 3628 **4 | 100
TX | R W Miller | 3628 | **5 |  | 2023 | ARP, CSOSG2 | 610322 (Ended Jun 25, 2023), 605624 (Started Jun 25, 2023) | 6 | ERCOT | Palo Pinto County | TX363 | 363 | Electric Utility | 32.6581 | -98.3103 | Brazos Electric Power Cooperative, Inc. (Owner),Brazos Electric Power Cooperative, Inc. (Operator) | Phase 2 |  | Combustion turbine | Pipeline Natural Gas | Diesel Oil |  | Water Injection |  |  | 1994-08-01 | Operating | 1800 | 5 (100) | 3628 **5 | 100
TX | Sam Rayburn Plant | 3631 | CT7 |  | 2023 | ARP, CSOSG2 | 2470 | 6 | ERCOT | Victoria County | TX469 | 469 | Electric Utility | 28.8947 | -97.1347 | South Texas Electric Cooperative (Owner),South Texas Electric Cooperative (Operator) | Phase 2 |  | Combined cycle | Pipeline Natural Gas | Diesel Oil |  | Dry Low NOx Burners,Selective Catalytic Reduction |  |  | 2003-10-10 | Operating | 505 | 7 (49.2), 10 (42) | 3631 CT7 | 63.2 | Y
TX | Sam Rayburn Plant | 3631 | CT8 |  | 2023 | ARP, CSOSG2 | 2470 | 6 | ERCOT | Victoria County | TX469 | 469 | Electric Utility | 28.8947 | -97.1347 | South Texas Electric Cooperative (Owner),South Texas Electric Cooperative (Operator) | Phase 2 |  | Combined cycle | Pipeline Natural Gas | Diesel Oil |  | Dry Low NOx Burners,Selective Catalytic Reduction |  |  | 2003-10-10 | Operating | 491 | 8 (49.2), 10 (42) | 3631 CT8 | 63.2 | Y
TX | Sam Rayburn Plant | 3631 | CT9 |  | 2023 | ARP, CSOSG2 | 2470 | 6 | ERCOT | Victoria County | TX469 | 469 | Electric Utility | 28.8947 | -97.1347 | South Texas Electric Cooperative (Owner),South Texas Electric Cooperative (Operator) | Phase 2 |  | Combined cycle | Pipeline Natural Gas | Diesel Oil |  | Dry Low NOx Burners,Selective Catalytic Reduction |  |  | 2003-10-10 | Operating | 492.3 | 9 (49.2), 10 (42) | 3631 CT9 | 63.2 | Y
UT | Gadsby | 3648 | 1 |  | 2023 | ARP | 609068 | 8 |  | Salt Lake County | UT035 | 35 | Electric Utility | 40.7686 | -111.9289 | Pacificorp Energy Generation (Owner),Pacificorp Energy Generation (Operator) | Phase 2 |  | Dry bottom wall-fired boiler | Pipeline Natural Gas |  |  | Low NOx Burner Technology (Dry Bottom only) |  |  | 1951-09-18 | Operating | 890 | 1 (69) | 3648 1 | 69
UT | Gadsby | 3648 | 2 |  | 2023 | ARP | 609068 | 8 |  | Salt Lake County | UT035 | 35 | Electric Utility | 40.7686 | -111.9289 | Pacificorp Energy Generation (Owner),Pacificorp Energy Generation (Operator) | Phase 2 |  | Dry bottom wall-fired boiler | Pipeline Natural Gas |  |  | Low NOx Burner Technology (Dry Bottom only) |  |  | 1952-12-26 | Operating | 850 | 2 (69) | 3648 2 | 69
UT | Gadsby | 3648 | 3 |  | 2023 | ARP | 609068 | 8 |  | Salt Lake County | UT035 | 35 | Electric Utility | 40.7686 | -111.9289 | Pacificorp Energy Generation (Owner),Pacificorp Energy Generation (Operator) | Phase 2 |  | Tangentially-fired | Pipeline Natural Gas | [5 empty] | 1955-06-01 | Operating | 1200 | 3 (113.6) | 3648 3 | 113.6
UT | Gadsby | 3648 | 4 |  | 2023 | ARP | 609068 | 8 |  | Salt Lake County | UT035 | 35 | Electric Utility | 40.7686 | -111.9289 | Pacificorp Energy Generation (Owner),Pacificorp Energy Generation (Operator) | Phase 2 |  | Combustion turbine | Pipeline Natural Gas |  |  | Water Injection,Selective Catalytic Reduction |  |  | 2002-07-10 | Operating | 400 | 4 (40) | 3648 4 | 40 | Y
UT | Gadsby | 3648 | 5 |  | 2023 | ARP | 609068 | 8 |  | Salt Lake County | UT035 | 35 | Electric Utility | 40.7686 | -111.9289 | Pacificorp Energy Generation (Owner),Pacificorp Energy Generation (Operator) | Phase 2 |  | Combustion turbine | Pipeline Natural Gas |  |  | Water Injection,Selective Catalytic Reduction |  |  | 2002-07-13 | Operating | 425 | 5 (40) | 3648 5 | 40 | Y
UT | Gadsby | 3648 | 6 |  | 2023 | ARP | 609068 | 8 |  | Salt Lake County | UT035 | 35 | Electric Utility | 40.7686 | -111.9289 | Pacificorp Energy Generation (Owner),Pacificorp Energy Generation (Operator) | Phase 2 |  | Combustion turbine | Pipeline Natural Gas |  |  | Water Injection,Selective Catalytic Reduction |  |  | 2002-07-29 | Operating | 425 | 6 (40) | 3648 6 | 40 | Y
VT | Berlin 5 | 3734 | A |  | 2023 | RGGI | 609017 | 1 |  | Washington County | VT023 | 23 | Electric Utility | 44.2498 | -72.6035 | Green Mountain Power Corporation (Owner),Green Mountain Power Corporation (Operator) |  |  | Combustion turbine | Diesel Oil | [5 empty] | 1972-06-01 | Operating | 385.1 | GT1 (41.8) | 3734 A | 41.8
VT | Berlin 5 | 3734 | B |  | 2023 | RGGI | 609017 | 1 |  | Washington County | VT023 | 23 | Electric Utility | 44.2498 | -72.6035 | Green Mountain Power Corporation (Owner),Green Mountain Power Corporation (Operator) |  |  | Combustion turbine | Diesel Oil | [5 empty] | 1972-06-01 | Operating | 355.5 | GT1 (41.8) | 3734 B | 41.8
VT | Penny Lane Gas Turbine | 3754 | CT1 |  | 2023 | RGGI | 608718 | 1 |  | Chittenden County | VT007 | 7 | Electric Utility | 44.4817 | -73.2241 | Burlington Electric Department (Owner),Burlington Electric Department (Operator) |  |  | Combustion turbine | Diesel Oil | [5 empty] | 1971-09-25 | Operating | 180.7 | GT1 (25.5) | 3754 CT1 | 25.5
VT | Penny Lane Gas Turbine | 3754 | CT2 |  | 2023 | RGGI | 608718 | 1 |  | Chittenden County | VT007 | 7 | Electric Utility | 44.4817 | -73.2241 | Burlington Electric Department (Owner),Burlington Electric Department (Operator) |  |  | Combustion turbine | Diesel Oil | [5 empty] | 1971-09-25 | Operating | 180.7 | GT1 (25.5) | 3754 CT2 | 25.5
VA | Clinch River | 3775 | 1 | CS012 | 2023 | ARP, CSNOX, CSOSG3, CSSO2G1, RGGI | 608993 (Ended Apr 12, 2023), 610620 (Started Apr 12, 2023) | 3 | ECAR | Russell County | VA167 | 167 | Electric Utility | 36.9333 | -82.1997 | Appalachian Power Company (Owner),Appalachian Power Company (Operator) | Phase 2 | Phase 2 Group 2 | Dry bottom vertically-fired boiler | Natural Gas |  |  | Low NOx Burner Technology (Dry Bottom only),Selective Non-catalytic Reduction |  |  | 1958-09-30 | Operating | 2550 | 1 (237.5) | 3775 1 | 237.5 | Y
VA | Clinch River | 3775 | 2 | CS012 | 2023 | ARP, CSNOX, CSOSG3, CSSO2G1, RGGI | 608993 (Ended Apr 12, 2023), 610620 (Started Apr 12, 2023) | 3 | ECAR | Russell County | VA167 | 167 | Electric Utility | 36.9333 | -82.1997 | Appalachian Power Company (Owner),Appalachian Power Company (Operator) | Phase 2 | Phase 2 Group 2 | Dry bottom vertically-fired boiler | Natural Gas |  |  | Low NOx Burner Technology (Dry Bottom only),Selective Non-catalytic Reduction |  |  | 1958-12-31 | Operating | 2550 | 2 (237.5) | 3775 2 | 237.5 | Y
VA | Tasley Energy Center | 3785 | TA10 |  | 2023 | CSNOX, CSOSG3, CSSO2G1, RGGI | 1277 | 3 |  | Accomack County | VA001 | 1 | Electric Utility | 37.7061 | -75.7031 | Calpine Mid-Atlantic Generation, LLC (Owner),Calpine Operating Services Company, Inc. (Operator) |  |  | Combustion turbine | Diesel Oil | [5 empty] | 1972-06-01 | Operating | 480 | TAS (33) | 3785 TA10 | 33
VA | Chesterfield Power Station | 3797 | 5 |  | 2023 | ARP, CSNOX, CSOSG3, CSSO2G1, MATS, RGGI | 1525 | 3 | SERC | Chesterfield County | VA041 | 41 | Electric Utility | 37.3822 | -77.3833 | Virginia Electric & Power Company (Owner),Dominion Generation (Operator) | Phase 2 | Phase 2 Group 1 | Tangentially-fired | Coal |  | Wet Lime FGD (Retired May 31, 2023) | Low NOx Burner Technology w/ Separated OFA (Retired May 31, 2023),Selective Catalytic Reduction (Retired May 31, 2023) | Electrostatic Precipitator (Retired May 31, 2023) |  | 1964-06-21 | Operating (Retired 05/31/2023) | 3604 | 5 (359) | 3797 5 | 359 | Y
VA | Chesterfield Power Station | 3797 | 6 |  | 2023 | ARP, CSNOX, CSOSG3, CSSO2G1, MATS, RGGI | 1525 | 3 | SERC | Chesterfield County | VA041 | 41 | Electric Utility | 37.3822 | -77.3833 | Virginia Electric & Power Company (Owner),Dominion Generation (Operator) | Phase 2 | Phase 2 Group 1 | Tangentially-fired | Coal |  | Wet Limestone (Retired May 31, 2023) | Low NOx Burner Technology w/ Closed-coupled/Separated OFA (Retired May 31, 2023),Selective Catalytic Reduction (Retired May 31, 2023) | Baghouse (Retired May 31, 2023),Wet Scrubber (Retired May 31, 2023) |  | 1969-05-03 | Operating (Retired 05/31/2023) | 7550 | 6 (693.9) | 3797 6 | 693.9 | Y
VA | Chesterfield Power Station | 3797 | 7 |  | 2023 | CSNOX, CSOSG3, CSSO2G1, RGGI | 1525 | 3 | SERC | Chesterfield County | VA041 | 41 | Electric Utility | 37.3822 | -77.3833 | Virginia Electric & Power Company (Owner),Dominion Generation (Operator) |  |  | Combined cycle | Pipeline Natural Gas | Diesel Oil |  | Steam Injection |  |  | 1990-06-13 | Operating | 1980 | CT7 (145), CW7 (74.4) | 3797 7 | 219.4
VA | Chesterfield Power Station | 3797 | **8A |  | 2023 | ARP, CSNOX, CSOSG3, CSSO2G1, RGGI | 1525 | 3 | SERC | Chesterfield County | VA041 | 41 | Electric Utility | 37.3822 | -77.3833 | Virginia Electric & Power Company (Owner),Dominion Generation (Operator) | Phase 2 |  | Combined cycle | Pipeline Natural Gas | Diesel Oil |  | Steam Injection |  |  | 1992-05-31 | Operating | 1980 | CT8 (148), CW8 (79.2) | 3797 **8A | 227.2
VA | Possum Point Power Station | 3804 | 6A |  | 2023 | ARP, CSNOX, CSOSG3, CSSO2G1, RGGI | 1525 | 3 | SERC | Prince William County | VA153 | 153 | Electric Utility | 38.5367 | -77.2806 | Virginia Electric & Power Company (Owner),Dominion Generation (Operator) | Phase 2 |  | Combined cycle | Pipeline Natural Gas | Diesel Oil |  | Dry Low NOx Burners,Water Injection,Selective Catalytic Reduction |  |  | 2003-04-25 | Operating | 2408 | 6ST (265), 6A (174) | 3804 6A | 306.5 | Y
VA | Possum Point Power Station | 3804 | 6B |  | 2023 | ARP, CSNOX, CSOSG3, CSSO2G1, RGGI | 1525 | 3 | SERC | Prince William County | VA153 | 153 | Electric Utility | 38.5367 | -77.2806 | Virginia Electric & Power Company (Owner),Dominion Generation (Operator) | Phase 2 |  | Combined cycle | Pipeline Natural Gas | Diesel Oil |  | Dry Low NOx Burners,Water Injection,Selective Catalytic Reduction |  |  | 2003-04-20 | Operating | 2408 | 6B (174), 6ST (265) | 3804 6B | 306.5 | Y
VA | Yorktown Power Station | 3809 | 3 |  | 2023 | ARP, CSNOX, CSOSG3, CSSO2G1, MATS, RGGI | 1525 | 3 | SERC | York County | VA199 | 199 | Electric Utility | 37.2144 | -76.4611 | Virginia Electric & Power Company (Owner),Dominion Generation (Operator) | Phase 2 |  | Tangentially-fired | Residual Oil | Diesel Oil, Pipeline Natural Gas |  | Other (Retired Jun 30, 2023) | Other (Retired Jun 30, 2023) |  | 1974-11-06 | Operating (Retired 06/30/2023) | 8500 | 3 (882) | 3809 3 | 882
WA | Centralia | 3845 | BW22 |  | 2023 | ARP, MATS | 609228 (Ended Aug 15, 2023), 610743 (Started Aug 15, 2023) | 10 | WECC | Lewis County | WA041 | 41 | Electric Utility | 46.7559 | -122.8578 | TransAlta (Owner),TransAlta (Operator) | Phase 2 | Early Election | Tangentially-fired | Coal |  | Wet Limestone | Low NOx Burner Technology w/ Closed-coupled/Separated OFA | Wet Scrubber,Electrostatic Precipitator |  | 1973-07-11 | Operating | 9770 | 2 (730) | 3845 BW22 | 730
WV | John E Amos | 3935 | 1 |  | 2023 | ARP, CSNOX, CSOSG2E, CSSO2G1, MATS | 608993 (Ended Apr 12, 2023), 610620 (Started Apr 12, 2023) | 3 | ECAR | Putnam County | WV079 | 79 | Electric Utility | 38.4731 | -81.8233 | Appalachian Power Company (Owner),Appalachian Power Company (Operator) | Phase 2 | Phase 2 Group 1 | Dry bottom wall-fired boiler | Coal |  | Wet Limestone | Low NOx Burner Technology (Dry Bottom only),Selective Catalytic Reduction | Electrostatic Precipitator |  | 1971-09-01 | Operating | 7020 | 1 (816.3) | 3935 1 | 816.3 | Y
WV | John E Amos | 3935 | 2 |  | 2023 | ARP, CSNOX, CSOSG2E, CSSO2G1, MATS | 608993 (Ended Apr 12, 2023), 610620 (Started Apr 12, 2023) | 3 | ECAR | Putnam County | WV079 | 79 | Electric Utility | 38.4731 | -81.8233 | Appalachian Power Company (Owner),Appalachian Power Company (Operator) | Phase 2 | Phase 2 Group 1 | Dry bottom wall-fired boiler | Coal |  | Wet Limestone | Low NOx Burner Technology (Dry Bottom only),Selective Catalytic Reduction | Electrostatic Precipitator |  | 1972-06-06 | Operating | 7020 | 2 (816.3) | 3935 2 | 816.3 | Y
WV | John E Amos | 3935 | 3 |  | 2023 | ARP, CSNOX, CSOSG2E, CSSO2G1, MATS | 608993 (Ended Apr 12, 2023), 610620 (Started Apr 12, 2023) | 3 | ECAR | Putnam County | WV079 | 79 | Electric Utility | 38.4731 | -81.8233 | Appalachian Power Company (Owner),Appalachian Power Company (Operator) | Phase 2 | Phase 2 Group 2 | Cell burner boiler | Coal |  | Wet Limestone | Low NOx Cell Burner,Selective Catalytic Reduction | Electrostatic Precipitator |  | 1973-10-22 | Operating | 11900 | 3 (1300) | 3935 3 | 1300 | Y
WV | Fort Martin Power Station | 3943 | 1 |  | 2023 | ARP, CSNOX, CSOSG2E, CSSO2G1, MATS | 602854 | 3 |  | Monongalia County | WV061 | 61 | Electric Utility | 39.7107 | -79.9275 | Monongahela Power Company (Owner),Monongahela Power Company (Operator) | Table 1 | Phase 1 Group 1 | Tangentially-fired | Coal |  | Wet Lime FGD | Low NOx Burner Technology w/ Closed-coupled OFA | Electrostatic Precipitator | Catalyst (gold, palladium, or other) used to oxidize mercury | 1967-01-01 | Operating | 6617 | 1 (576) | 3943 1 | 576
WV | Fort Martin Power Station | 3943 | 2 |  | 2023 | ARP, CSNOX, CSOSG2E, CSSO2G1, MATS | 602854 | 3 |  | Monongalia County | WV061 | 61 | Electric Utility | 39.7107 | -79.9275 | Monongahela Power Company (Owner),Monongahela Power Company (Operator) | Table 1 | Phase 2 Group 2 | Cell burner boiler | Coal |  | Wet Lime FGD | Low NOx Cell Burner | Electrostatic Precipitator | Catalyst (gold, palladium, or other) used to oxidize mercury | 1968-01-01 | Operating | 6037 | 2 (576) | 3943 2 | 576
WV | Harrison Power Station | 3944 | 1 |  | 2023 | ARP, CSNOX, CSOSG2E, CSSO2G1, MATS | 602854 | 3 |  | Harrison County | WV033 | 33 | Electric Utility | 39.3844 | -80.3325 | Monongahela Power Company (Owner),Monongahela Power Company (Operator) | Table 1 | Phase 1 Group 1 | Dry bottom wall-fired boiler | Coal |  | Wet Lime FGD | Low NOx Burner Technology (Dry Bottom only),Selective Catalytic Reduction | Electrostatic Precipitator |  | 1972-01-01 | Operating | 7999 | 1 (684) | 3944 1 | 684 | Y
WV | Harrison Power Station | 3944 | 2 |  | 2023 | ARP, CSNOX, CSOSG2E, CSSO2G1, MATS | 602854 | 3 |  | Harrison County | WV033 | 33 | Electric Utility | 39.3844 | -80.3325 | Monongahela Power Company (Owner),Monongahela Power Company (Operator) | Table 1 | Phase 1 Group 1 | Dry bottom wall-fired boiler | Coal |  | Wet Lime FGD | Low NOx Burner Technology (Dry Bottom only),Selective Catalytic Reduction | Electrostatic Precipitator |  | 1973-01-01 | Operating | 7950 | 2 (684) | 3944 2 | 684 | Y
WV | Harrison Power Station | 3944 | 3 |  | 2023 | ARP, CSNOX, CSOSG2E, CSSO2G1, MATS | 602854 | 3 |  | Harrison County | WV033 | 33 | Electric Utility | 39.3844 | -80.3325 | Monongahela Power Company (Owner),Monongahela Power Company (Operator) | Table 1 | Phase 1 Group 1 | Dry bottom wall-fired boiler | Coal |  | Wet Lime FGD | Low NOx Burner Technology (Dry Bottom only),Selective Catalytic Reduction | Electrostatic Precipitator |  | 1974-01-01 | Operating | 8300 | 3 (684) | 3944 3 | 684 | Y
WV | Mitchell (WV) | 3948 | 1 |  | 2023 | ARP, CSNOX, CSOSG2E, CSSO2G1, MATS | 608993 (Ended Apr 12, 2023), 610620 (Started Apr 12, 2023) | 3 | ECAR | Marshall County | WV051 | 51 | Electric Utility | 39.8297 | -80.8153 | Kentucky Power Company (Owner),Wheeling Power Company (Owner),Kentucky Power Company (Operator) | Table 1 | Phase 1 Group 1 | Dry bottom wall-fired boiler | Coal |  | Wet Limestone | Low NOx Burner Technology (Dry Bottom only),Selective Catalytic Reduction | Electrostatic Precipitator |  | 1971-05-31 | Operating | 7020 | 1 (816.3) | 3948 1 | 816.3 | Y
WV | Mitchell (WV) | 3948 | 2 |  | 2023 | ARP, CSNOX, CSOSG2E, CSSO2G1, MATS | 608993 (Ended Apr 12, 2023), 610620 (Started Apr 12, 2023) | 3 | ECAR | Marshall County | WV051 | 51 | Electric Utility | 39.8297 | -80.8153 | Kentucky Power Company (Owner),Wheeling Power Company (Owner),Kentucky Power Company (Operator) | Table 1 | Phase 1 Group 1 | Dry bottom wall-fired boiler | Coal |  | Wet Limestone | Low NOx Burner Technology (Dry Bottom only),Selective Catalytic Reduction | Electrostatic Precipitator |  | 1971-05-31 | Operating | 7020 | 2 (816.3) | 3948 2 | 816.3 | Y
WV | Mount Storm Power Station | 3954 | 1 | CS0 | 2023 | ARP, CSNOX, CSOSG2E, CSSO2G1, MATS | 1525 | 3 | SERC | Grant County | WV023 | 23 | Electric Utility | 39.2014 | -79.2667 | Virginia Electric & Power Company (Owner),Dominion Generation (Operator) | Table 1 | Phase 1 Group 1 | Tangentially-fired | Coal |  | Wet Limestone | Low NOx Burner Technology w/ Closed-coupled OFA,Selective Catalytic Reduction | Electrostatic Precipitator,Wet Scrubber |  | 1965-09-20 | Operating | 8500 | 1 (570.2) | 3954 1 | 570.2 | Y
WV | Mount Storm Power Station | 3954 | 2 | CS0 | 2023 | ARP, CSNOX, CSOSG2E, CSSO2G1, MATS | 1525 | 3 | SERC | Grant County | WV023 | 23 | Electric Utility | 39.2014 | -79.2667 | Virginia Electric & Power Company (Owner),Dominion Generation (Operator) | Table 1 | Phase 1 Group 1 | Tangentially-fired | Coal |  | Wet Limestone | Low NOx Burner Technology w/ Closed-coupled OFA,Selective Catalytic Reduction | Electrostatic Precipitator,Wet Scrubber |  | 1966-06-24 | Operating | 8500 | 2 (570.2) | 3954 2 | 570.2 | Y
WV | Mount Storm Power Station | 3954 | 3 |  | 2023 | ARP, CSNOX, CSOSG2E, CSSO2G1, MATS | 1525 | 3 | SERC | Grant County | WV023 | 23 | Electric Utility | 39.2014 | -79.2667 | Virginia Electric & Power Company (Owner),Dominion Generation (Operator) | Table 1 | Phase 1 Group 1 | Tangentially-fired | Coal |  | Wet Limestone | Low NOx Burner Technology w/ Closed-coupled OFA,Selective Catalytic Reduction | Wet Scrubber,Electrostatic Precipitator |  | 1973-12-08 | Operating | 6005 | 3 (522) | 3954 3 | 522 | Y
WI | Bay Front | 3982 | 1 |  | 2023 | ARP, CSNOX, CSOSG3, CSSO2G1 | 606333 | 5 | MAPP | Ashland County | WI003 | 3 | Electric Utility | 46.5869 | -90.9017 | Xcel Energy (Owner),Xcel Energy (Operator) | Phase 2 |  | Stoker | Wood | Coal, Pipeline Natural Gas |  | Other,Overfire Air,Selective Non-catalytic Reduction | Baghouse |  | 1954-07-01 | Operating | 350 | 5 (20), 4 (20), 6 (28) | 3982 1 | 34 | Y
WI | Bay Front | 3982 | 2 |  | 2023 | ARP, CSNOX, CSOSG3, CSSO2G1 | 606333 | 5 | MAPP | Ashland County | WI003 | 3 | Electric Utility | 46.5869 | -90.9017 | Xcel Energy (Owner),Xcel Energy (Operator) | Phase 2 |  | Stoker | Wood | Coal, Pipeline Natural Gas |  | Other,Overfire Air,Selective Non-catalytic Reduction | Baghouse | Halogenated PAC Sorbent Injection | 1952-07-01 | Operating | 342 | 6 (28), 4 (20), 5 (20) | 3982 2 | 34 | Y
WI | Fitchburg Generating Station | 3991 | 1 |  | 2023 | CSNOX, CSOSG3, CSSO2G1 | 605961 | 5 | MAPP | Dane County | WI025 | 25 | Electric Utility | 43.0149 | -89.4603 | Madison Gas & Electric Company (Owner),Madison Gas & Electric Company (Operator) |  |  | Combustion turbine | Pipeline Natural Gas | [5 empty] | 1973-05-01 | Operating | 365.9 | 1 (26.6) | 3991 1 | 26.6
WI | Fitchburg Generating Station | 3991 | 2 |  | 2023 | CSNOX, CSOSG3, CSSO2G1 | 605961 | 5 | MAPP | Dane County | WI025 | 25 | Electric Utility | 43.0149 | -89.4603 | Madison Gas & Electric Company (Owner),Madison Gas & Electric Company (Operator) |  |  | Combustion turbine | Pipeline Natural Gas | [5 empty] | 1973-05-01 | Operating | 365.9 | 2 (26.6) | 3991 2 | 26.6
WI | Blount Street | 3992 | 8 |  | 2023 | ARP, CSNOX, CSOSG3, CSSO2G1 | 605961 | 5 | MAIN | Dane County | WI025 | 25 | Electric Utility | 43.0792 | -89.3739 | Madison Gas & Electric Company (Owner),Madison Gas & Electric Company (Operator) | Phase 2 | Early Election | Dry bottom wall-fired boiler | Natural Gas | [5 empty] | 1957-06-01 | Operating | 675 | 6 (50) | 3992 8 | 50
WI | Blount Street | 3992 | 9 |  | 2023 | ARP, CSNOX, CSOSG3, CSSO2G1 | 605961 | 5 | MAIN | Dane County | WI025 | 25 | Electric Utility | 43.0792 | -89.3739 | Madison Gas & Electric Company (Owner),Madison Gas & Electric Company (Operator) | Phase 2 | Early Election | Dry bottom wall-fired boiler | Natural Gas |  |  | Other |  |  | 1961-07-01 | Operating | 688 | 7 (50) | 3992 9 | 50
WI | French Island | 4005 | 3 |  | 2023 | CSNOX, CSOSG3, CSSO2G1 | 608123 | 5 | MAPP | La Crosse County | WI063 | 63 | Electric Utility | 43.8298 | -91.26 | Northern States Power (Xcel Energy) (Owner),Northern States Power (Xcel Energy) (Operator) |  |  | Combustion turbine | Diesel Oil | [5 empty] | 1974-01-01 | Operating | 1087 | 3 (78.8) | 4005 3 | 78.8
WI | French Island | 4005 | 4 |  | 2023 | CSNOX, CSOSG3, CSSO2G1 | 608123 | 5 | MAPP | La Crosse County | WI063 | 63 | Electric Utility | 43.8298 | -91.26 | Northern States Power (Xcel Energy) (Owner),Northern States Power (Xcel Energy) (Operator) |  |  | Combustion turbine | Diesel Oil | [5 empty] | 1974-01-01 | Operating | 1012.9 | 4 (78.8) | 4005 4 | 78.8
WI | Wheaton Generating Plant | 4014 | 1 |  | 2023 | CSNOX, CSOSG3, CSSO2G1 | 606333 | 5 |  | Chippewa County | WI017 | 17 | Electric Utility | 44.8864 | -91.5158 | Northern States Power (Xcel Energy) (Owner),Northern States Power (Xcel Energy) (Operator) |  |  | Combustion turbine | Pipeline Natural Gas | Diesel Oil |  |  |  |  | 1972-01-01 | Operating | 867 | 1 (72) | 4014 1 | 72
WI | Wheaton Generating Plant | 4014 | 2 |  | 2023 | CSNOX, CSOSG3, CSSO2G1 | 606333 | 5 |  | Chippewa County | WI017 | 17 | Electric Utility | 44.8864 | -91.5158 | Northern States Power (Xcel Energy) (Owner),Northern States Power (Xcel Energy) (Operator) |  |  | Combustion turbine | Pipeline Natural Gas | Diesel Oil |  |  |  |  | 1972-01-01 | Operating | 867 | 2 (72) | 4014 2 | 72
WI | Wheaton Generating Plant | 4014 | 3 |  | 2023 | CSNOX, CSOSG3, CSSO2G1 | 606333 | 5 |  | Chippewa County | WI017 | 17 | Electric Utility | 44.8864 | -91.5158 | Northern States Power (Xcel Energy) (Owner),Northern States Power (Xcel Energy) (Operator) |  |  | Combustion turbine | Pipeline Natural Gas | Diesel Oil |  |  |  |  | 1972-01-01 | Operating | 867 | 3 (72) | 4014 3 | 72
WI | Wheaton Generating Plant | 4014 | 4 |  | 2023 | CSNOX, CSOSG3, CSSO2G1 | 606333 | 5 |  | Chippewa County | WI017 | 17 | Electric Utility | 44.8864 | -91.5158 | Northern States Power (Xcel Energy) (Owner),Northern States Power (Xcel Energy) (Operator) |  |  | Combustion turbine | Pipeline Natural Gas | Diesel Oil |  |  |  |  | 1972-01-01 | Operating | 867 | 4 (72) | 4014 4 | 72
WI | Wheaton Generating Plant | 4014 | 5 |  | 2023 | CSNOX, CSOSG3, CSSO2G1 | 606333 | 5 |  | Chippewa County | WI017 | 17 | Electric Utility | 44.8864 | -91.5158 | Northern States Power (Xcel Energy) (Owner),Northern States Power (Xcel Energy) (Operator) |  |  | Combustion turbine | Diesel Oil | [5 empty] | 1972-01-01 | Operating | 910 | 5 (81) | 4014 5 | 81
WI | Wheaton Generating Plant | 4014 | 6 |  | 2023 | CSNOX, CSOSG3, CSSO2G1 | 606333 | 5 |  | Chippewa County | WI017 | 17 | Electric Utility | 44.8864 | -91.5158 | Northern States Power (Xcel Energy) (Owner),Northern States Power (Xcel Energy) (Operator) |  |  | Combustion turbine | Diesel Oil | [5 empty] | 1972-01-01 | Operating | 910 | 6 (81) | 4014 6 | 81
WI | Port Washington Generating Station | 4040 | 11 |  | 2023 | ARP, CSNOX, CSOSG3, CSSO2G1 | 605792 (Ended Oct 02, 2023), 610765 (Started Oct 02, 2023) | 5 | MAIN | Ozaukee County | WI089 | 89 | Electric Utility | 43.3842 | -87.8689 | We Energies (Owner),We Energies (Operator) | Phase 2 |  | Combined cycle | Pipeline Natural Gas |  |  | Dry Low NOx Burners,Selective Catalytic Reduction |  |  | 2008-03-03 | Operating | 2400 | 1CT1 (167), ST1 (269) | 4040 11 | 301.5 | Y
WI | Port Washington Generating Station | 4040 | 12 |  | 2023 | ARP, CSNOX, CSOSG3, CSSO2G1 | 605792 (Ended Oct 02, 2023), 610765 (Started Oct 02, 2023) | 5 | MAIN | Ozaukee County | WI089 | 89 | Electric Utility | 43.3842 | -87.8689 | We Energies (Owner),We Energies (Operator) | Phase 2 |  | Combined cycle | Pipeline Natural Gas |  |  | Dry Low NOx Burners,Selective Catalytic Reduction |  |  | 2008-03-04 | Operating | 2400 | 1CT2 (167), ST1 (269) | 4040 12 | 301.5 | Y
WI | Port Washington Generating Station | 4040 | 21 |  | 2023 | ARP, CSNOX, CSOSG3, CSSO2G1 | 605792 (Ended Oct 02, 2023), 610765 (Started Oct 02, 2023) | 5 | MAIN | Ozaukee County | WI089 | 89 | Electric Utility | 43.3842 | -87.8689 | We Energies (Owner),We Energies (Operator) | Phase 2 |  | Combined cycle | Pipeline Natural Gas |  |  | Dry Low NOx Burners,Selective Catalytic Reduction |  |  | 2005-07-01 | Operating | 2400 | 2CT1 (155), ST2 (269) | 4040 21 | 289.5 | Y
WI | Port Washington Generating Station | 4040 | 22 |  | 2023 | ARP, CSNOX, CSOSG3, CSSO2G1 | 605792 (Ended Oct 02, 2023), 610765 (Started Oct 02, 2023) | 5 | MAIN | Ozaukee County | WI089 | 89 | Electric Utility | 43.3842 | -87.8689 | We Energies (Owner),We Energies (Operator) | Phase 2 |  | Combined cycle | Pipeline Natural Gas |  |  | Dry Low NOx Burners,Selective Catalytic Reduction |  |  | 2005-07-01 | Operating | 2400 | 2CT2 (155), ST2 (269) | 4040 22 | 289.5 | Y
WI | South Oak Creek | 4041 | 5 | CS1 | 2023 | ARP, CSNOX, CSOSG3, CSSO2G1, MATS | 605792 (Ended Oct 02, 2023), 610765 (Started Oct 02, 2023) | 5 | MAIN | Milwaukee County | WI079 | 79 | Electric Utility | 42.8457 | -87.8294 | Wisconsin Electric Power Company (Owner),Wisconsin Electric Power Company (Operator) | Table 1 | Phase 1 Group 1 | Dry bottom wall-fired boiler | Coal | Pipeline Natural Gas | Wet Limestone | Selective Catalytic Reduction | Electrostatic Precipitator,Wet Scrubber |  | 1959-12-01 | Operating | 3661 | 5 (275) | 4041 5 | 275 | Y
WI | South Oak Creek | 4041 | 6 | CS1 | 2023 | ARP, CSNOX, CSOSG3, CSSO2G1, MATS | 605792 (Ended Oct 02, 2023), 610765 (Started Oct 02, 2023) | 5 | MAIN | Milwaukee County | WI079 | 79 | Electric Utility | 42.8457 | -87.8294 | Wisconsin Electric Power Company (Owner),Wisconsin Electric Power Company (Operator) | Table 1 | Phase 1 Group 1 | Dry bottom wall-fired boiler | Coal | Pipeline Natural Gas | Wet Limestone | Selective Catalytic Reduction | Electrostatic Precipitator,Wet Scrubber |  | 1961-11-01 | Operating | 2965 | 6 (275) | 4041 6 | 275 | Y
WI | South Oak Creek | 4041 | 7 | CS2 | 2023 | ARP, CSNOX, CSOSG3, CSSO2G1, MATS | 605792 (Ended Oct 02, 2023), 610765 (Started Oct 02, 2023) | 5 | MAIN | Milwaukee County | WI079 | 79 | Electric Utility | 42.8457 | -87.8294 | Wisconsin Electric Power Company (Owner),Wisconsin Electric Power Company (Operator) | Table 1 | Phase 1 Group 1 | Tangentially-fired | Coal | Pipeline Natural Gas | Wet Limestone | Low NOx Burner Technology w/ Closed-coupled/Separated OFA,Selective Catalytic Reduction | Electrostatic Precipitator,Wet Scrubber |  | 1965-03-01 | Operating | 4311 | 7 (317.6) | 4041 7 | 317.6 | Y
WI | South Oak Creek | 4041 | 8 | CS2 | 2023 | ARP, CSNOX, CSOSG3, CSSO2G1, MATS | 605792 (Ended Oct 02, 2023), 610765 (Started Oct 02, 2023) | 5 | MAIN | Milwaukee County | WI079 | 79 | Electric Utility | 42.8457 | -87.8294 | Wisconsin Electric Power Company (Owner),Wisconsin Electric Power Company (Operator) | Table 1 | Phase 1 Group 1 | Tangentially-fired | Coal | Pipeline Natural Gas | Wet Limestone | Low NOx Burner Technology w/ Closed-coupled/Separated OFA,Selective Catalytic Reduction | Electrostatic Precipitator,Wet Scrubber |  | 1967-10-01 | Operating | 4014 | 8 (324) | 4041 8 | 324 | Y
WI | Valley (WEPCO) | 4042 | 1 | CS1 | 2023 | ARP, CSNOX, CSOSG3, CSSO2G1 | 605792 (Ended Oct 02, 2023), 610765 (Started Oct 02, 2023) | 5 | MAIN | Milwaukee County | WI079 | 79 | Electric Utility | 43.0303 | -87.9233 | Wisconsin Electric Power Company (Owner),Wisconsin Electric Power Company (Operator) | Phase 2 | Phase 1 Group 1 | Dry bottom wall-fired boiler | Pipeline Natural Gas |  |  | Low NOx Burner Technology (Dry Bottom only) |  |  | 1968-06-01 | Operating | 1000 | 1 (136) | 4042 1 | 136
WI | Valley (WEPCO) | 4042 | 2 | CS1 | 2023 | ARP, CSNOX, CSOSG3, CSSO2G1 | 605792 (Ended Oct 02, 2023), 610765 (Started Oct 02, 2023) | 5 | MAIN | Milwaukee County | WI079 | 79 | Electric Utility | 43.0303 | -87.9233 | Wisconsin Electric Power Company (Owner),Wisconsin Electric Power Company (Operator) | Phase 2 | Phase 1 Group 1 | Dry bottom wall-fired boiler | Pipeline Natural Gas |  |  | Low NOx Burner Technology (Dry Bottom only) |  |  | 1968-06-01 | Operating | 959 | 1 (136) | 4042 2 | 136
WI | Valley (WEPCO) | 4042 | 3 | CS2 | 2023 | ARP, CSNOX, CSOSG3, CSSO2G1 | 605792 (Ended Oct 02, 2023), 610765 (Started Oct 02, 2023) | 5 | MAIN | Milwaukee County | WI079 | 79 | Electric Utility | 43.0303 | -87.9233 | Wisconsin Electric Power Company (Owner),Wisconsin Electric Power Company (Operator) | Phase 2 | Phase 1 Group 1 | Dry bottom wall-fired boiler | Pipeline Natural Gas |  |  | Low NOx Burner Technology (Dry Bottom only) |  |  | 1969-03-01 | Operating | 1192 | 2 (136) | 4042 3 | 136
WI | Valley (WEPCO) | 4042 | 4 | CS2 | 2023 | ARP, CSNOX, CSOSG3, CSSO2G1 | 605792 (Ended Oct 02, 2023), 610765 (Started Oct 02, 2023) | 5 | MAIN | Milwaukee County | WI079 | 79 | Electric Utility | 43.0303 | -87.9233 | Wisconsin Electric Power Company (Owner),Wisconsin Electric Power Company (Operator) | Phase 2 | Phase 1 Group 1 | Dry bottom wall-fired boiler | Pipeline Natural Gas |  |  | Low NOx Burner Technology (Dry Bottom only) |  |  | 1969-03-01 | Operating | 1013 | 2 (136) | 4042 4 | 136
WI | Edgewater (4050) | 4050 | 5 |  | 2023 | ARP, CSNOX, CSOSG3, CSSO2G1, MATS | 608055 | 5 | MAIN | Sheboygan County | WI117 | 117 | Electric Utility | 43.715 | -87.7094 | Wisconsin Power & Light Company (Owner),Wisconsin Power & Light Company (Operator) | Phase 2 | Early Election | Dry bottom wall-fired boiler | Coal |  | Dry Lime FGD | Low NOx Burner Technology w/ Overfire Air,Selective Catalytic Reduction | Electrostatic Precipitator,Baghouse | Additives to Enhance PAC and Existing Equipment Performance | 1985-03-01 | Operating | 5424 | 5 (380) | 4050 5 | 380 | Y
WI | Pulliam | 4072 | 32 |  | 2023 | ARP, CSNOX, CSOSG3, CSSO2G1 | 605792 (Ended Oct 02, 2023), 610765 (Started Oct 02, 2023) | 5 | MAIN | Brown County | WI009 | 9 | Electric Utility | 44.5397 | -88.0083 | Wisconsin Public Service Corporation (Owner),Wisconsin Public Service Corporation (Operator) | Phase 2 |  | Combustion turbine | Pipeline Natural Gas |  |  | Dry Low NOx Burners |  |  | 2003-05-01 | Operating | 1241 | 31 (91) | 4072 32 | 91
WI | West Marinette | 4076 | **33 |  | 2023 | ARP, CSNOX, CSOSG3, CSSO2G1 | 605792 (Ended Oct 02, 2023), 610765 (Started Oct 02, 2023) | 5 | MAIN | Marinette County | WI075 | 75 | Electric Utility | 45.0869 | -87.6881 | Wisconsin Public Service Corporation (Owner),Wisconsin Public Service Corporation (Operator) | Phase 2 |  | Combustion turbine | Pipeline Natural Gas |  |  | Water Injection |  |  | 1993-04-01 | Operating | 1274.3 | 33 (83.5) | 4076 **33 | 83.5
WI | West Marinette | 4076 | **34 |  | 2023 | ARP, CSNOX, CSOSG3, CSSO2G1 | 605792 (Ended Oct 02, 2023), 610765 (Started Oct 02, 2023) | 5 | MAIN | Marinette County | WI075 | 75 | Electric Utility | 45.0869 | -87.6881 | Madison Gas & Electric Company (Owner),Wisconsin Public Service Corporation (Operator) | Phase 2 |  | Combustion turbine | Pipeline Natural Gas | Diesel Oil |  | Dry Low NOx Burners,Water Injection |  |  | 2000-04-26 | Operating | 1231.8 | 34 (90) | 4076 **34 | 90
WI | West Marinette | 4076 | 31A |  | 2023 | CSNOX, CSOSG3, CSSO2G1 | 605792 (Ended Oct 02, 2023), 610765 (Started Oct 02, 2023) | 5 | MAIN | Marinette County | WI075 | 75 | Electric Utility | 45.0869 | -87.6881 | Wisconsin Public Service Corporation (Owner),Wisconsin Public Service Corporation (Operator) |  |  | Combustion turbine | Pipeline Natural Gas | [5 empty] | 1971-05-27 | Operating | 353 | 31 (41.9) | 4076 31A | 41.9
WI | West Marinette | 4076 | 31B |  | 2023 | CSNOX, CSOSG3, CSSO2G1 | 605792 (Ended Oct 02, 2023), 610765 (Started Oct 02, 2023) | 5 | MAIN | Marinette County | WI075 | 75 | Electric Utility | 45.0869 | -87.6881 | Wisconsin Public Service Corporation (Owner),Wisconsin Public Service Corporation (Operator) |  |  | Combustion turbine | Pipeline Natural Gas | [5 empty] | 1971-05-27 | Operating | 353 | 31 (41.9) | 4076 31B | 41.9
WI | West Marinette | 4076 | 32A |  | 2023 | CSNOX, CSOSG3, CSSO2G1 | 605792 (Ended Oct 02, 2023), 610765 (Started Oct 02, 2023) | 5 | MAIN | Marinette County | WI075 | 75 | Electric Utility | 45.0869 | -87.6881 | Wisconsin Public Service Corporation (Owner),Wisconsin Public Service Corporation (Operator) |  |  | Combustion turbine | Pipeline Natural Gas | [5 empty] | 1973-04-03 | Operating | 353 | 32 (41.9) | 4076 32A | 41.9
WI | West Marinette | 4076 | 32B |  | 2023 | CSNOX, CSOSG3, CSSO2G1 | 605792 (Ended Oct 02, 2023), 610765 (Started Oct 02, 2023) | 5 | MAIN | Marinette County | WI075 | 75 | Electric Utility | 45.0869 | -87.6881 | Wisconsin Public Service Corporation (Owner),Wisconsin Public Service Corporation (Operator) |  |  | Combustion turbine | Pipeline Natural Gas | [5 empty] | 1973-04-03 | Operating | 353 | 32 (41.9) | 4076 32B | 41.9
WI | Weston | 4078 | 2 |  | 2023 | ARP, CSNOX, CSSO2G1 | 605792 (Ended Oct 02, 2023), 610765 (Started Oct 02, 2023) | 5 | MAIN | Marathon County | WI073 | 73 | Electric Utility | 44.8606 | -89.6553 | Wisconsin Public Service Corporation (Owner),Wisconsin Public Service Corporation (Operator) | Phase 2 | Phase 1 Group 1 | Dry bottom wall-fired boiler | Pipeline Natural Gas |  |  | Overfire Air | Electrostatic Precipitator |  | 1960-01-01 | Operating (Retired 02/07/2023) | 1319 | 2 (75) | 4078 2 | 75
WI | Weston | 4078 | 3 |  | 2023 | ARP, CSNOX, CSOSG3, CSSO2G1, MATS | 605792 (Ended Oct 02, 2023), 610765 (Started Oct 02, 2023) | 5 | MAIN | Marathon County | WI073 | 73 | Electric Utility | 44.8606 | -89.6553 | Wisconsin Public Service Corporation (Owner),Wisconsin Public Service Corporation (Operator) | Phase 2 | Phase 1 Group 1 | Tangentially-fired | Coal | Natural Gas | Other | Low NOx Burner Technology w/ Separated OFA,Low NOx Burner Technology w/ Closed-coupled OFA | Baghouse | Regenerative Activated Coke Technology | 1981-12-23 | Operating | 4509 | 3 (321.6) | 4078 3 | 321.6
WI | Weston | 4078 | 4 |  | 2023 | ARP, CSNOX, CSOSG3, CSSO2G1, MATS | 605792 (Ended Oct 02, 2023), 610765 (Started Oct 02, 2023) | 5 | MAIN | Marathon County | WI073 | 73 | Electric Utility | 44.8606 | -89.6553 | Wisconsin Public Service Corporation (Owner),Dairyland Power Cooperative (Owner),Wisconsin Public Service Corporation (Operator) | Phase 2 |  | Dry bottom wall-fired boiler | Coal | Natural Gas | Dry Lime FGD | Selective Catalytic Reduction | Baghouse | Additives to Enhance PAC and Existing Equipment Performance,Untreated PAC Sorbent Injection | 2008-03-20 | Operating | 5217 | 4 (595) | 4078 4 | 595 | Y
WI | Weston | 4078 | 32A |  | 2023 | CSNOX, CSOSG3, CSSO2G1 | 605792 (Ended Oct 02, 2023), 610765 (Started Oct 02, 2023) | 5 | MAIN | Marathon County | WI073 | 73 | Electric Utility | 44.8606 | -89.6553 | Wisconsin Public Service Corporation (Owner),Wisconsin Public Service Corporation (Operator) |  |  | Combustion turbine | Pipeline Natural Gas | [5 empty] | 1973-05-25 | Operating (Retired 07/27/2023) | 434 | 32 (51) | 4078 32A | 51
WI | Weston | 4078 | 32B |  | 2023 | CSNOX, CSOSG3, CSSO2G1 | 605792 (Ended Oct 02, 2023), 610765 (Started Oct 02, 2023) | 5 | MAIN | Marathon County | WI073 | 73 | Electric Utility | 44.8606 | -89.6553 | Wisconsin Public Service Corporation (Owner),Wisconsin Public Service Corporation (Operator) |  |  | Combustion turbine | Pipeline Natural Gas | [5 empty] | 1973-05-25 | Operating (Retired 07/27/2023) | 434 | 32 (51) | 4078 32B | 51
WI | Manitowoc | 4125 | 8 |  | 2023 | ARP, CSNOX, CSOSG3, CSSO2G1 | 608629 | 5 | MAIN | Manitowoc County | WI071 | 71 | Electric Utility | 44.082 | -87.6558 | Manitowoc Public Utilities (Owner),Manitowoc Public Utilities (Operator) | Phase 2 |  | Circulating fluidized bed boiler | Petroleum Coke | Coal, Other Solid Fuel | Fluidized Bed Limestone Injection |  | Baghouse |  | 1990-07-14 | Operating | 320.8 | 4 (10), 6 (32), 5 (22) | 4125 8 | 64
WI | Manitowoc | 4125 | 9 |  | 2023 | ARP, CSNOX, CSOSG3, CSSO2G1, MATS | 608629 | 5 | MAIN | Manitowoc County | WI071 | 71 | Electric Utility | 44.082 | -87.6558 | Manitowoc Public Utilities (Owner),Manitowoc Public Utilities (Operator) | Phase 2 |  | Circulating fluidized bed boiler | Petroleum Coke | Coal | Fluidized Bed Limestone Injection | Selective Non-catalytic Reduction | Baghouse |  | 2005-09-10 | Operating | 764 | 9 (63.4) | 4125 9 | 63.4 | Y
WY | Dave Johnston | 4158 | BW41 |  | 2023 | ARP, MATS | 608875 | 8 | WECC | Converse County | WY009 | 9 | Electric Utility | 42.8378 | -105.7769 | Pacificorp (Owner),Pacificorp (Operator) | Phase 2 | Early Election | Dry bottom wall-fired boiler | Coal |  |  |  | Electrostatic Precipitator | Halogenated PAC Sorbent Injection | 1958-11-08 | Operating | 1674 | 1 (106) | 4158 BW41 | 106
WY | Dave Johnston | 4158 | BW42 |  | 2023 | ARP, MATS | 608875 | 8 | WECC | Converse County | WY009 | 9 | Electric Utility | 42.8378 | -105.7769 | Pacificorp (Owner),Pacificorp (Operator) | Phase 2 | Early Election | Dry bottom wall-fired boiler | Coal |  |  |  | Electrostatic Precipitator | Halogenated PAC Sorbent Injection | 1960-10-01 | Operating | 1672 | 2 (106) | 4158 BW42 | 106
WY | Dave Johnston | 4158 | BW43 |  | 2023 | ARP, MATS | 608875 | 8 | WECC | Converse County | WY009 | 9 | Electric Utility | 42.8378 | -105.7769 | Pacificorp (Owner),Pacificorp (Operator) | Phase 2 | Phase 2 Group 2 | Dry bottom wall-fired boiler | Coal |  | Dry Lime FGD | Low NOx Burner Technology w/ Overfire Air | Baghouse | Additives to Enhance PAC and Existing Equipment Performance,Untreated PAC Sorbent Injection | 1964-09-12 | Operating | 3349 | 3 (220) | 4158 BW43 | 220
WY | Dave Johnston | 4158 | BW44 |  | 2023 | ARP, MATS | 608875 | 8 | WECC | Converse County | WY009 | 9 | Electric Utility | 42.8378 | -105.7769 | Pacificorp (Owner),Pacificorp (Operator) | Phase 2 | Phase 2 Group 1 | Tangentially-fired | Coal |  | Dry Lime FGD | Low NOx Burner Technology w/ Separated OFA | Baghouse | Additives to Enhance PAC and Existing Equipment Performance,Untreated PAC Sorbent Injection | 1972-01-01 | Operating | 4700 | 4 (330) | 4158 BW44 | 330
WY | Naughton | 4162 | 1 |  | 2023 | ARP, MATS | 608875 | 8 | WECC | Lincoln County | WY023 | 23 | Electric Utility | 41.7572 | -110.5986 | Pacificorp (Owner),Pacificorp (Operator) | Phase 2 | Phase 2 Group 1 | Tangentially-fired | Coal | Pipeline Natural Gas | Sodium Based | Low NOx Burner Technology w/ Separated OFA | Electrostatic Precipitator | Additives to Enhance PAC and Existing Equipment Performance | 1963-05-15 | Operating | 2958 | 1 (160) | 4162 1 | 160
WY | Naughton | 4162 | 2 |  | 2023 | ARP, MATS | 608875 | 8 | WECC | Lincoln County | WY023 | 23 | Electric Utility | 41.7572 | -110.5986 | Pacificorp (Owner),Pacificorp (Operator) | Phase 2 | Phase 2 Group 1 | Tangentially-fired | Coal | Pipeline Natural Gas | Sodium Based | Low NOx Burner Technology w/ Separated OFA | Electrostatic Precipitator | Additives to Enhance PAC and Existing Equipment Performance | 1968-10-15 | Operating | 2852 | 2 (210) | 4162 2 | 210
WY | Naughton | 4162 | 3 |  | 2023 | ARP | 608875 | 8 | WECC | Lincoln County | WY023 | 23 | Electric Utility | 41.7572 | -110.5986 | Pacificorp (Owner),Pacificorp (Operator) | Phase 2 | Phase 2 Group 1 | Tangentially-fired | Pipeline Natural Gas |  |  | Low NOx Burner Technology w/ Separated OFA |  |  | 1971-10-01 | Operating | 3250 | 3 (330) | 4162 3 | 330
TX | Power Lane Steam Plant | 4195 | 2 |  | 2023 | ARP, CSOSG2 | 606736 | 6 |  | Hunt County | TX231 | 231 | Electric Utility | 33.1707 | -96.1264 | Greenville Electric Utility System (Owner),Greenville Electric Utility System (Operator) | Phase 2 |  | Dry bottom wall-fired boiler | Pipeline Natural Gas | Diesel Oil |  |  |  |  | 1969-01-01 | Operating | 324 | ST2 (25) | 4195 2 | 25
TX | Power Lane Steam Plant | 4195 | 3 |  | 2023 | ARP, CSOSG2 | 606736 | 6 |  | Hunt County | TX231 | 231 | Electric Utility | 33.1707 | -96.1264 | Greenville Electric Utility System (Owner),Greenville Electric Utility System (Operator) | Phase 2 |  | Dry bottom wall-fired boiler | Pipeline Natural Gas | Diesel Oil |  |  |  |  | 1977-05-01 | Operating | 493 | ST3 (43.2) | 4195 3 | 43.2
TX | Spencer | 4266 | 4 |  | 2023 | ARP, CSOSG2 | 604841 | 6 | ERCOT | Denton County | TX121 | 121 | Electric Utility | 33.1978 | -97.1067 | Garland Power and Light, City of Garland (Owner),Garland Power and Light, City of Garland (Operator) | Phase 2 |  | Dry bottom wall-fired boiler | Pipeline Natural Gas |  |  | Low NOx Burner Technology (Dry Bottom only) |  |  | 1966-04-01 | Operating | 800 | 4 (61) | 4266 4 | 61
TX | Spencer | 4266 | 5 |  | 2023 | ARP, CSOSG2 | 604841 | 6 | ERCOT | Denton County | TX121 | 121 | Electric Utility | 33.1978 | -97.1067 | Garland Power and Light, City of Garland (Owner),Garland Power and Light, City of Garland (Operator) | Phase 2 |  | Dry bottom wall-fired boiler | Pipeline Natural Gas |  |  | Low NOx Burner Technology (Dry Bottom only) |  |  | 1973-02-01 | Operating | 800 | 5 (65) | 4266 5 | 65
WI | J P Madgett | 4271 | B1 |  | 2023 | ARP, CSNOX, CSOSG3, CSSO2G1, MATS | 606455 | 5 | MAPP | Buffalo County | WI011 | 11 | Electric Utility | 44.3026 | -91.9126 | Dairyland Power Cooperative (Owner),Dairyland Power Cooperative (Operator) | Phase 2 | Phase 1 Group 1 | Dry bottom turbo-fired boiler | Coal |  | Dry Sorbent Injection | Low NOx Burner Technology (Dry Bottom only),Selective Catalytic Reduction | Baghouse,Electrostatic Precipitator | Halogenated PAC Sorbent Injection | 1979-11-25 | Operating | 4983.2 | 1 (387) | 4271 B1 | 387 | Y
TX | T C Ferguson Power Plant | 4937 | CT-1 |  | 2023 | ARP, CSOSG2 | 605940 | 6 | ERCOT | Llano County | TX299 | 299 | Electric Utility | 30.558 | -98.3705 | Lower Colorado River Authority (Owner),Lower Colorado River Authority (Operator) | Phase 2 |  | Combined cycle | Pipeline Natural Gas |  |  | Dry Low NOx Burners,Ammonia Injection,Selective Catalytic Reduction |  |  | 2014-03-29 | Operating | 2320 | STG (204), CT-1 (185.3) | 4937 CT-1 | 287.3 | Y
TX | T C Ferguson Power Plant | 4937 | CT-2 |  | 2023 | ARP, CSOSG2 | 605940 | 6 | ERCOT | Llano County | TX299 | 299 | Electric Utility | 30.558 | -98.3705 | Lower Colorado River Authority (Owner),Lower Colorado River Authority (Operator) | Phase 2 |  | Combined cycle | Pipeline Natural Gas |  |  | Dry Low NOx Burners,Ammonia Injection,Selective Catalytic Reduction |  |  | 2014-03-16 | Operating | 2000 | CT-2 (185.3), STG (204) | 4937 CT-2 | 287.3 | Y
TX | Barney M. Davis | 4939 | 1 |  | 2023 | ARP, CSOSG2 | 606332 | 6 | ERCOT | Nueces County | TX355 | 355 | Electric Utility | 27.6067 | -97.3119 | Barney Davis LLC (Owner),Barney Davis LLC (Operator) | Phase 2 |  | Tangentially-fired | Pipeline Natural Gas | [5 empty] | 1974-06-30 | Operating | 3800 | 1 (352) | 4939 1 | 352
TX | Barney M. Davis | 4939 | 3 |  | 2023 | ARP, CSOSG2 | 606332 | 6 | ERCOT | Nueces County | TX355 | 355 | Electric Utility | 27.6067 | -97.3119 | Barney Davis LLC (Owner),Barney Davis LLC (Operator) | Phase 2 |  | Combined cycle | Pipeline Natural Gas |  |  | Selective Catalytic Reduction |  |  | 2009-10-22 | Operating | 2606 | 3 (172), 2 (351) | 4939 3 | 347.5 | Y
TX | Barney M. Davis | 4939 | 4 |  | 2023 | ARP, CSOSG2 | 606332 | 6 | ERCOT | Nueces County | TX355 | 355 | Electric Utility | 27.6067 | -97.3119 | Barney Davis LLC (Owner),Barney Davis LLC (Operator) | Phase 2 |  | Combined cycle | Pipeline Natural Gas |  |  | Selective Catalytic Reduction |  |  | 2009-11-04 | Operating | 4494.3 | 4 (172), 2 (351) | 4939 4 | 347.5 | Y
OK | Riverside (4940) | 4940 | 1501 |  | 2023 | ARP, CSOSG2 | 608993 (Ended Apr 12, 2023), 610620 (Started Apr 12, 2023) | 6 | SPP | Tulsa County | OK143 | 143 | Electric Utility | 35.9978 | -95.9567 | Public Service Company of Oklahoma (Owner),Public Service Company of Oklahoma (Operator) | Phase 2 |  | Dry bottom wall-fired boiler | Pipeline Natural Gas | [5 empty] | 1974-06-30 | Operating | 4684 | 1 (457) | 4940 1501 | 457
OK | Riverside (4940) | 4940 | 1502 |  | 2023 | ARP, CSOSG2 | 608993 (Ended Apr 12, 2023), 610620 (Started Apr 12, 2023) | 6 | SPP | Tulsa County | OK143 | 143 | Electric Utility | 35.9978 | -95.9567 | Public Service Company of Oklahoma (Owner),Public Service Company of Oklahoma (Operator) | Phase 2 |  | Dry bottom wall-fired boiler | Pipeline Natural Gas | [5 empty] | 1976-06-30 | Operating | 4766 | 2 (460) | 4940 1502 | 460
OK | Riverside (4940) | 4940 | 1503 |  | 2023 | ARP, CSOSG2 | 608993 (Ended Apr 12, 2023), 610620 (Started Apr 12, 2023) | 6 | SPP | Tulsa County | OK143 | 143 | Electric Utility | 35.9978 | -95.9567 | Public Service Company of Oklahoma (Owner),Public Service Company of Oklahoma (Operator) | Phase 2 |  | Combustion turbine | Pipeline Natural Gas |  |  | Combustion Modification/Fuel Reburning |  |  | 2008-03-12 | Operating | 1150 | 3 (89) | 4940 1503 | 89
OK | Riverside (4940) | 4940 | 1504 |  | 2023 | ARP, CSOSG2 | 608993 (Ended Apr 12, 2023), 610620 (Started Apr 12, 2023) | 6 | SPP | Tulsa County | OK143 | 143 | Electric Utility | 35.9978 | -95.9567 | Public Service Company of Oklahoma (Owner),Public Service Company of Oklahoma (Operator) | Phase 2 |  | Combustion turbine | Pipeline Natural Gas |  |  | Combustion Modification/Fuel Reburning |  |  | 2008-02-28 | Operating | 1150 | 4 (89) | 4940 1504 | 89
NJ | Cumberland Energy Center | 5083 | 4001 |  | 2023 | CSNOX, CSOSG3, CSSO2G1, RGGI | 1277 | 2 |  | Cumberland County | NJ011 | 11 | Electric Utility | 39.3757 | -74.9654 | Conectiv Atlantic Generation, LLC (Owner),Conectiv Atlantic Generation, LLC (Operator) |  |  | Combustion turbine | Pipeline Natural Gas | Diesel Oil |  | Water Injection |  |  | 1990-05-31 | Operating | 1214 | CUMB (99.4) | 5083 4001 | 99.4
NJ | Cumberland Energy Center | 5083 | 5001 |  | 2023 | ARP, CSNOX, CSOSG3, CSSO2G1, RGGI | 1277 | 2 |  | Cumberland County | NJ011 | 11 | Electric Utility | 39.3757 | -74.9654 | Calpine New Jersey Generation, LLC (Owner),Calpine Operating Services Company, Inc. (Operator) | Phase 2 |  | Combustion turbine | Pipeline Natural Gas | Diesel Oil |  | Water Injection,Selective Catalytic Reduction |  |  | 2009-05-07 | Operating | 1150 | CUMB2 (103) | 5083 5001 | 103 | Y
AL | James H Miller Jr | 6002 | 1 |  | 2023 | ARP, CSNOX, CSOSG2, CSSO2G2, MATS | 605449 | 4 | SERC | Jefferson County | AL073 | 73 | Electric Utility | 33.6319 | -87.0597 | Alabama Electric Cooperative, Inc. (Owner),Alabama Power Company (Owner),Alabama Power Company (Operator) | Phase 2 | Phase 2 Group 1 | Dry bottom wall-fired boiler | Coal | Diesel Oil, Pipeline Natural Gas | Wet Limestone | Selective Catalytic Reduction,Low NOx Burner Technology (Dry Bottom only) | Electrostatic Precipitator | Catalyst (gold, palladium, or other) used to oxidize mercury | 1978-10-12 | Operating | 11845 | 1 (705.5) | 6002 1 | 705.5 | Y
AL | James H Miller Jr | 6002 | 2 |  | 2023 | ARP, CSNOX, CSOSG2, CSSO2G2, MATS | 605449 | 4 | SERC | Jefferson County | AL073 | 73 | Electric Utility | 33.6319 | -87.0597 | Alabama Electric Cooperative, Inc. (Owner),Alabama Power Company (Owner),Alabama Power Company (Operator) | Phase 2 | Phase 2 Group 1 | Dry bottom wall-fired boiler | Coal | Diesel Oil, Pipeline Natural Gas | Wet Limestone | Selective Catalytic Reduction,Low NOx Burner Technology (Dry Bottom only) | Electrostatic Precipitator | Catalyst (gold, palladium, or other) used to oxidize mercury | 1985-05-01 | Operating | 10117 | 2 (705.5) | 6002 2 | 705.5 | Y
AL | James H Miller Jr | 6002 | 3 |  | 2023 | ARP, CSNOX, CSOSG2, CSSO2G2, MATS | 605449 | 4 | SERC | Jefferson County | AL073 | 73 | Electric Utility | 33.6319 | -87.0597 | Alabama Power Company (Owner),Alabama Power Company (Operator) | Phase 2 | Phase 2 Group 1 | Dry bottom wall-fired boiler | Coal | Diesel Oil, Pipeline Natural Gas | Wet Limestone | Selective Catalytic Reduction,Low NOx Burner Technology (Dry Bottom only) | Electrostatic Precipitator | Catalyst (gold, palladium, or other) used to oxidize mercury | 1989-05-01 | Operating | 10975 | 3 (705.5) | 6002 3 | 705.5 | Y
AL | James H Miller Jr | 6002 | 4 |  | 2023 | ARP, CSNOX, CSOSG2, CSSO2G2, MATS | 605449 | 4 | SERC | Jefferson County | AL073 | 73 | Electric Utility | 33.6319 | -87.0597 | Alabama Power Company (Owner),Alabama Power Company (Operator) | Phase 2 | Phase 2 Group 1 | Dry bottom wall-fired boiler | Coal | Diesel Oil, Pipeline Natural Gas | Wet Limestone | Selective Catalytic Reduction,Low NOx Burner Technology (Dry Bottom only) | Electrostatic Precipitator | Catalyst (gold, palladium, or other) used to oxidize mercury | 1991-03-05 | Operating | 11520 | 4 (705.5) | 6002 4 | 705.5 | Y
WV | Pleasants Power Station | 6004 | 1 |  | 2023 | ARP, CSNOX, CSOSG2E, CSSO2G1, MATS | 609711 (Ended Aug 01, 2023), 610739 (Started Aug 01, 2023)(Ended Sep 06, 2023), 607881 (Started Sep 06, 2023), 603196 (Started Sep 06, 2023)(Ended Sep 06, 2023) | 3 |  | Pleasants County | WV073 | 73 | Electric Utility | 39.3668 | -81.2944 | Pleasants LLC (Owner) (Ended Aug 01, 2023),ETEM Remediation Two LLC (Owner) (Started Aug 01, 2023),Pleasants LLC (Operator) (Ended Aug 01, 2023),ETEM Remediation Two LLC (Operator) (Started Aug 01, 2023) | Phase 2 | Phase 1 Group 1 | Dry bottom wall-fired boiler | Coal |  | Wet Lime FGD | Low NOx Burner Technology (Dry Bottom only),Selective Catalytic Reduction | Electrostatic Precipitator |  | 1979-01-01 | Operating | 8055 | 1 (684) | 6004 1 | 684 | Y
WV | Pleasants Power Station | 6004 | 2 |  | 2023 | ARP, CSNOX, CSOSG2E, CSSO2G1, MATS | 609711 (Ended Aug 01, 2023), 610739 (Started Aug 01, 2023)(Ended Sep 06, 2023), 607881 (Started Sep 06, 2023), 603196 (Started Sep 06, 2023)(Ended Sep 06, 2023) | 3 |  | Pleasants County | WV073 | 73 | Electric Utility | 39.3668 | -81.2944 | Pleasants LLC (Owner) (Ended Aug 01, 2023),ETEM Remediation Two LLC (Owner) (Started Aug 01, 2023),Pleasants LLC (Operator) (Ended Aug 01, 2023),ETEM Remediation Two LLC (Operator) (Started Aug 01, 2023) | Phase 2 | Phase 1 Group 1 | Dry bottom wall-fired boiler | Coal |  | Wet Lime FGD | Low NOx Burner Technology (Dry Bottom only),Selective Catalytic Reduction | Electrostatic Precipitator |  | 1980-01-01 | Operating | 8800 | 2 (684) | 6004 2 | 684 | Y
AR | White Bluff | 6009 | 1 |  | 2023 | ARP, CSOSG2, MATS | 609775 (Ended Mar 31, 2023), 610584 (Started Mar 31, 2023) | 6 | SPP | Jefferson County | AR069 | 69 | Electric Utility | 34.4236 | -92.1392 | Arkansas Electric Cooperative Corporation (Owner),City of Jonesboro (Owner),Conway Corporation (Owner),West Memphis Utilities (Owner),Entergy Corporation (Owner),Entergy Corporation (Operator) | Phase 2 | Early Election | Tangentially-fired | Coal | Residual Oil |  | Low NOx Burner Technology w/ Separated OFA | Electrostatic Precipitator | Additives to Enhance PAC and Existing Equipment Performance | 1980-08-22 | Operating | 9950 | 1 (850) | 6009 1 | 850
AR | White Bluff | 6009 | 2 |  | 2023 | ARP, CSOSG2, MATS | 609775 (Ended Mar 31, 2023), 610584 (Started Mar 31, 2023) | 6 | SPP | Jefferson County | AR069 | 69 | Electric Utility | 34.4236 | -92.1392 | Arkansas Electric Cooperative Corporation (Owner),City of Jonesboro (Owner),Conway Corporation (Owner),West Memphis Utilities (Owner),Entergy Corporation (Owner),Entergy Corporation (Operator) | Phase 2 | Early Election | Tangentially-fired | Coal | Residual Oil |  | Low NOx Burner Technology w/ Separated OFA | Electrostatic Precipitator | Additives to Enhance PAC and Existing Equipment Performance | 1981-07-23 | Operating | 10016 | 2 (850) | 6009 2 | 850
CA | Olive | 6013 | 1 |  | 2023 | ARP | 610038 | 9 | WECC | Los Angeles County | CA037 | 37 | Electric Utility | 34.1775 | -118.3147 | City of Burbank (Owner),City of Burbank (Operator) | Phase 2 |  | Dry bottom wall-fired boiler | Pipeline Natural Gas |  |  | Low NOx Burner Technology (Dry Bottom only),Selective Catalytic Reduction |  |  | 1958-01-01 | Operating | 552 | O1 (44) | 6013 1 | 44 | Y
CA | Olive | 6013 | 2 |  | 2023 | ARP | 610038 | 9 | WECC | Los Angeles County | CA037 | 37 | Electric Utility | 34.1775 | -118.3147 | City of Burbank (Owner),City of Burbank (Operator) | Phase 2 |  | Dry bottom wall-fired boiler | Pipeline Natural Gas |  |  | Combustion Modification/Fuel Reburning,Selective Catalytic Reduction |  |  | 1964-01-01 | Operating | 605 | O2 (55) | 6013 2 | 55 | Y
IL | Newton | 6017 | 1 |  | 2023 | ARP, CSNOX, CSOSG3, CSSO2G1, MATS | 603383 | 5 | MAIN | Jasper County | IL079 | 79 | Electric Utility | 38.9361 | -88.2778 | Illinois Power Generating Company (Owner),Illinois Power Generating Company (Operator) | Phase 2 | Phase 1 Group 1 | Tangentially-fired | Coal |  |  | Low NOx Burner Technology w/ Closed-coupled/Separated OFA,Other | Electrostatic Precipitator |  | 1977-11-18 | Operating | 7449 | 1 (617.4) | 6017 1 | 617.4
KY | East Bend | 6018 | 2 |  | 2023 | ARP, CSNOX, CSOSG2E, CSSO2G1, MATS | 609289 | 4 | ECAR | Boone County | KY015 | 15 | Electric Utility | 38.9031 | -84.8511 | Duke Energy Kentucky, Inc. (Owner),Duke Energy Kentucky, Inc. (Operator) | Phase 2 | Phase 1 Group 1 | Dry bottom wall-fired boiler | Coal |  | Wet Lime FGD | Selective Catalytic Reduction,Overfire Air | Electrostatic Precipitator,Wet Scrubber |  | 1981-03-24 | Operating | 7886 | 2 (669.3) | 6018 2 | 669.3 | Y
CO | Craig | 6021 | C1 |  | 2023 | ARP, MATS | 603008 | 8 | WECC | Moffat County | CO081 | 81 | Electric Utility | 40.4627 | -107.5912 | Platte River Power Authority (Owner),Tri-State Generation & Transmission (Owner),Salt River Project (Owner),Pacificorp Energy Generation (Owner),Xcel Energy (Owner),Tri-State Generation & Transmission (Operator) | Phase 2 | Early Election | Dry bottom wall-fired boiler | Coal | Pipeline Natural Gas | Wet Limestone | Low NOx Burner Technology w/ Overfire Air | Baghouse |  | 1980-07-01 | Operating | 5300 | 1 (446) | 6021 C1 | 446
CO | Craig | 6021 | C2 |  | 2023 | ARP, MATS | 603008 | 8 | WECC | Moffat County | CO081 | 81 | Electric Utility | 40.4627 | -107.5912 | Platte River Power Authority (Owner),Pacificorp Energy Generation (Owner),Tri-State Generation & Transmission (Owner),Salt River Project (Owner),Xcel Energy (Owner),Tri-State Generation & Transmission (Operator) | Phase 2 | Early Election | Dry bottom wall-fired boiler | Coal | Pipeline Natural Gas | Wet Limestone | Low NOx Burner Technology w/ Overfire Air,Selective Catalytic Reduction | Baghouse |  | 1979-11-01 | Operating | 5300 | 2 (446) | 6021 C2 | 446 | Y
CO | Craig | 6021 | C3 |  | 2023 | ARP, MATS | 603008 | 8 | WECC | Moffat County | CO081 | 81 | Electric Utility | 40.4627 | -107.5912 | Tri-State Generation & Transmission (Owner),Tri-State Generation & Transmission (Operator) | Phase 2 | Early Election | Dry bottom wall-fired boiler | Coal | Pipeline Natural Gas | Dry Lime FGD | Low NOx Burner Technology w/ Overfire Air,Selective Non-catalytic Reduction | Baghouse |  | 1984-10-01 | Operating | 5500 | 3 (446) | 6021 C3 | 446 | Y
ND | Coal Creek | 6030 | 1 |  | 2023 | ARP, MATS | 608585 | 8 | MAPP | McLean County | ND055 | 55 | Electric Utility | 47.3761 | -101.1567 | Rainbow Energy Center, LLC (Owner),Rainbow Energy Center, LLC (Operator) | Phase 2 | Phase 2 Group 1 | Tangentially-fired | Coal |  | Wet Lime FGD | Low NOx Burner Technology w/ Closed-coupled/Separated OFA | Electrostatic Precipitator | Additives to Enhance PAC and Existing Equipment Performance | 1979-08-30 | Operating | 6238 | 1 (605) | 6030 1 | 605
ND | Coal Creek | 6030 | 2 |  | 2023 | ARP, MATS | 608585 | 8 | MAPP | McLean County | ND055 | 55 | Electric Utility | 47.3761 | -101.1567 | Rainbow Energy Center, LLC (Owner),Rainbow Energy Center, LLC (Operator) | Phase 2 | Phase 2 Group 1 | Tangentially-fired | Coal |  | Wet Lime FGD | Low NOx Burner Technology w/ Closed-coupled/Separated OFA,Overfire Air | Electrostatic Precipitator | Additives to Enhance PAC and Existing Equipment Performance | 1981-07-31 | Operating | 6364.2 | 2 (605) | 6030 2 | 605
MI | Belle River | 6034 | 1 |  | 2023 | ARP, CSNOX, CSOSG3, CSSO2G1, MATS | 609535 (Ended Mar 22, 2023), 610607 (Started Mar 22, 2023) | 5 | ECAR | St. Clair County | MI147 | 147 | Electric Utility | 42.7748 | -82.4945 | Detroit Edison Company (Owner),Michigan Public Power Agency (Owner),Detroit Edison Company (Operator) | Phase 2 | Phase 2 Group 1 | Dry bottom wall-fired boiler | Coal | Diesel Oil |  | Low NOx Burner Technology (Dry Bottom only) | Electrostatic Precipitator | Halogenated PAC Sorbent Injection | 1984-04-01 | Operating | 8100 | ST1 (697.5) | 6034 1 | 697.5
MI | Belle River | 6034 | 2 |  | 2023 | ARP, CSNOX, CSOSG3, CSSO2G1, MATS | 609535 (Ended Mar 22, 2023), 610607 (Started Mar 22, 2023) | 5 | ECAR | St. Clair County | MI147 | 147 | Electric Utility | 42.7748 | -82.4945 | Detroit Edison Company (Owner),Michigan Public Power Agency (Owner),Detroit Edison Company (Operator) | Phase 2 | Phase 2 Group 1 | Dry bottom wall-fired boiler | Coal | Diesel Oil |  | Low NOx Burner Technology (Dry Bottom only) | Electrostatic Precipitator | Halogenated PAC Sorbent Injection | 1985-04-01 | Operating | 8300 | ST2 (697.5) | 6034 2 | 697.5
MI | Belle River | 6034 | CTG121 |  | 2023 | ARP, CSNOX, CSOSG3, CSSO2G1 | 609535 (Ended Mar 22, 2023), 610607 (Started Mar 22, 2023) | 5 | ECAR | St. Clair County | MI147 | 147 | Electric Utility | 42.7748 | -82.4945 | Detroit Edison Company (Owner),Detroit Edison Company (Operator) | Phase 2 |  | Combustion turbine | Pipeline Natural Gas |  |  | Dry Low NOx Burners |  |  | 1999-07-01 | Operating | 1125 | 12-1 (85.3) | 6034 CTG121 | 85.3
MI | Belle River | 6034 | CTG122 |  | 2023 | ARP, CSNOX, CSOSG3, CSSO2G1 | 609535 (Ended Mar 22, 2023), 610607 (Started Mar 22, 2023) | 5 | ECAR | St. Clair County | MI147 | 147 | Electric Utility | 42.7748 | -82.4945 | Detroit Edison Company (Owner),Detroit Edison Company (Operator) | Phase 2 |  | Combustion turbine | Pipeline Natural Gas |  |  | Dry Low NOx Burners |  |  | 1999-07-01 | Operating | 1110 | 12-2 (85.3) | 6034 CTG122 | 85.3
MI | Belle River | 6034 | CTG131 |  | 2023 | ARP, CSNOX, CSOSG3, CSSO2G1 | 609535 (Ended Mar 22, 2023), 610607 (Started Mar 22, 2023) | 5 | ECAR | St. Clair County | MI147 | 147 | Electric Utility | 42.7748 | -82.4945 | Detroit Edison Company (Owner),Detroit Edison Company (Operator) | Phase 2 |  | Combustion turbine | Pipeline Natural Gas |  |  | Dry Low NOx Burners |  |  | 1999-07-01 | Operating | 1125 | 13-1 (85.3) | 6034 CTG131 | 85.3
MI | Greenwood | 6035 | 1 |  | 2023 | ARP, CSNOX, CSOSG3, CSSO2G1 | 609535 (Ended Mar 22, 2023), 610607 (Started Mar 22, 2023) | 5 | ECAR | St. Clair County | MI147 | 147 | Electric Utility | 43.1056 | -82.6964 | Detroit Edison Company (Owner),Detroit Edison Company (Operator) | Phase 2 |  | Dry bottom wall-fired boiler | Pipeline Natural Gas | Residual Oil |  |  |  |  | 1978-06-01 | Operating | 8500 | 1 (815.4) | 6035 1 | 815.4
MI | Greenwood | 6035 | CTG111 |  | 2023 | ARP, CSNOX, CSOSG3, CSSO2G1 | 609535 (Ended Mar 22, 2023), 610607 (Started Mar 22, 2023) | 5 | ECAR | St. Clair County | MI147 | 147 | Electric Utility | 43.1056 | -82.6964 | Detroit Edison Company (Owner),Detroit Edison Company (Operator) | Phase 2 |  | Combustion turbine | Pipeline Natural Gas |  |  | Dry Low NOx Burners |  |  | 1999-07-01 | Operating | 1200 | 11-1 (85.3) | 6035 CTG111 | 85.3
MI | Greenwood | 6035 | CTG112 |  | 2023 | ARP, CSNOX, CSOSG3, CSSO2G1 | 609535 (Ended Mar 22, 2023), 610607 (Started Mar 22, 2023) | 5 | ECAR | St. Clair County | MI147 | 147 | Electric Utility | 43.1056 | -82.6964 | Detroit Edison Company (Owner),Detroit Edison Company (Operator) | Phase 2 |  | Combustion turbine | Pipeline Natural Gas |  |  | Dry Low NOx Burners |  |  | 1999-07-01 | Operating | 1150 | 11-2 (85.3) | 6035 CTG112 | 85.3
MI | Greenwood | 6035 | CTG121 |  | 2023 | ARP, CSNOX, CSOSG3, CSSO2G1 | 609535 (Ended Mar 22, 2023), 610607 (Started Mar 22, 2023) | 5 | ECAR | St. Clair County | MI147 | 147 | Electric Utility | 43.1056 | -82.6964 | Detroit Edison Company (Owner),Detroit Edison Company (Operator) | Phase 2 |  | Combustion turbine | Pipeline Natural Gas |  |  | Dry Low NOx Burners |  |  | 1999-07-01 | Operating | 1150 | 11-3 (85.3) | 6035 CTG121 | 85.3
KY | H L Spurlock | 6041 | 1 |  | 2023 | ARP, CSNOX, CSOSG2E, CSSO2G1, MATS | 605834 | 4 | ECAR | Mason County | KY161 | 161 | Electric Utility | 38.7 | -83.8175 | East Kentucky Power Cooperative (Owner),East Kentucky Power Cooperative (Operator) | Table 1 | Phase 1 Group 1 | Dry bottom wall-fired boiler | Coal |  | Wet Limestone | Selective Catalytic Reduction,Low NOx Burner Technology (Dry Bottom only) | Electrostatic Precipitator,Wet ESP,Wet Scrubber |  | 1977-09-01 | Operating | 3641 | 1 (340) | 6041 1 | 340 | Y
KY | H L Spurlock | 6041 | 2 |  | 2023 | ARP, CSNOX, CSOSG2E, CSSO2G1, MATS | 605834 | 4 | ECAR | Mason County | KY161 | 161 | Electric Utility | 38.7 | -83.8175 | East Kentucky Power Cooperative (Owner),East Kentucky Power Cooperative (Operator) | Phase 2 | Early Election | Tangentially-fired | Coal |  | Wet Limestone | Selective Catalytic Reduction,Low NOx Burner Technology w/ Closed-coupled OFA | Wet ESP,Wet Scrubber,Electrostatic Precipitator |  | 1981-03-02 | Operating | 6314.9 | 2 (610) | 6041 2 | 610 | Y
KY | H L Spurlock | 6041 | 3 |  | 2023 | ARP, CSNOX, CSOSG2E, CSSO2G1, MATS | 605834 | 4 | ECAR | Mason County | KY161 | 161 | Electric Utility | 38.7 | -83.8175 | East Kentucky Power Cooperative (Owner),East Kentucky Power Cooperative (Operator) | Phase 2 |  | Circulating fluidized bed boiler | Coal |  | Dry Lime FGD,Fluidized Bed Limestone Injection | Selective Non-catalytic Reduction | Baghouse |  | 2005-03-01 | Operating | 3112.5 | 3 (294) | 6041 3 | 294 | Y
KY | H L Spurlock | 6041 | 4 |  | 2023 | ARP, CSNOX, CSOSG2E, CSSO2G1, MATS | 605834 | 4 | ECAR | Mason County | KY161 | 161 | Electric Utility | 38.7 | -83.8175 | East Kentucky Power Cooperative (Owner),East Kentucky Power Cooperative (Operator) | Phase 2 |  | Circulating fluidized bed boiler | Coal |  | Dry Lime FGD,Fluidized Bed Limestone Injection | Selective Non-catalytic Reduction | Baghouse |  | 2008-12-08 | Operating | 2800 | 4 (300) | 6041 4 | 300 | Y
FL | Manatee | 6042 | MTCT3A |  | 2023 | ARP | 606322 | 4 |  | Manatee County | FL081 | 81 | Electric Utility | 27.6058 | -82.3456 | Florida Power & Light Company (Owner),Florida Power & Light Company (Operator) | Phase 2 |  | Combined cycle | Pipeline Natural Gas |  |  | Dry Low NOx Burners,Selective Catalytic Reduction |  |  | 2005-05-23 | Operating | 2294.5 | A (188.2), 3 (471.8) | 6042 MTCT3A | 306.15 | Y
FL | Manatee | 6042 | MTCT3B |  | 2023 | ARP | 606322 | 4 |  | Manatee County | FL081 | 81 | Electric Utility | 27.6058 | -82.3456 | Florida Power & Light Company (Owner),Florida Power & Light Company (Operator) | Phase 2 |  | Combined cycle | Pipeline Natural Gas |  |  | Dry Low NOx Burners,Selective Catalytic Reduction |  |  | 2005-05-23 | Operating | 2294.5 | B (188.2), 3 (471.8) | 6042 MTCT3B | 306.15 | Y
FL | Manatee | 6042 | MTCT3C |  | 2023 | ARP | 606322 | 4 |  | Manatee County | FL081 | 81 | Electric Utility | 27.6058 | -82.3456 | Florida Power & Light Company (Owner),Florida Power & Light Company (Operator) | Phase 2 |  | Combined cycle | Pipeline Natural Gas |  |  | Dry Low NOx Burners,Selective Catalytic Reduction |  |  | 2005-05-23 | Operating | 2294.5 | 3 (471.8), C (188.2) | 6042 MTCT3C | 306.15 | Y
FL | Manatee | 6042 | MTCT3D |  | 2023 | ARP | 606322 | 4 |  | Manatee County | FL081 | 81 | Electric Utility | 27.6058 | -82.3456 | Florida Power & Light Company (Owner),Florida Power & Light Company (Operator) | Phase 2 |  | Combined cycle | Pipeline Natural Gas |  |  | Dry Low NOx Burners,Selective Catalytic Reduction |  |  | 2005-05-23 | Operating | 2294.5 | 3 (471.8), D (188.2) | 6042 MTCT3D | 306.15 | Y
FL | Manatee | 6042 | PMT1 |  | 2023 | ARP | 606322 | 4 |  | Manatee County | FL081 | 81 | Electric Utility | 27.6058 | -82.3456 | Florida Power & Light Company (Owner),Florida Power & Light Company (Operator) | Phase 2 |  | Dry bottom wall-fired boiler | Pipeline Natural Gas | Residual Oil |  | Low NOx Burner Technology (Dry Bottom only) | Cyclone |  | 1976-10-26 | Operating | 8650 | 1 (863.3) | 6042 PMT1 | 863.3
FL | Manatee | 6042 | PMT2 |  | 2023 | ARP | 606322 | 4 |  | Manatee County | FL081 | 81 | Electric Utility | 27.6058 | -82.3456 | Florida Power & Light Company (Owner),Florida Power & Light Company (Operator) | Phase 2 |  | Dry bottom wall-fired boiler | Pipeline Natural Gas | Residual Oil |  | Low NOx Burner Technology (Dry Bottom only) | Cyclone |  | 1977-12-07 | Operating | 8650 | 2 (863.3) | 6042 PMT2 | 863.3
FL | Martin | 6043 | HRSG3A |  | 2023 | ARP | 606322 | 4 | SERC | Martin County | FL085 | 85 | Electric Utility | 27.0536 | -80.5628 | Florida Power & Light Company (Owner),Florida Power & Light Company (Operator) | Phase 2 |  | Combined cycle | Pipeline Natural Gas |  |  | Dry Low NOx Burners |  |  | 1993-06-01 | Operating | 2022 | 3ST (204), 3GT1 (204) | 6043 HRSG3A | 306
FL | Martin | 6043 | HRSG3B |  | 2023 | ARP | 606322 | 4 | SERC | Martin County | FL085 | 85 | Electric Utility | 27.0536 | -80.5628 | Florida Power & Light Company (Owner),Florida Power & Light Company (Operator) | Phase 2 |  | Combined cycle | Pipeline Natural Gas |  |  | Dry Low NOx Burners |  |  | 1993-06-01 | Operating | 2022 | 3GT2 (204), 3ST (204) | 6043 HRSG3B | 306
FL | Martin | 6043 | HRSG4A |  | 2023 | ARP | 606322 | 4 | SERC | Martin County | FL085 | 85 | Electric Utility | 27.0536 | -80.5628 | Florida Power & Light Company (Owner),Florida Power & Light Company (Operator) | Phase 2 |  | Combined cycle | Pipeline Natural Gas |  |  | Dry Low NOx Burners |  |  | 1993-06-12 | Operating | 2022 | 4GT1 (204), 4ST (204) | 6043 HRSG4A | 306
FL | Martin | 6043 | HRSG4B |  | 2023 | ARP | 606322 | 4 | SERC | Martin County | FL085 | 85 | Electric Utility | 27.0536 | -80.5628 | Florida Power & Light Company (Owner),Florida Power & Light Company (Operator) | Phase 2 |  | Combined cycle | Pipeline Natural Gas |  |  | Dry Low NOx Burners |  |  | 1993-06-12 | Operating | 2022 | 4GT2 (204), 4ST (204) | 6043 HRSG4B | 306
FL | Martin | 6043 | PMR8A |  | 2023 | ARP | 606322 | 4 | SERC | Martin County | FL085 | 85 | Electric Utility | 27.0536 | -80.5628 | Florida Power & Light Company (Owner),Florida Power & Light Company (Operator) | Phase 2 |  | Combined cycle | Pipeline Natural Gas | Diesel Oil |  | Selective Catalytic Reduction,Dry Low NOx Burners,Water Injection |  |  | 2001-06-14 | Operating | 2306 | 8 (471.7), 8A (188.2) | 6043 PMR8A | 306.125 | Y
FL | Martin | 6043 | PMR8B |  | 2023 | ARP | 606322 | 4 | SERC | Martin County | FL085 | 85 | Electric Utility | 27.0536 | -80.5628 | Florida Power & Light Company (Owner),Florida Power & Light Company (Operator) | Phase 2 |  | Combined cycle | Pipeline Natural Gas | Diesel Oil |  | Selective Catalytic Reduction,Dry Low NOx Burners,Water Injection |  |  | 2001-06-14 | Operating | 2306 | 8B (188.2), 8 (471.7) | 6043 PMR8B | 306.125 | Y
FL | Martin | 6043 | PMR8C |  | 2023 | ARP | 606322 | 4 | SERC | Martin County | FL085 | 85 | Electric Utility | 27.0536 | -80.5628 | Florida Power & Light Company (Owner),Florida Power & Light Company (Operator) | Phase 2 |  | Combined cycle | Pipeline Natural Gas | Diesel Oil |  | Dry Low NOx Burners,Water Injection,Selective Catalytic Reduction |  |  | 2004-12-15 | Operating | 2306 | 8C (188.2), 8 (471.7) | 6043 PMR8C | 306.125 | Y
FL | Martin | 6043 | PMR8D |  | 2023 | ARP | 606322 | 4 | SERC | Martin County | FL085 | 85 | Electric Utility | 27.0536 | -80.5628 | Florida Power & Light Company (Owner),Florida Power & Light Company (Operator) | Phase 2 |  | Combined cycle | Pipeline Natural Gas | Diesel Oil |  | Dry Low NOx Burners,Water Injection,Selective Catalytic Reduction |  |  | 2004-12-10 | Operating | 2306 | 8 (471.7), 8D (188.2) | 6043 PMR8D | 306.125 | Y
FL | Debary | 6046 | **10 |  | 2023 | ARP | 610088 | 4 | FRCC | Volusia County | FL127 | 127 | Electric Utility | 28.9047 | -81.3319 | Duke Energy Florida, LLC (Owner),Duke Energy Florida, LLC (Operator) | Phase 2 |  | Combustion turbine | Diesel Oil |  |  | Water Injection |  |  | 1992-11-01 | Operating | 1159 | 10 (115) | 6046 **10 | 115
FL | Debary | 6046 | **7 |  | 2023 | ARP | 610088 | 4 | FRCC | Volusia County | FL127 | 127 | Electric Utility | 28.9047 | -81.3319 | Duke Energy Florida, LLC (Owner),Duke Energy Florida, LLC (Operator) | Phase 2 |  | Combustion turbine | Pipeline Natural Gas | Diesel Oil |  | Water Injection |  |  | 1992-11-01 | Operating | 1228.5 | 7 (115) | 6046 **7 | 115
FL | Debary | 6046 | **8 |  | 2023 | ARP | 610088 | 4 | FRCC | Volusia County | FL127 | 127 | Electric Utility | 28.9047 | -81.3319 | Duke Energy Florida, LLC (Owner),Duke Energy Florida, LLC (Operator) | Phase 2 |  | Combustion turbine | Pipeline Natural Gas | Diesel Oil |  | Water Injection |  |  | 1992-11-01 | Operating | 1228.5 | 8 (115) | 6046 **8 | 115
FL | Debary | 6046 | **9 |  | 2023 | ARP | 610088 | 4 | FRCC | Volusia County | FL127 | 127 | Electric Utility | 28.9047 | -81.3319 | Duke Energy Florida, LLC (Owner),Duke Energy Florida, LLC (Operator) | Phase 2 |  | Combustion turbine | Pipeline Natural Gas | Diesel Oil |  | Water Injection |  |  | 1992-11-01 | Operating | 1228.5 | 9 (115) | 6046 **9 | 115
LA | Big Cajun 2 | 6055 | 2B1 |  | 2023 | ARP, CSOSG2E, MATS | 605667 | 6 | SPP | Pointe Coupee Parish | LA077 | 77 | Electric Utility | 30.7261 | -91.3669 | Louisiana Generating, LLC (Owner),Louisiana Generating, LLC (Operator) | Phase 2 | Early Election | Dry bottom wall-fired boiler | Coal | Pipeline Natural Gas | Dry Sorbent Injection | Low NOx Burner Technology w/ Overfire Air,Selective Non-catalytic Reduction | Electrostatic Precipitator | Halogenated PAC Sorbent Injection | 1980-07-01 | Operating | 6420 | 1 (611) | 6055 2B1 | 611 | Y
LA | Big Cajun 2 | 6055 | 2B2 |  | 2023 | ARP, CSOSG2E | 605667 | 6 | SPP | Pointe Coupee Parish | LA077 | 77 | Electric Utility | 30.7261 | -91.3669 | Louisiana Generating, LLC (Owner),Louisiana Generating, LLC (Operator) | Phase 2 | Early Election | Dry bottom wall-fired boiler | Pipeline Natural Gas |  |  | Low NOx Burner Technology w/ Overfire Air,Selective Non-catalytic Reduction,Other |  |  | 1981-03-01 | Operating | 6420 | 2 (611) | 6055 2B2 | 611 | Y
LA | Big Cajun 2 | 6055 | 2B3 |  | 2023 | ARP, CSOSG2E, MATS | 605667 | 6 | SPP | Pointe Coupee Parish | LA077 | 77 | Electric Utility | 30.7261 | -91.3669 | Louisiana Generating, LLC (Owner),Entergy Corporation (Owner),Louisiana Generating, LLC (Operator) | Phase 2 | Early Election | Dry bottom wall-fired boiler | Coal | Pipeline Natural Gas |  | Low NOx Burner Technology w/ Overfire Air,Selective Non-catalytic Reduction | Electrostatic Precipitator | Additives to Enhance PAC and Existing Equipment Performance | 1984-01-01 | Operating | 6420 | 3 (611) | 6055 2B3 | 611 | Y
MN | Cascade Creek | 6058 | CT1 |  | 2023 | CSNOX, CSSO2G2 | 608452 | 5 |  | Olmsted County | MN109 | 109 | Electric Utility | 44.0322 | -92.4908 | Rochester Public Utilities (Owner),Rochester Public Utilities (Operator) |  |  | Combustion turbine | Pipeline Natural Gas | Diesel Oil |  | Water Injection |  |  | 1976-09-01 | Operating | 448 | 1 (35) | 6058 CT1 | 35
MN | Cascade Creek | 6058 | CT2 |  | 2023 | ARP, CSNOX, CSSO2G2 | 608452 | 5 |  | Olmsted County | MN109 | 109 | Electric Utility | 44.0322 | -92.4908 | Rochester Public Utilities (Owner),Rochester Public Utilities (Operator) | Phase 2 |  | Combustion turbine | Pipeline Natural Gas | Diesel Oil |  | Water Injection |  |  | 2002-04-18 | Operating | 290 | 2 (49.9) | 6058 CT2 | 49.9
MN | Cascade Creek | 6058 | CT3 |  | 2023 | ARP, CSNOX, CSSO2G2 | 608452 | 5 |  | Olmsted County | MN109 | 109 | Electric Utility | 44.0322 | -92.4908 | Rochester Public Utilities (Owner),Rochester Public Utilities (Operator) | Phase 2 |  | Combustion turbine | Pipeline Natural Gas | Diesel Oil |  | Water Injection |  |  | 2002-04-18 | Operating | 305.9 | 2 (49.9) | 6058 CT3 | 49.9
MS | R D Morrow Senior Generating Plant | 6061 | 3 |  | 2023 | ARP, CSOSG2, NSPS4T | 609473 | 4 | SERC | Lamar County | MS073 | 73 | Electric Utility | 31.2194 | -89.3933 | Cooperative Energy (Owner),Cooperative Energy (Operator) | Phase 2 |  | Combined cycle | Pipeline Natural Gas |  |  | Dry Low NOx Burners,Selective Catalytic Reduction |  |  | 2022-08-26 | Operating | 4122 | CTG (402), STG (155) | 6061 3 | 557 | Y
IA | Electrifarm | 6063 | 1 |  | 2023 | CSNOX, CSOSG2, CSSO2G1 | 609505 (Ended May 19, 2023), 610382 (Started May 19, 2023) | 7 |  | Black Hawk County | IA013 | 13 | Electric Utility | 42.4407 | -92.4205 | MidAmerican Energy Company (Owner),MidAmerican Energy Company (Operator) |  |  | Combustion turbine | Pipeline Natural Gas | Diesel Oil |  |  |  |  | 1975-05-01 | Operating | 843.6 | 1 (71.2) | 6063 1 | 71.2
IA | Electrifarm | 6063 | 2 |  | 2023 | CSNOX, CSOSG2, CSSO2G1 | 609505 (Ended May 19, 2023), 610382 (Started May 19, 2023) | 7 |  | Black Hawk County | IA013 | 13 | Electric Utility | 42.4407 | -92.4205 | MidAmerican Energy Company (Owner),MidAmerican Energy Company (Operator) |  |  | Combustion turbine | Pipeline Natural Gas | Diesel Oil |  | Water Injection |  |  | 1977-04-29 | Operating | 903.1 | 2 (89) | 6063 2 | 89
IA | Electrifarm | 6063 | 3 |  | 2023 | CSNOX, CSOSG2, CSSO2G1 | 609505 (Ended May 19, 2023), 610382 (Started May 19, 2023) | 7 |  | Black Hawk County | IA013 | 13 | Electric Utility | 42.4407 | -92.4205 | MidAmerican Energy Company (Owner),MidAmerican Energy Company (Operator) |  |  | Combustion turbine | Pipeline Natural Gas | Diesel Oil |  | Water Injection |  |  | 1976-04-17 | Operating | 925.1 | 3 (103.9) | 6063 3 | 103.9
KS | Nearman Creek | 6064 | CT4 |  | 2023 | ARP, CSNOX, CSOSG2, CSSO2G2 | 607775 | 7 | SPP | Wyandotte County | KS209 | 209 | Electric Utility | 39.1714 | -94.6958 | Kansas City Board of Public Utilities (Owner),Kansas City Board of Public Utilities (Operator) | Phase 2 |  | Combustion turbine | Pipeline Natural Gas | Diesel Oil |  | Dry Low NOx Burners,Water Injection |  |  | 2005-11-15 | Operating | 1136 | CT4 (97) | 6064 CT4 | 97
KS | Nearman Creek | 6064 | N1 |  | 2023 | ARP, CSNOX, CSOSG2, CSSO2G2, MATS | 607775 | 7 | SPP | Wyandotte County | KS209 | 209 | Electric Utility | 39.1714 | -94.6958 | Kansas City Board of Public Utilities (Owner),Kansas City Board of Public Utilities (Operator) | Phase 2 | Early Election | Dry bottom wall-fired boiler | Coal |  | Dry Lime FGD | Low NOx Burner Technology w/ Overfire Air,Selective Catalytic Reduction | Baghouse | Untreated PAC Sorbent Injection | 1981-02-01 | Operating | 2510 | 1 (261) | 6064 N1 | 261 | Y
MO | Iatan | 6065 | 1 |  | 2023 | ARP, CSNOX, CSOSG2, CSSO2G1, MATS | 605879 | 7 | SPP | Platte County | MO165 | 165 | Electric Utility | 39.4472 | -94.98 | Evergy, Inc. (Owner),The Empire District Electric Co - a Liberty Utilities Co (Owner),Evergy, Inc. (Operator) | Phase 2 | Phase 1 Group 1 | Dry bottom wall-fired boiler | Coal |  | Wet Lime FGD | Low NOx Burner Technology w/ Overfire Air,Overfire Air,Selective Catalytic Reduction | Baghouse | Halogenated PAC Sorbent Injection | 1980-05-08 | Operating | 7800 | 1 (725) | 6065 1 | 725 | Y
MO | Iatan | 6065 | 2 |  | 2023 | ARP, CSNOX, CSOSG2, CSSO2G1, MATS | 605879 | 7 | SPP | Platte County | MO165 | 165 | Electric Utility | 39.4472 | -94.98 | Kansas Electric Power Cooperative (Owner),Evergy, Inc. (Owner),Missouri Joint Municipal Electric Utility Commission (Owner),The Empire District Electric Co - a Liberty Utilities Co (Owner),Evergy, Inc. (Operator) | Phase 2 |  | Dry bottom wall-fired boiler | Coal |  | Wet Lime FGD | Low NOx Burner Technology w/ Overfire Air,Overfire Air,Selective Catalytic Reduction | Baghouse | Halogenated PAC Sorbent Injection | 2010-07-20 | Operating | 8100 | 2 (914) | 6065 2 | 914 | Y
KS | Jeffrey Energy Center | 6068 | 1 |  | 2023 | ARP, CSNOX, CSOSG2, CSSO2G2, MATS | 605879 | 7 |  | Pottawatomie County | KS149 | 149 | Electric Utility | 39.2825 | -96.1153 | Evergy, Inc. (Owner),Evergy, Inc. (Operator) | Phase 2 | Phase 2 Group 1 | Tangentially-fired | Coal |  | Wet Limestone | Low NOx Burner Technology w/ Closed-coupled/Separated OFA,Selective Catalytic Reduction | Electrostatic Precipitator | Halogenated PAC Sorbent Injection | 1978-07-31 | Operating | 8500 | 1 (800) | 6068 1 | 800 | Y
KS | Jeffrey Energy Center | 6068 | 2 |  | 2023 | ARP, CSNOX, CSOSG2, CSSO2G2, MATS | 605879 | 7 |  | Pottawatomie County | KS149 | 149 | Electric Utility | 39.2825 | -96.1153 | Evergy, Inc. (Owner),Evergy, Inc. (Operator) | Phase 2 | Phase 2 Group 1 | Tangentially-fired | Coal |  | Wet Limestone | Low NOx Burner Technology w/ Closed-coupled/Separated OFA,Selective Non-catalytic Reduction | Electrostatic Precipitator | Halogenated PAC Sorbent Injection | 1980-05-01 | Operating | 8500 | 2 (800) | 6068 2 | 800 | Y
KS | Jeffrey Energy Center | 6068 | 3 |  | 2023 | ARP, CSNOX, CSOSG2, CSSO2G2, MATS | 605879 | 7 |  | Pottawatomie County | KS149 | 149 | Electric Utility | 39.2825 | -96.1153 | Evergy, Inc. (Owner),Evergy, Inc. (Operator) | Phase 2 | Phase 2 Group 1 | Tangentially-fired | Coal |  | Wet Limestone | Low NOx Burner Technology w/ Closed-coupled/Separated OFA,Selective Non-catalytic Reduction | Electrostatic Precipitator | Halogenated PAC Sorbent Injection | 1983-05-27 | Operating | 8500 | 3 (800) | 6068 3 | 800 | Y
KY | Trimble County | 6071 | 1 |  | 2023 | ARP, CSNOX, CSOSG2E, CSSO2G1, MATS | 604155 | 4 | ECAR | Trimble County | KY223 | 223 | Electric Utility | 38.5847 | -85.4117 | Illinois Municipal Electric Agency (Owner),Indiana Municipal Power Agency (Owner),LGE and KU Energy LLC (Owner),LGE and KU Energy LLC (Operator) | Phase 2 | Early Election | Tangentially-fired | Coal | Diesel Oil | Wet Limestone | Low NOx Burner Technology w/ Closed-coupled OFA,Selective Catalytic Reduction | Baghouse,Electrostatic Precipitator,Wet Scrubber | Additives to Enhance PAC and Existing Equipment Performance,Untreated PAC Sorbent Injection | 1990-01-01 | Operating | 6000 | 1 (566.1) | 6071 1 | 566.1 | Y
KY | Trimble County | 6071 | 2 | MS-2A, MS-2B | 2023 | ARP, CSNOX, CSOSG2E, CSSO2G1, MATS | 604155 | 4 | ECAR | Trimble County | KY223 | 223 | Electric Utility | 38.5847 | -85.4117 | Illinois Municipal Electric Agency (Owner),Indiana Municipal Power Agency (Owner),Kentucky Utilities Company (Owner),LGE and KU Energy LLC (Owner),LGE and KU Energy LLC (Operator) | Phase 2 |  | Dry bottom wall-fired boiler | Coal |  | Wet Limestone | Selective Catalytic Reduction | Baghouse,Electrostatic Precipitator,Wet ESP,Wet Scrubber | Additives to Enhance PAC and Existing Equipment Performance,Untreated PAC Sorbent Injection | 2010-05-18 | Operating | 7490 | 2 (750) | 6071 2 | 750 | Y
KY | Trimble County | 6071 | 5 |  | 2023 | ARP, CSNOX, CSOSG2E, CSSO2G1 | 604155 | 4 | ECAR | Trimble County | KY223 | 223 | Electric Utility | 38.5847 | -85.4117 | LGE and KU Energy LLC (Owner),LGE and KU Energy LLC (Operator) | Phase 2 |  | Combustion turbine | Pipeline Natural Gas |  |  | Dry Low NOx Burners |  |  | 2002-05-15 | Operating | 2050 | 5 (174) | 6071 5 | 174
KY | Trimble County | 6071 | 6 |  | 2023 | ARP, CSNOX, CSOSG2E, CSSO2G1 | 604155 | 4 | ECAR | Trimble County | KY223 | 223 | Electric Utility | 38.5847 | -85.4117 | LGE and KU Energy LLC (Owner),LGE and KU Energy LLC (Operator) | Phase 2 |  | Combustion turbine | Pipeline Natural Gas |  |  | Dry Low NOx Burners |  |  | 2002-05-15 | Operating | 2065 | 6 (174) | 6071 6 | 174
KY | Trimble County | 6071 | 7 |  | 2023 | ARP, CSNOX, CSOSG2E, CSSO2G1 | 604155 | 4 | ECAR | Trimble County | KY223 | 223 | Electric Utility | 38.5847 | -85.4117 | LGE and KU Energy LLC (Owner),LGE and KU Energy LLC (Operator) | Phase 2 |  | Combustion turbine | Pipeline Natural Gas |  |  | Dry Low NOx Burners |  |  | 2004-02-18 | Operating | 2050 | 7 (174) | 6071 7 | 174
KY | Trimble County | 6071 | 8 |  | 2023 | ARP, CSNOX, CSOSG2E, CSSO2G1 | 604155 | 4 | ECAR | Trimble County | KY223 | 223 | Electric Utility | 38.5847 | -85.4117 | LGE and KU Energy LLC (Owner),LGE and KU Energy LLC (Operator) | Phase 2 |  | Combustion turbine | Pipeline Natural Gas |  |  | Dry Low NOx Burners |  |  | 2004-02-21 | Operating | 2050 | 8 (174) | 6071 8 | 174
KY | Trimble County | 6071 | 9 |  | 2023 | ARP, CSNOX, CSOSG2E, CSSO2G1 | 604155 | 4 | ECAR | Trimble County | KY223 | 223 | Electric Utility | 38.5847 | -85.4117 | LGE and KU Energy LLC (Owner),LGE and KU Energy LLC (Operator) | Phase 2 |  | Combustion turbine | Pipeline Natural Gas |  |  | Dry Low NOx Burners |  |  | 2004-03-26 | Operating | 2050 | 9 (174) | 6071 9 | 174
KY | Trimble County | 6071 | 10 |  | 2023 | ARP, CSNOX, CSOSG2E, CSSO2G1 | 604155 | 4 | ECAR | Trimble County | KY223 | 223 | Electric Utility | 38.5847 | -85.4117 | LGE and KU Energy LLC (Owner),LGE and KU Energy LLC (Operator) | Phase 2 |  | Combustion turbine | Pipeline Natural Gas |  |  | Dry Low NOx Burners |  |  | 2004-04-07 | Operating | 2050 | 10 (174) | 6071 10 | 174
MS | Daniel Electric Generating Plant | 6073 | 1 |  | 2023 | ARP, CSOSG2, MATS | 610389 | 4 | SERC | Jackson County | MS059 | 59 | Electric Utility | 30.5335 | -88.5574 | Gulf Power Company (Owner),Mississippi Power Company (Owner),Mississippi Power Company (Operator) | Phase 2 | Phase 1 Group 1 | Tangentially-fired | Coal | Residual Oil | Wet Limestone |  | Electrostatic Precipitator |  | 1977-09-06 | Operating | 5461 | 1 (500) | 6073 1 | 500
MS | Daniel Electric Generating Plant | 6073 | 2 |  | 2023 | ARP, CSOSG2, MATS | 610389 | 4 | SERC | Jackson County | MS059 | 59 | Electric Utility | 30.5335 | -88.5574 | Gulf Power Company (Owner),Mississippi Power Company (Owner),Mississippi Power Company (Operator) | Phase 2 | Phase 1 Group 1 | Tangentially-fired | Coal | Residual Oil |  |  | Electrostatic Precipitator |  | 1981-06-01 | Operating | 5461 | 2 (500) | 6073 2 | 500
MS | Daniel Electric Generating Plant | 6073 | 3A |  | 2023 | ARP, CSOSG2 | 610389 | 4 | SERC | Jackson County | MS059 | 59 | Electric Utility | 30.5335 | -88.5574 | Mississippi Power Company (Owner),Mississippi Power Company (Operator) | Phase 2 |  | Combined cycle | Pipeline Natural Gas |  |  | Dry Low NOx Burners,Selective Catalytic Reduction |  |  | 2001-01-08 | Operating | 2105 | 3 (185.5), 3ST (195.2) | 6073 3A | 283.1 | Y
MS | Daniel Electric Generating Plant | 6073 | 3B |  | 2023 | ARP, CSOSG2 | 610389 | 4 | SERC | Jackson County | MS059 | 59 | Electric Utility | 30.5335 | -88.5574 | Mississippi Power Company (Owner),Mississippi Power Company (Operator) | Phase 2 |  | Combined cycle | Pipeline Natural Gas |  |  | Dry Low NOx Burners,Selective Catalytic Reduction |  |  | 2001-01-18 | Operating | 2105 | 3ST (195.2), 3CT (185.5) | 6073 3B | 283.1 | Y
MS | Daniel Electric Generating Plant | 6073 | 4A |  | 2023 | ARP, CSOSG2 | 610389 | 4 | SERC | Jackson County | MS059 | 59 | Electric Utility | 30.5335 | -88.5574 | Mississippi Power Company (Owner),Mississippi Power Company (Operator) | Phase 2 |  | Combined cycle | Pipeline Natural Gas |  |  | Dry Low NOx Burners,Selective Catalytic Reduction |  |  | 2000-12-07 | Operating | 2105 | 4 (185.5), 4ST (195.2) | 6073 4A | 283.1 | Y
MS | Daniel Electric Generating Plant | 6073 | 4B |  | 2023 | ARP, CSOSG2 | 610389 | 4 | SERC | Jackson County | MS059 | 59 | Electric Utility | 30.5335 | -88.5574 | Mississippi Power Company (Owner),Mississippi Power Company (Operator) | Phase 2 |  | Combined cycle | Pipeline Natural Gas |  |  | Dry Low NOx Burners,Selective Catalytic Reduction |  |  | 2000-12-12 | Operating | 2105 | 4CT (185.5), 4ST (195.2) | 6073 4B | 283.1 | Y
MO | Greenwood Energy Center | 6074 | 1 |  | 2023 | CSNOX, CSOSG2, CSSO2G1 | 605879 | 7 |  | Jackson County | MO095 | 95 | Electric Utility | 38.8615 | -94.2982 | Evergy, Inc. (Owner),Evergy, Inc. (Operator) |  |  | Combustion turbine | Pipeline Natural Gas | Diesel Oil |  |  |  |  | 1975-06-01 | Operating | 1010 | GEC1 (58) | 6074 1 | 58
MO | Greenwood Energy Center | 6074 | 2 |  | 2023 | CSNOX, CSOSG2, CSSO2G1 | 605879 | 7 |  | Jackson County | MO095 | 95 | Electric Utility | 38.8615 | -94.2982 | Evergy, Inc. (Owner),Evergy, Inc. (Operator) |  |  | Combustion turbine | Pipeline Natural Gas | Diesel Oil |  |  |  |  | 1975-06-01 | Operating | 1010 | GEC2 (58) | 6074 2 | 58
MO | Greenwood Energy Center | 6074 | 3 |  | 2023 | CSNOX, CSOSG2, CSSO2G1 | 605879 | 7 |  | Jackson County | MO095 | 95 | Electric Utility | 38.8615 | -94.2982 | Evergy, Inc. (Owner),Evergy, Inc. (Operator) |  |  | Combustion turbine | Pipeline Natural Gas | Diesel Oil |  |  |  |  | 1977-06-01 | Operating | 1010 | GEC3 (58) | 6074 3 | 58
MO | Greenwood Energy Center | 6074 | 4 |  | 2023 | CSNOX, CSOSG2, CSSO2G1 | 605879 | 7 |  | Jackson County | MO095 | 95 | Electric Utility | 38.8615 | -94.2982 | Evergy, Inc. (Owner),Evergy, Inc. (Operator) |  |  | Combustion turbine | Pipeline Natural Gas | Diesel Oil |  |  |  |  | 1979-06-01 | Operating | 1010 | GEC4 (58) | 6074 4 | 58
MT | Colstrip | 6076 | 3 |  | 2023 | ARP, MATS | 609730 (Ended May 10, 2023), 605006 (Started May 10, 2023) | 8 | WECC | Rosebud County | MT087 | 87 | Electric Utility | 45.8831 | -106.614 | Avista Corporation (Owner),Pacificorp Energy Generation (Owner),Portland General Electric Company (Owner),Talen Montana, LLC (Owner),Puget Sound Energy, Inc. (Owner),Talen Montana, LLC (Operator) | Phase 2 | Early Election | Tangentially-fired | Coal |  | Wet Lime FGD | Low NOx Burner Technology w/ Closed-coupled/Separated OFA | Wet Scrubber | Additives to Enhance PAC and Existing Equipment Performance | 1984-01-10 | Operating | 8900 | 3 (778) | 6076 3 | 778
MT | Colstrip | 6076 | 4 |  | 2023 | ARP, MATS | 609730 (Ended May 10, 2023), 605006 (Started May 10, 2023) | 8 | WECC | Rosebud County | MT087 | 87 | Electric Utility | 45.8831 | -106.614 | Avista Corporation (Owner),NorthWestern Energy, LLC (Owner),Pacificorp Energy Generation (Owner),Portland General Electric Company (Owner),Talen Montana, LLC (Owner),Puget Sound Energy, Inc. (Owner),Talen Montana, LLC (Operator) | Phase 2 | Early Election | Tangentially-fired | Coal |  | Wet Lime FGD | Low NOx Burner Technology w/ Closed-coupled/Separated OFA | Wet Scrubber | Additives to Enhance PAC and Existing Equipment Performance | 1986-04-01 | Operating | 8900 | 4 (778) | 6076 4 | 778
NE | Gerald Gentleman Station | 6077 | 1 |  | 2023 | ARP, CSNOX, CSSO2G2, MATS | 609180 | 7 | MAPP | Lincoln County | NE111 | 111 | Electric Utility | 41.0808 | -101.1408 | Lincoln Electric System (Owner),Nebraska Public Power District (Owner),Nebraska Public Power District (Operator) | Phase 2 | Early Election | Dry bottom wall-fired boiler | Coal |  |  | Low NOx Burner Technology w/ Overfire Air | Baghouse | Halogenated PAC Sorbent Injection | 1979-04-02 | Operating | 7964 | 1 (681.3) | 6077 1 | 681.3
NE | Gerald Gentleman Station | 6077 | 2 |  | 2023 | ARP, CSNOX, CSSO2G2, MATS | 609180 | 7 | MAPP | Lincoln County | NE111 | 111 | Electric Utility | 41.0808 | -101.1408 | Lincoln Electric System (Owner),Nebraska Public Power District (Owner),Nebraska Public Power District (Operator) | Phase 2 | Early Election | Dry bottom wall-fired boiler | Coal |  |  | Low NOx Burner Technology w/ Overfire Air | Baghouse | Halogenated PAC Sorbent Injection | 1982-01-01 | Operating | 8251 | 2 (681.3) | 6077 2 | 681.3
MA | Stony Brook Energy Center | 6081 | 1 |  | 2023 | RGGI, SIPNOX | 608883 (Ended Sep 26, 2023), 610790 (Started Sep 26, 2023) | 1 | NPCC | Hampden County | MA013 | 13 | Electric Utility | 42.1977 | -72.5103 | Massachusetts Municipal Wholesale Electric (Owner),Green Mountain Power Corporation (Owner),Village of Lydonville (Owner),Massachusetts Municipal Wholesale Electric (Operator) |  |  | Combined cycle | Pipeline Natural Gas | Diesel Oil |  | Steam Injection |  |  | 1981-11-30 | Operating | 1050 | CT1 (85), CA1 (105) | 6081 1 | 120
MA | Stony Brook Energy Center | 6081 | 2 |  | 2023 | RGGI, SIPNOX | 608883 (Ended Sep 26, 2023), 610790 (Started Sep 26, 2023) | 1 | NPCC | Hampden County | MA013 | 13 | Electric Utility | 42.1977 | -72.5103 | Massachusetts Municipal Wholesale Electric (Owner),Green Mountain Power Corporation (Owner),Village of Lydonville (Owner),Massachusetts Municipal Wholesale Electric (Operator) |  |  | Combined cycle | Pipeline Natural Gas | Diesel Oil |  | Water Injection,Dry Low NOx Burners |  |  | 1981-11-30 | Operating | 1050 | CA1 (105), CT2 (85) | 6081 2 | 120
MA | Stony Brook Energy Center | 6081 | 3 |  | 2023 | RGGI, SIPNOX | 608883 (Ended Sep 26, 2023), 610790 (Started Sep 26, 2023) | 1 | NPCC | Hampden County | MA013 | 13 | Electric Utility | 42.1977 | -72.5103 | Massachusetts Municipal Wholesale Electric (Owner),Green Mountain Power Corporation (Owner),Village of Lydonville (Owner),Massachusetts Municipal Wholesale Electric (Operator) |  |  | Combined cycle | Pipeline Natural Gas | Diesel Oil |  | Steam Injection |  |  | 1981-11-30 | Operating | 1050 | CT3 (85), CA1 (105) | 6081 3 | 120
MA | Stony Brook Energy Center | 6081 | 4 |  | 2023 | RGGI, SIPNOX | 608883 (Ended Sep 26, 2023), 610790 (Started Sep 26, 2023) | 1 | NPCC | Hampden County | MA013 | 13 | Electric Utility | 42.1977 | -72.5103 | Massachusetts Municipal Wholesale Electric (Owner),Massachusetts Municipal Wholesale Electric (Operator) |  |  | Combustion turbine | Diesel Oil |  |  | Water Injection |  |  | 1982-11-30 | Operating | 1050 | 1 (85) | 6081 4 | 85
MA | Stony Brook Energy Center | 6081 | 5 |  | 2023 | RGGI, SIPNOX | 608883 (Ended Sep 26, 2023), 610790 (Started Sep 26, 2023) | 1 | NPCC | Hampden County | MA013 | 13 | Electric Utility | 42.1977 | -72.5103 | Massachusetts Municipal Wholesale Electric (Owner),Massachusetts Municipal Wholesale Electric (Operator) |  |  | Combustion turbine | Diesel Oil |  |  | Water Injection |  |  | 1982-11-30 | Operating | 1050 | 2 (85) | 6081 5 | 85
IN | R M Schahfer Generating Station | 6085 | 17 |  | 2023 | ARP, CSNOX, CSOSG3, CSSO2G1, MATS | 609545 | 5 | ECAR | Jasper County | IN073 | 73 | Electric Utility | 41.2175 | -87.0239 | Northern Indiana Public Service Company (Owner),Northern Indiana Public Service Company (Operator) | Phase 2 | Early Election | Tangentially-fired | Coal |  | Wet Limestone | Low NOx Burner Technology w/ Closed-coupled/Separated OFA | Electrostatic Precipitator |  | 1983-04-28 | Operating | 4950 | 17 (423.5) | 6085 17 | 423.5
IN | R M Schahfer Generating Station | 6085 | 18 |  | 2023 | ARP, CSNOX, CSOSG3, CSSO2G1, MATS | 609545 | 5 | ECAR | Jasper County | IN073 | 73 | Electric Utility | 41.2175 | -87.0239 | Northern Indiana Public Service Company (Owner),Northern Indiana Public Service Company (Operator) | Phase 2 | Early Election | Tangentially-fired | Coal |  | Wet Limestone | Low NOx Burner Technology w/ Closed-coupled/Separated OFA | Electrostatic Precipitator |  | 1986-02-14 | Operating | 4950 | 18 (423.5) | 6085 18 | 423.5
IN | R M Schahfer Generating Station | 6085 | 16A |  | 2023 | CSNOX, CSOSG3, CSSO2G1 | 609545 | 5 | ECAR | Jasper County | IN073 | 73 | Electric Utility | 41.2175 | -87.0239 | Northern Indiana Public Service Company (Owner),Northern Indiana Public Service Company (Operator) |  |  | Combustion turbine | Pipeline Natural Gas | [5 empty] | 1979-12-31 | Operating | 1490 | 16A (129) | 6085 16A | 129
IN | R M Schahfer Generating Station | 6085 | 16B |  | 2023 | CSNOX, CSOSG3, CSSO2G1 | 609545 | 5 | ECAR | Jasper County | IN073 | 73 | Electric Utility | 41.2175 | -87.0239 | Northern Indiana Public Service Company (Owner),Northern Indiana Public Service Company (Operator) |  |  | Combustion turbine | Pipeline Natural Gas | [5 empty] | 1979-12-31 | Operating | 1450 | 16B (129) | 6085 16B | 129
MN | Sherburne County | 6090 | 1 | CS1 | 2023 | ARP, CSNOX, CSSO2G2, MATS | 608123 | 5 | MAPP | Sherburne County | MN141 | 141 | Electric Utility | 45.3792 | -93.8958 | Northern States Power (Xcel Energy) (Owner),Northern States Power (Xcel Energy) (Operator) | Phase 2 | Phase 1 Group 1 | Tangentially-fired | Coal | Diesel Oil | Wet Limestone | Low NOx Burner Technology w/ Closed-coupled/Separated OFA | Wet ESP,Wet Scrubber | Halogenated PAC Sorbent Injection | 1976-05-01 | Operating | 7935 | 1 (660) | 6090 1 | 660
MN | Sherburne County | 6090 | 2 | CS1 | 2023 | ARP, CSNOX, CSSO2G2, MATS | 608123 | 5 | MAPP | Sherburne County | MN141 | 141 | Electric Utility | 45.3792 | -93.8958 | Northern States Power (Xcel Energy) (Owner),Northern States Power (Xcel Energy) (Operator) | Phase 2 | Phase 1 Group 1 | Tangentially-fired | Coal | Diesel Oil | Wet Limestone | Low NOx Burner Technology w/ Closed-coupled/Separated OFA | Wet ESP,Wet Scrubber | Halogenated PAC Sorbent Injection | 1977-04-01 | Operating | 8115 | 2 (660) | 6090 2 | 660
MN | Sherburne County | 6090 | 3 |  | 2023 | ARP, CSNOX, CSSO2G2, MATS | 608123 | 5 | MAPP | Sherburne County | MN141 | 141 | Electric Utility | 45.3792 | -93.8958 | Northern States Power (Xcel Energy) (Owner),Southern Minnesota Municipal Power Agency (Owner),Northern States Power (Xcel Energy) (Operator) | Phase 2 | Phase 2 Group 1 | Dry bottom wall-fired boiler | Coal | Diesel Oil | Dry Lime FGD | Low NOx Burner Technology (Dry Bottom only) | Baghouse | Halogenated PAC Sorbent Injection | 1987-11-01 | Operating | 10696 | 3 (809) | 6090 3 | 809
OK | Sooner | 6095 | 1 |  | 2023 | ARP, CSOSG2, MATS | 603925 | 6 | SPP | Noble County | OK103 | 103 | Electric Utility | 36.4537 | -97.0527 | Oklahoma Gas & Electric Company (Owner),Oklahoma Gas & Electric Company (Operator) | Phase 2 | Early Election | Tangentially-fired | Coal | Diesel Oil | Fluidized Bed Limestone Injection | Low NOx Burner Technology w/ Closed-coupled/Separated OFA,Overfire Air | Electrostatic Precipitator | Halogenated PAC Sorbent Injection | 1979-11-10 | Operating | 6128 | 1 (568) | 6095 1 | 568
OK | Sooner | 6095 | 2 |  | 2023 | ARP, CSOSG2, MATS | 603925 | 6 | SPP | Noble County | OK103 | 103 | Electric Utility | 36.4537 | -97.0527 | Oklahoma Gas & Electric Company (Owner),Oklahoma Gas & Electric Company (Operator) | Phase 2 | Early Election | Tangentially-fired | Coal | Diesel Oil | Fluidized Bed Limestone Injection | Low NOx Burner Technology w/ Closed-coupled/Separated OFA,Overfire Air | Electrostatic Precipitator | Halogenated PAC Sorbent Injection | 1980-12-29 | Operating | 6115 | 2 (568) | 6095 2 | 568
NE | Nebraska City Station | 6096 | 1 |  | 2023 | ARP, CSNOX, CSSO2G2, MATS | 610192 (Ended Aug 22, 2023), 610761 (Started Aug 22, 2023) | 7 | MAPP | Otoe County | NE131 | 131 | Electric Utility | 40.6215 | -95.7765 | Omaha Public Power District (Owner),Omaha Public Power District (Operator) | Phase 2 | Early Election | Dry bottom wall-fired boiler | Coal |  |  | Low NOx Burner Technology w/ Overfire Air | Electrostatic Precipitator | Halogenated PAC Sorbent Injection | 1979-05-30 | Operating | 7100 | 1 (691) | 6096 1 | 691
NE | Nebraska City Station | 6096 | 2 |  | 2023 | ARP, CSNOX, CSSO2G2, MATS | 610192 (Ended Aug 22, 2023), 610761 (Started Aug 22, 2023) | 7 | MAPP | Otoe County | NE131 | 131 | Electric Utility | 40.6215 | -95.7765 | Omaha Public Power District (Owner),Omaha Public Power District (Operator) | Phase 2 |  | Dry bottom wall-fired boiler | Coal |  | Dry Lime FGD | Selective Catalytic Reduction | Baghouse |  | 2008-10-31 | Operating | 7900 | 2 (725) | 6096 2 | 725 | Y
SD | Big Stone | 6098 | 1 |  | 2023 | ARP, MATS | 607660 | 8 | MAPP | Grant County | SD051 | 51 | Electric Utility | 45.3047 | -96.5103 | Montana Dakota Utilities Company (Owner),Northwestern Public Service Company (Owner),Otter Tail Power Company (Owner),Otter Tail Power Company (Operator) | Phase 2 | Phase 2 Group 2 | Cyclone boiler | Coal | Diesel Oil, Wood | Dry Lime FGD | Overfire Air,Selective Catalytic Reduction | Baghouse | Halogenated PAC Sorbent Injection | 1975-05-01 | Operating | 5609 | 1 (456) | 6098 1 | 456 | Y
WY | Wyodak | 6101 | BW91 |  | 2023 | ARP, MATS | 608875 | 8 | WECC | Campbell County | WY005 | 5 | Electric Utility | 44.2886 | -105.3847 | Black Hills Corporation (Owner),Pacificorp (Owner),Pacificorp (Operator) | Phase 2 | Phase 1 Group 1 | Dry bottom wall-fired boiler | Coal |  | Dry Lime FGD | Low NOx Burner Technology w/ Overfire Air | Baghouse | Untreated PAC Sorbent Injection,Additives to Enhance PAC and Existing Equipment Performance | 1978-09-01 | Operating | 5302 | 1 (335) | 6101 BW91 | 335
CO | Fort St. Vrain | 6112 | 2 |  | 2023 | ARP | 608791 | 8 | WECC | Weld County | CO123 | 123 | Electric Utility | 40.2461 | -104.8742 | Public Service Company of Colorado (Owner),Public Service Company of Colorado (Operator) | Phase 2 |  | Combined cycle | Pipeline Natural Gas |  |  | Dry Low NOx Burners |  |  | 1996-05-06 | Operating | 2242 | 2 (130), 1 (336) | 6112 2 | 242
CO | Fort St. Vrain | 6112 | 3 |  | 2023 | ARP | 608791 | 8 | WECC | Weld County | CO123 | 123 | Electric Utility | 40.2461 | -104.8742 | Public Service Company of Colorado (Owner),Public Service Company of Colorado (Operator) | Phase 2 |  | Combined cycle | Pipeline Natural Gas |  |  | Dry Low NOx Burners |  |  | 1999-03-01 | Operating | 2242 | 3 (135), 1 (336) | 6112 3 | 242
CO | Fort St. Vrain | 6112 | 4 |  | 2023 | ARP | 608791 | 8 | WECC | Weld County | CO123 | 123 | Electric Utility | 40.2461 | -104.8742 | Public Service Company of Colorado (Owner),Public Service Company of Colorado (Operator) | Phase 2 |  | Combined cycle | Pipeline Natural Gas |  |  | Selective Catalytic Reduction |  |  | 2001-05-03 | Operating | 2242 | 4 (130), 1 (336) | 6112 4 | 242 | Y
CO | Fort St. Vrain | 6112 | 5 |  | 2023 | ARP | 608791 | 8 | WECC | Weld County | CO123 | 123 | Electric Utility | 40.2461 | -104.8742 | Public Service Company of Colorado (Owner),Public Service Company of Colorado (Operator) | Phase 2 |  | Combustion turbine | Pipeline Natural Gas |  |  | Dry Low NOx Burners |  |  | 2009-04-22 | Operating | 1700 | 5 (146) | 6112 5 | 146
CO | Fort St. Vrain | 6112 | 6 |  | 2023 | ARP | 608791 | 8 | WECC | Weld County | CO123 | 123 | Electric Utility | 40.2461 | -104.8742 | Public Service Company of Colorado (Owner),Public Service Company of Colorado (Operator) | Phase 2 |  | Combustion turbine | Pipeline Natural Gas |  |  | Dry Low NOx Burners |  |  | 2009-04-25 | Operating | 1700 | 6 (146) | 6112 6 | 146
IN | Gibson | 6113 | 1 |  | 2023 | ARP, CSNOX, CSOSG3, CSSO2G1, MATS | 609289 | 5 |  | Gibson County | IN051 | 51 | Electric Utility | 38.3722 | -87.7661 | Duke Energy Indiana, LLC (Owner),Duke Energy Indiana, LLC (Operator) | Table 1 | Phase 1 Group 1 | Dry bottom wall-fired boiler | Coal | Diesel Oil | Wet Limestone | Low NOx Burner Technology w/ Overfire Air,Selective Catalytic Reduction | Electrostatic Precipitator,Wet Scrubber |  | 1976-05-03 | Operating | 6500 | 1 (668) | 6113 1 | 668 | Y
IN | Gibson | 6113 | 2 |  | 2023 | ARP, CSNOX, CSOSG3, CSSO2G1, MATS | 609289 | 5 |  | Gibson County | IN051 | 51 | Electric Utility | 38.3722 | -87.7661 | Duke Energy Indiana, LLC (Owner),Duke Energy Indiana, LLC (Operator) | Table 1 | Phase 1 Group 1 | Dry bottom wall-fired boiler | Coal | Diesel Oil | Wet Limestone | Low NOx Burner Technology w/ Overfire Air,Selective Catalytic Reduction | Electrostatic Precipitator,Wet Scrubber |  | 1975-04-16 | Operating | 7100 | 2 (668) | 6113 2 | 668 | Y
IN | Gibson | 6113 | 3 |  | 2023 | ARP, CSNOX, CSOSG3, CSSO2G1, MATS | 609289 | 5 |  | Gibson County | IN051 | 51 | Electric Utility | 38.3722 | -87.7661 | Duke Energy Indiana, LLC (Owner),Duke Energy Indiana, LLC (Operator) | Table 1 | Phase 1 Group 1 | Dry bottom wall-fired boiler | Coal | Diesel Oil | Wet Limestone | Low NOx Burner Technology w/ Overfire Air,Selective Catalytic Reduction | Wet Scrubber,Electrostatic Precipitator |  | 1978-03-28 | Operating | 7300 | 3 (668) | 6113 3 | 668 | Y
IN | Gibson | 6113 | 4 |  | 2023 | ARP, CSNOX, CSOSG3, CSSO2G1, MATS | 609289 | 5 |  | Gibson County | IN051 | 51 | Electric Utility | 38.3722 | -87.7661 | Duke Energy Indiana, LLC (Owner),Duke Energy Indiana, LLC (Operator) | Table 1 | Phase 1 Group 1 | Dry bottom wall-fired boiler | Coal | Diesel Oil | Wet Limestone | Low NOx Burner Technology w/ Overfire Air,Selective Catalytic Reduction | Wet Scrubber,Electrostatic Precipitator |  | 1979-03-27 | Operating | 7100 | 4 (668) | 6113 4 | 668 | Y
IN | Gibson | 6113 | 5 |  | 2023 | ARP, CSNOX, CSOSG3, CSSO2G1, MATS | 609289 | 5 |  | Gibson County | IN051 | 51 | Electric Utility | 38.3722 | -87.7661 | Indiana Municipal Power Agency (Owner),Wabash Valley Power Alliance (Owner),Duke Energy Indiana, LLC (Owner),Duke Energy Indiana, LLC (Operator) | Phase 2 | Phase 2 Group 1 | Dry bottom wall-fired boiler | Coal | Diesel Oil | Wet Limestone | Low NOx Burner Technology w/ Overfire Air,Selective Catalytic Reduction | Electrostatic Precipitator,Wet Scrubber |  | 1982-10-01 | Operating | 6700 | 5 (668) | 6113 5 | 668 | Y
GA | McIntosh (6124) | 6124 | CT1 |  | 2023 | ARP, CSNOX, CSOSG1, CSSO2G2 | 609716 (Ended May 09, 2023), 610669 (Started May 09, 2023) | 4 | SERC | Effingham County | GA103 | 103 | Electric Utility | 32.3558 | -81.1683 | Georgia Power Company (Owner),Georgia Power Company (Operator) | Phase 2 |  | Combustion turbine | Pipeline Natural Gas | Diesel Oil |  | Water Injection |  |  | 1995-05-18 | Operating | 1419 | CT1 (80) | 6124 CT1 | 80
GA | McIntosh (6124) | 6124 | CT2 |  | 2023 | ARP, CSNOX, CSOSG1, CSSO2G2 | 609716 (Ended May 09, 2023), 610669 (Started May 09, 2023) | 4 | SERC | Effingham County | GA103 | 103 | Electric Utility | 32.3558 | -81.1683 | Georgia Power Company (Owner),Georgia Power Company (Operator) | Phase 2 |  | Combustion turbine | Pipeline Natural Gas | Diesel Oil |  | Water Injection |  |  | 1995-04-13 | Operating | 1419 | CT2 (80) | 6124 CT2 | 80
GA | McIntosh (6124) | 6124 | CT3 |  | 2023 | ARP, CSNOX, CSOSG1, CSSO2G2 | 609716 (Ended May 09, 2023), 610669 (Started May 09, 2023) | 4 | SERC | Effingham County | GA103 | 103 | Electric Utility | 32.3558 | -81.1683 | Georgia Power Company (Owner),Georgia Power Company (Operator) | Phase 2 |  | Combustion turbine | Pipeline Natural Gas | Diesel Oil |  | Water Injection |  |  | 1994-06-04 | Operating | 1419 | CT3 (80) | 6124 CT3 | 80
GA | McIntosh (6124) | 6124 | CT4 |  | 2023 | ARP, CSNOX, CSOSG1, CSSO2G2 | 609716 (Ended May 09, 2023), 610669 (Started May 09, 2023) | 4 | SERC | Effingham County | GA103 | 103 | Electric Utility | 32.3558 | -81.1683 | Georgia Power Company (Owner),Georgia Power Company (Operator) | Phase 2 |  | Combustion turbine | Pipeline Natural Gas | Diesel Oil |  | Water Injection |  |  | 1994-05-31 | Operating | 1419 | CT4 (80) | 6124 CT4 | 80
GA | McIntosh (6124) | 6124 | CT5 |  | 2023 | ARP, CSNOX, CSOSG1, CSSO2G2 | 609716 (Ended May 09, 2023), 610669 (Started May 09, 2023) | 4 | SERC | Effingham County | GA103 | 103 | Electric Utility | 32.3558 | -81.1683 | Georgia Power Company (Owner),Georgia Power Company (Operator) | Phase 2 |  | Combustion turbine | Pipeline Natural Gas | Diesel Oil |  | Water Injection |  |  | 1994-05-01 | Operating | 1419 | CT5 (80) | 6124 CT5 | 80
GA | McIntosh (6124) | 6124 | CT6 |  | 2023 | ARP, CSNOX, CSOSG1, CSSO2G2 | 609716 (Ended May 09, 2023), 610669 (Started May 09, 2023) | 4 | SERC | Effingham County | GA103 | 103 | Electric Utility | 32.3558 | -81.1683 | Georgia Power Company (Owner),Georgia Power Company (Operator) | Phase 2 |  | Combustion turbine | Pipeline Natural Gas | Diesel Oil |  | Water Injection |  |  | 1994-05-07 | Operating | 1419 | CT6 (80) | 6124 CT6 | 80
GA | McIntosh (6124) | 6124 | CT7 |  | 2023 | ARP, CSNOX, CSOSG1, CSSO2G2 | 609716 (Ended May 09, 2023), 610669 (Started May 09, 2023) | 4 | SERC | Effingham County | GA103 | 103 | Electric Utility | 32.3558 | -81.1683 | Georgia Power Company (Owner),Georgia Power Company (Operator) | Phase 2 |  | Combustion turbine | Pipeline Natural Gas | Diesel Oil |  | Water Injection |  |  | 1994-04-27 | Operating | 1419 | CT7 (80) | 6124 CT7 | 80
GA | McIntosh (6124) | 6124 | CT8 |  | 2023 | ARP, CSNOX, CSOSG1, CSSO2G2 | 609716 (Ended May 09, 2023), 610669 (Started May 09, 2023) | 4 | SERC | Effingham County | GA103 | 103 | Electric Utility | 32.3558 | -81.1683 | Georgia Power Company (Owner),Georgia Power Company (Operator) | Phase 2 |  | Combustion turbine | Pipeline Natural Gas | Diesel Oil |  | Water Injection |  |  | 1994-02-28 | Operating | 1419 | CT8 (80) | 6124 CT8 | 80
IN | A B Brown Generating Station | 6137 | 1 |  | 2023 | ARP, CSNOX, CSOSG3, CSSO2G1, MATS | 606261 (Ended Mar 30, 2023), 610621 (Started Mar 30, 2023) | 5 | ECAR | Posey County | IN129 | 129 | Electric Utility | 37.9053 | -87.715 | Southern Indiana Gas and Electric Company (Owner),Southern Indiana Gas and Electric Company (Operator) | Phase 2 | Early Election | Dry bottom wall-fired boiler | Coal |  | Dual Alkali | Selective Catalytic Reduction | Baghouse | Sodium Based | 1979-04-19 | Operating | 3632 | 1 (265) | 6137 1 | 265 | Y
IN | A B Brown Generating Station | 6137 | 2 |  | 2023 | ARP, CSNOX, CSOSG3, CSSO2G1, MATS | 606261 (Ended Mar 30, 2023), 610621 (Started Mar 30, 2023) | 5 | ECAR | Posey County | IN129 | 129 | Electric Utility | 37.9053 | -87.715 | Southern Indiana Gas and Electric Company (Owner),Southern Indiana Gas and Electric Company (Operator) | Phase 2 | Early Election | Dry bottom wall-fired boiler | Coal |  | Dual Alkali | Selective Catalytic Reduction | Electrostatic Precipitator | Sodium Based | 1984-02-19 | Operating | 4469 | 2 (265) | 6137 2 | 265 | Y
IN | A B Brown Generating Station | 6137 | 3 |  | 2023 | ARP, CSNOX, CSOSG3, CSSO2G1 | 606261 (Ended Mar 30, 2023), 610621 (Started Mar 30, 2023) | 5 | ECAR | Posey County | IN129 | 129 | Electric Utility | 37.9053 | -87.715 | Southern Indiana Gas and Electric Company (Owner),Southern Indiana Gas and Electric Company (Operator) | Phase 2 |  | Combustion turbine | Pipeline Natural Gas | Diesel Oil |  | Water Injection |  |  | 1991-06-03 | Operating | 1108 | 4 (80) | 6137 3 | 80
IN | A B Brown Generating Station | 6137 | 4 |  | 2023 | ARP, CSNOX, CSOSG3, CSSO2G1 | 606261 (Ended Mar 30, 2023), 610621 (Started Mar 30, 2023) | 5 | ECAR | Posey County | IN129 | 129 | Electric Utility | 37.9053 | -87.715 | Southern Indiana Gas and Electric Company (Owner),Southern Indiana Gas and Electric Company (Operator) | Phase 2 |  | Combustion turbine | Pipeline Natural Gas |  |  | Dry Low NOx Burners,Water Injection |  |  | 2002-07-01 | Operating | 1406 | 5 (80) | 6137 4 | 80
AR | Flint Creek Power Plant | 6138 | 1 |  | 2023 | ARP, CSOSG2, MATS | 608993 (Ended Apr 12, 2023), 610620 (Started Apr 12, 2023) | 6 |  | Benton County | AR007 | 7 | Electric Utility | 36.2561 | -94.5241 | Arkansas Electric Cooperative Corporation (Owner),Southwestern Electric Power Company (Owner),Southwestern Electric Power Company (Operator) | Phase 2 | Early Election | Dry bottom wall-fired boiler | Coal |  | Dry Lime FGD | Low NOx Burner Technology w/ Overfire Air | Baghouse,Electrostatic Precipitator | Halogenated PAC Sorbent Injection | 1978-01-30 | Operating | 6324 | 1 (510.8) | 6138 1 | 510.8
TX | Welsh Power Plant | 6139 | 1 |  | 2023 | ARP, CSOSG2, MATS, TXSO2 | 608993 (Ended Apr 12, 2023), 610620 (Started Apr 12, 2023) | 6 | ERCOT | Titus County | TX449 | 449 | Electric Utility | 33.0583 | -94.844 | Southwestern Electric Power Company (Owner),Southwestern Electric Power Company (Operator) | Phase 2 | Early Election | Dry bottom wall-fired boiler | Coal |  |  | Low NOx Burner Technology w/ Overfire Air | Baghouse,Electrostatic Precipitator | Halogenated PAC Sorbent Injection | 1977-03-31 | Operating | 6896 | 1 (558) | 6139 1 | 558
TX | Welsh Power Plant | 6139 | 3 |  | 2023 | ARP, CSOSG2, MATS, TXSO2 | 608993 (Ended Apr 12, 2023), 610620 (Started Apr 12, 2023) | 6 | ERCOT | Titus County | TX449 | 449 | Electric Utility | 33.0583 | -94.844 | Southwestern Electric Power Company (Owner),Southwestern Electric Power Company (Operator) | Phase 2 | Early Election | Dry bottom wall-fired boiler | Coal |  |  | Low NOx Burner Technology w/ Overfire Air | Baghouse,Electrostatic Precipitator | Halogenated PAC Sorbent Injection | 1982-02-10 | Operating | 6909 | 3 (558) | 6139 3 | 558
TX | Martin Lake | 6146 | 1 |  | 2023 | ARP, CSOSG2, MATS, TXSO2 | 603383 | 6 |  | Rusk County | TX401 | 401 | Electric Utility | 32.2597 | -94.5703 | Luminant Generation Company LLC (Owner),Luminant Generation Company LLC (Operator) | Phase 2 | Early Election | Tangentially-fired | Coal |  | Wet Limestone | Low NOx Burner Technology w/ Separated OFA | Electrostatic Precipitator | Untreated PAC Sorbent Injection | 1977-05-16 | Operating | 9210 | 1 (793.2) | 6146 1 | 793.2
TX | Martin Lake | 6146 | 2 |  | 2023 | ARP, CSOSG2, MATS, TXSO2 | 603383 | 6 |  | Rusk County | TX401 | 401 | Electric Utility | 32.2597 | -94.5703 | Luminant Generation Company LLC (Owner),Luminant Generation Company LLC (Operator) | Phase 2 | Early Election | Tangentially-fired | Coal |  | Wet Limestone | Low NOx Burner Technology w/ Separated OFA | Electrostatic Precipitator |  | 1978-05-23 | Operating | 9257 | 2 (793.2) | 6146 2 | 793.2
TX | Martin Lake | 6146 | 3 |  | 2023 | ARP, CSOSG2, MATS, TXSO2 | 603383 | 6 |  | Rusk County | TX401 | 401 | Electric Utility | 32.2597 | -94.5703 | Luminant Generation Company LLC (Owner),Luminant Generation Company LLC (Operator) | Phase 2 | Early Election | Tangentially-fired | Coal |  | Wet Limestone | Low NOx Burner Technology w/ Separated OFA | Electrostatic Precipitator |  | 1979-04-01 | Operating | 9484 | 3 (793.2) | 6146 3 | 793.2
MO | Rush Island | 6155 | 1 |  | 2023 | ARP, CSNOX, CSOSG2, CSSO2G1, MATS | 607655 | 7 |  | Jefferson County | MO099 | 99 | Electric Utility | 38.1306 | -90.2625 | Union Electric Company (Owner),Union Electric Company (Operator) | Phase 2 | Phase 1 Group 1 | Tangentially-fired | Coal |  |  | Low NOx Burner Technology w/ Closed-coupled/Separated OFA | Electrostatic Precipitator |  | 1976-02-01 | Operating | 5922 | 1 (621) | 6155 1 | 621
MO | Rush Island | 6155 | 2 |  | 2023 | ARP, CSNOX, CSOSG2, CSSO2G1, MATS | 607655 | 7 |  | Jefferson County | MO099 | 99 | Electric Utility | 38.1306 | -90.2625 | Union Electric Company (Owner),Union Electric Company (Operator) | Phase 2 | Phase 1 Group 1 | Tangentially-fired | Coal |  |  | Low NOx Burner Technology w/ Closed-coupled/Separated OFA | Electrostatic Precipitator |  | 1977-02-01 | Operating | 5922 | 2 (621) | 6155 2 | 621
CT | New Haven Harbor | 6156 | NHB1 |  | 2023 | ARP, MATS, RGGI, SIPNOX | 601740 | 1 |  | New Haven County | CT009 | 9 | Electric Utility | 41.2836 | -72.9042 | PSEG Power Connecticut, LLC (Owner) (Ended Apr 13, 2023),GB II Connecticut LLC (Owner) (Started Apr 13, 2023),PSEG Power Connecticut, LLC (Operator) (Ended Apr 13, 2023),Consolidated Asset Management Services, LLC (Operator) (Started Apr 13, 2023) | Phase 2 |  | Tangentially-fired | Residual Oil | Diesel Oil, Pipeline Natural Gas |  |  | Electrostatic Precipitator |  | 1975-08-31 | Operating | 5130 | 1 (460) | 6156 NHB1 | 460
CT | New Haven Harbor | 6156 | NHHS2 |  | 2023 | ARP, RGGI, SIPNOX | 601740 | 1 |  | New Haven County | CT009 | 9 | Electric Utility | 41.2836 | -72.9042 | PSEG New Haven LLC (Owner) (Ended Apr 13, 2023),GB II New Haven LLC (Owner) (Started Apr 13, 2023),PSEG New Haven LLC (Operator) (Ended Apr 13, 2023),Consolidated Asset Management Services, LLC (Operator) (Started Apr 13, 2023) | Phase 2 |  | Combustion turbine | Diesel Oil | Pipeline Natural Gas |  | Water Injection,Selective Catalytic Reduction |  |  | 2012-05-07 | Operating | 485 | 2 (60.5) | 6156 NHHS2 | 60.5 | Y
CT | New Haven Harbor | 6156 | NHHS3 |  | 2023 | ARP, RGGI, SIPNOX | 601740 | 1 |  | New Haven County | CT009 | 9 | Electric Utility | 41.2836 | -72.9042 | PSEG New Haven LLC (Owner) (Ended Apr 13, 2023),GB II New Haven LLC (Owner) (Started Apr 13, 2023),PSEG New Haven LLC (Operator) (Ended Apr 13, 2023),Consolidated Asset Management Services, LLC (Operator) (Started Apr 13, 2023) | Phase 2 |  | Combustion turbine | Diesel Oil | Pipeline Natural Gas |  | Water Injection,Selective Catalytic Reduction |  |  | 2012-04-26 | Operating | 485 | 3 (60.5) | 6156 NHHS3 | 60.5 | Y
CT | New Haven Harbor | 6156 | NHHS4 |  | 2023 | ARP, RGGI, SIPNOX | 601740 | 1 |  | New Haven County | CT009 | 9 | Electric Utility | 41.2836 | -72.9042 | PSEG New Haven LLC (Owner) (Ended Apr 13, 2023),GB II New Haven LLC (Owner) (Started Apr 13, 2023),PSEG New Haven LLC (Operator) (Ended Apr 13, 2023),Consolidated Asset Management Services, LLC (Operator) (Started Apr 13, 2023) | Phase 2 |  | Combustion turbine | Diesel Oil | Pipeline Natural Gas |  | Water Injection,Selective Catalytic Reduction |  |  | 2012-04-11 | Operating | 485 | 4 (60.5) | 6156 NHHS4 | 60.5 | Y
UT | Hunter | 6165 | 1 |  | 2023 | ARP, MATS | 608875 | 8 | WECC | Emery County | UT015 | 15 | Electric Utility | 39.1747 | -111.0289 | Utah Municipal Power Agency (Owner),Pacificorp (Owner),Pacificorp (Operator) | Phase 2 | Early Election | Tangentially-fired | Coal |  | Wet Lime FGD | Low NOx Burner Technology w/ Closed-coupled/Separated OFA | Baghouse |  | 1978-06-10 | Operating | 5348 | 1 (430) | 6165 1 | 430
UT | Hunter | 6165 | 2 |  | 2023 | ARP, MATS | 608875 | 8 | WECC | Emery County | UT015 | 15 | Electric Utility | 39.1747 | -111.0289 | Deseret Generation & Transmission (Owner),Utah Associated Municipal Power Systems (Owner),Pacificorp (Owner),Pacificorp (Operator) | Phase 2 | Early Election | Tangentially-fired | Coal |  | Wet Lime FGD | Low NOx Burner Technology w/ Closed-coupled/Separated OFA | Baghouse |  | 1980-06-04 | Operating | 6130 | 2 (430) | 6165 2 | 430
UT | Hunter | 6165 | 3 |  | 2023 | ARP, MATS | 608875 | 8 | WECC | Emery County | UT015 | 15 | Electric Utility | 39.1747 | -111.0289 | Pacificorp (Owner),Pacificorp (Operator) | Phase 2 | Phase 2 Group 1 | Dry bottom wall-fired boiler | Coal |  | Wet Lime FGD | Low NOx Burner Technology w/ Overfire Air | Wet Scrubber,Baghouse |  | 1983-06-01 | Operating | 5742 | 3 (460) | 6165 3 | 460
IN | Rockport | 6166 | MB1 | CS012 | 2023 | ARP, CSNOX, CSOSG3, CSSO2G1, MATS | 608993 (Ended Apr 12, 2023), 610620 (Started Apr 12, 2023) | 5 | ECAR | Spencer County | IN147 | 147 | Electric Utility | 37.9256 | -87.0372 | Indiana Michigan Power Company (Owner),Indiana Michigan Power Company (Operator) | Phase 2 | Early Election | Dry bottom wall-fired boiler | Coal |  | Sodium Based | Low NOx Burner Technology (Dry Bottom only),Selective Catalytic Reduction | Electrostatic Precipitator | Halogenated PAC Sorbent Injection | 1984-12-10 | Operating | 13400 | 1 (1300) | 6166 MB1 | 1300 | Y
IN | Rockport | 6166 | MB2 | CS012 | 2023 | ARP, CSNOX, CSOSG3, CSSO2G1, MATS | 608993 (Ended Apr 12, 2023), 610620 (Started Apr 12, 2023) | 5 | ECAR | Spencer County | IN147 | 147 | Electric Utility | 37.9256 | -87.0372 | Passive Lessors (Owner),Indiana Michigan Power Company (Operator) | Phase 2 | Early Election | Dry bottom wall-fired boiler | Coal |  | Sodium Based | Low NOx Burner Technology (Dry Bottom only),Selective Catalytic Reduction | Electrostatic Precipitator | Halogenated PAC Sorbent Injection | 1989-12-01 | Operating | 13400 | 2 (1300) | 6166 MB2 | 1300 | Y
AZ | Coronado Generating Station | 6177 | U1B |  | 2023 | ARP, MATS | 608572 | 9 | WECC | Apache County | AZ001 | 1 | Electric Utility | 34.5778 | -109.2717 | Salt River Project (Owner),Salt River Project (Operator) | Phase 2 | Early Election | Dry bottom turbo-fired boiler | Coal | Diesel Oil | Wet Limestone | Low NOx Burner Technology w/ Overfire Air | Electrostatic Precipitator |  | 1979-12-01 | Operating | 4829.9 | CO1 (410.9) | 6177 U1B | 410.9
AZ | Coronado Generating Station | 6177 | U2B |  | 2023 | ARP, MATS | 608572 | 9 | WECC | Apache County | AZ001 | 1 | Electric Utility | 34.5778 | -109.2717 | Salt River Project (Owner),Salt River Project (Operator) | Phase 2 | Early Election | Dry bottom turbo-fired boiler | Coal | Diesel Oil | Wet Limestone | Low NOx Burner Technology w/ Overfire Air,Selective Catalytic Reduction | Electrostatic Precipitator |  | 1980-10-01 | Operating | 4963 | CO2 (410.9) | 6177 U2B | 410.9 | Y
TX | Coleto Creek | 6178 | 1 |  | 2023 | ARP, CSOSG2, MATS, TXSO2 | 603383 | 6 | ERCOT | Goliad County | TX175 | 175 | Electric Utility | 28.7128 | -97.2142 | Coleto Creek Power, LLC (Owner),Coleto Creek Power, LLC (Operator) | Phase 2 | Early Election | Tangentially-fired | Coal |  |  | Low NOx Burner Technology w/ Closed-coupled/Separated OFA | Baghouse | Additives to Enhance PAC and Existing Equipment Performance | 1980-06-30 | Operating | 7685 | 1 (632) | 6178 1 | 632
TX | Sam Seymour | 6179 | 1 |  | 2023 | ARP, CSOSG2, MATS, TXSO2 | 605940 | 6 | ERCOT | Fayette County | TX149 | 149 | Electric Utility | 29.9172 | -96.7506 | City of Austin (Owner),Lower Colorado River Authority (Owner),Lower Colorado River Authority (Operator) | Phase 2 | Early Election | Tangentially-fired | Coal | Diesel Oil, Other Solid Fuel | Wet Limestone | Low NOx Burner Technology w/ Closed-coupled/Separated OFA | Electrostatic Precipitator |  | 1979-06-01 | Operating | 8673.9 | 1 (615) | 6179 1 | 615
TX | Sam Seymour | 6179 | 2 |  | 2023 | ARP, CSOSG2, MATS, TXSO2 | 605940 | 6 | ERCOT | Fayette County | TX149 | 149 | Electric Utility | 29.9172 | -96.7506 | City of Austin (Owner),Lower Colorado River Authority (Owner),Lower Colorado River Authority (Operator) | Phase 2 | Early Election | Tangentially-fired | Coal | Diesel Oil, Other Solid Fuel | Wet Limestone | Low NOx Burner Technology w/ Closed-coupled/Separated OFA | Electrostatic Precipitator |  | 1980-05-21 | Operating | 8673.9 | 2 (615) | 6179 2 | 615
TX | Sam Seymour | 6179 | 3 |  | 2023 | ARP, CSOSG2, MATS | 605940 | 6 | ERCOT | Fayette County | TX149 | 149 | Electric Utility | 29.9172 | -96.7506 | Lower Colorado River Authority (Owner),Lower Colorado River Authority (Operator) | Phase 2 | Early Election | Tangentially-fired | Coal | Diesel Oil, Other Solid Fuel | Wet Limestone | Low NOx Burner Technology w/ Closed-coupled/Separated OFA | Electrostatic Precipitator |  | 1988-04-29 | Operating | 6333.3 | 3 (460) | 6179 3 | 460
TX | Oak Grove | 6180 | 1 |  | 2023 | ARP, CSOSG2, MATS | 603383 | 6 | ERCOT | Robertson County | TX395 | 395 | Electric Utility | 31.185 | -96.4853 | Oak Grove Management Company LLC (Owner),Oak Grove Management Company LLC (Operator) | Phase 2 |  | Tangentially-fired | Coal | Pipeline Natural Gas | Wet Limestone | Low NOx Burner Technology w/ Separated OFA,Ammonia Injection,Selective Catalytic Reduction | Baghouse |  | 2009-08-07 | Operating | 9940 | OG1 (916.8) | 6180 1 | 916.8 | Y
TX | Oak Grove | 6180 | 2 |  | 2023 | ARP, CSOSG2, MATS | 603383 | 6 | ERCOT | Robertson County | TX395 | 395 | Electric Utility | 31.185 | -96.4853 | Oak Grove Management Company LLC (Owner),Oak Grove Management Company LLC (Operator) | Phase 2 |  | Dry bottom wall-fired boiler | Coal | Pipeline Natural Gas | Wet Limestone | Low NOx Burner Technology (Dry Bottom only),Ammonia Injection,Selective Catalytic Reduction | Baghouse |  | 2010-01-01 | Operating | 9835 | OG2 (878.6) | 6180 2 | 878.6 | Y
TX | San Miguel | 6183 | SM-1 |  | 2023 | ARP, CSOSG2, MATS | 609372 | 6 | ERCOT | Atascosa County | TX013 | 13 | Electric Utility | 28.7044 | -98.4781 | San Miguel Electric Cooperative, Inc. (Owner),San Miguel Electric Cooperative, Inc. (Operator) | Phase 2 | Early Election | Dry bottom wall-fired boiler | Coal |  | Wet Limestone | Overfire Air,Low NOx Burner Technology (Dry Bottom only) | Electrostatic Precipitator,Wet Scrubber |  | 1982-01-01 | Operating | 6815 | 1 (410) | 6183 SM-1 | 410
LA | Brame Energy Center | 6190 | 1 |  | 2023 | ARP, CSOSG2E | 610205 | 6 | SPP | Rapides Parish | LA079 | 79 | Electric Utility | 31.395 | -92.7167 | Cleco Power LLC (Owner),Cleco Power LLC (Operator) | Phase 2 |  | Dry bottom wall-fired boiler | Pipeline Natural Gas | [5 empty] | 1975-06-01 | Operating | 5004 | 1 (445.5) | 6190 1 | 445.5
LA | Brame Energy Center | 6190 | 2 |  | 2023 | ARP, CSOSG2E, MATS | 610205 | 6 | SPP | Rapides Parish | LA079 | 79 | Electric Utility | 31.395 | -92.7167 | Lafayette Public Power Authority (Owner),Louisiana Energy & Power Authority (Owner),Cleco Power LLC (Owner),Cleco Power LLC (Operator) | Phase 2 | Early Election | Dry bottom wall-fired boiler | Coal |  |  | Low NOx Burner Technology w/ Overfire Air,Selective Non-catalytic Reduction | Baghouse,Electrostatic Precipitator | Untreated PAC Sorbent Injection | 1982-08-01 | Operating | 6534 | 2 (558) | 6190 2 | 558 | Y
LA | Brame Energy Center | 6190 | 2024-03-01 |  | 2023 | ARP, CSOSG2E, MATS | 610205 | 6 | SPP | Rapides Parish | LA079 | 79 | Electric Utility | 31.395 | -92.7167 | Cleco Power LLC (Owner),Cleco Power LLC (Operator) | Phase 2 |  | Circulating fluidized bed boiler | Petroleum Coke | Coal | Dry Lime FGD | Selective Non-catalytic Reduction | Baghouse | Untreated PAC Sorbent Injection | 2009-11-14 | Operating | 3750 | 3 (703.8) | 6190 45352 | 703.8 | Y
LA | Brame Energy Center | 6190 | 2024-03-02 |  | 2023 | ARP, CSOSG2E, MATS | 610205 | 6 | SPP | Rapides Parish | LA079 | 79 | Electric Utility | 31.395 | -92.7167 | Cleco Power LLC (Owner),Cleco Power LLC (Operator) | Phase 2 |  | Circulating fluidized bed boiler | Petroleum Coke | Coal | Dry Lime FGD | Selective Non-catalytic Reduction | Baghouse | Untreated PAC Sorbent Injection | 2009-11-05 | Operating | 3750 | 3 (703.8) | 6190 45353 | 703.8 | Y
TX | Harrington Station | 6193 | 061B |  | 2023 | ARP, CSOSG2, MATS, TXSO2 | 606233 | 6 | SPP | Potter County | TX375 | 375 | Electric Utility | 35.2972 | -101.7475 | Southwestern Public Service Company (Owner),Southwestern Public Service Company (Operator) | Phase 2 | Early Election | Tangentially-fired | Coal | Pipeline Natural Gas |  | Low NOx Burner Technology w/ Separated OFA,Overfire Air | Electrostatic Precipitator | Halogenated PAC Sorbent Injection | 1976-07-01 | Operating | 4631 | 1 (360) | 6193 061B | 360
TX | Harrington Station | 6193 | 062B |  | 2023 | ARP, CSOSG2, MATS, TXSO2 | 606233 | 6 | SPP | Potter County | TX375 | 375 | Electric Utility | 35.2972 | -101.7475 | Southwestern Public Service Company (Owner),Southwestern Public Service Company (Operator) | Phase 2 | Early Election | Tangentially-fired | Coal | Pipeline Natural Gas |  | Low NOx Burner Technology w/ Closed-coupled/Separated OFA,Overfire Air | Baghouse | Halogenated PAC Sorbent Injection | 1978-05-01 | Operating | 4222 | 2 (360) | 6193 062B | 360
TX | Harrington Station | 6193 | 063B |  | 2023 | ARP, CSOSG2, MATS, TXSO2 | 606233 | 6 | SPP | Potter County | TX375 | 375 | Electric Utility | 35.2972 | -101.7475 | Southwestern Public Service Company (Owner),Southwestern Public Service Company (Operator) | Phase 2 | Early Election | Tangentially-fired | Coal | Pipeline Natural Gas |  | Low NOx Burner Technology w/ Closed-coupled/Separated OFA,Overfire Air | Baghouse | Halogenated PAC Sorbent Injection | 1980-05-01 | Operating | 4397 | 3 (360) | 6193 063B | 360
TX | Tolk Station | 6194 | 171B |  | 2023 | ARP, CSOSG2, MATS, TXSO2 | 606233 | 6 | SPP | Lamb County | TX279 | 279 | Electric Utility | 34.1847 | -102.5686 | Southwestern Public Service Company (Owner),Southwestern Public Service Company (Operator) | Phase 2 | Early Election | Tangentially-fired | Coal |  |  | Low NOx Burner Technology w/ Separated OFA,Overfire Air | Baghouse | Halogenated PAC Sorbent Injection | 1982-07-01 | Operating | 6331 | 1 (568) | 6194 171B | 568
TX | Tolk Station | 6194 | 172B |  | 2023 | ARP, CSOSG2, MATS, TXSO2 | 606233 | 6 | SPP | Lamb County | TX279 | 279 | Electric Utility | 34.1847 | -102.5686 | Southwestern Public Service Company (Owner),Southwestern Public Service Company (Operator) | Phase 2 | Early Election | Tangentially-fired | Coal |  |  | Low NOx Burner Technology w/ Separated OFA,Overfire Air | Baghouse | Halogenated PAC Sorbent Injection | 1985-04-01 | Operating | 6454 | 2 (568) | 6194 172B | 568
MO | John Twitty Energy Center | 6195 | 1 |  | 2023 | ARP, CSNOX, CSOSG2, CSSO2G1, MATS | 500501 | 7 | SPP | Greene County | MO077 | 77 | Electric Utility | 37.1519 | -93.3892 | City of Springfield, MO (Owner),City of Springfield, MO (Operator) | Phase 2 | Phase 1 Group 1 | Dry bottom wall-fired boiler | Coal | Diesel Oil, Natural Gas, Pipeline Natural Gas |  | Other,Selective Catalytic Reduction | Baghouse | Halogenated PAC Sorbent Injection | 1976-06-01 | Operating | 1990 | ST1 (233) | 6195 1 | 233 | Y
MO | John Twitty Energy Center | 6195 | 2 |  | 2023 | ARP, CSNOX, CSOSG2, CSSO2G1, MATS | 500501 | 7 | SPP | Greene County | MO077 | 77 | Electric Utility | 37.1519 | -93.3892 | City of Springfield, MO (Owner),City of Springfield, MO (Operator) | Phase 2 |  | Dry bottom wall-fired boiler | Coal | Natural Gas, Pipeline Natural Gas | Dry Lime FGD | Selective Catalytic Reduction | Baghouse | Other (Non PAC) Sorbent Injection | 2010-11-01 | Operating | 2724 | ST2 (310) | 6195 2 | 310 | Y
MO | John Twitty Energy Center | 6195 | CT1A |  | 2023 | CSNOX, CSOSG2, CSSO2G1 | 500501 | 7 | SPP | Greene County | MO077 | 77 | Electric Utility | 37.1519 | -93.3892 | City of Springfield, MO (Owner),City of Springfield, MO (Operator) |  |  | Combustion turbine | Natural Gas |  |  | Water Injection |  |  | 1982-12-18 | Operating | 376 | GT1 (57) | 6195 CT1A | 57
MO | John Twitty Energy Center | 6195 | CT1B |  | 2023 | CSNOX, CSOSG2, CSSO2G1 | 500501 | 7 | SPP | Greene County | MO077 | 77 | Electric Utility | 37.1519 | -93.3892 | City of Springfield, MO (Owner),City of Springfield, MO (Operator) |  |  | Combustion turbine | Natural Gas |  |  | Water Injection |  |  | 1982-12-18 | Operating | 376 | GT1 (57) | 6195 CT1B | 57
MO | John Twitty Energy Center | 6195 | CT2A |  | 2023 | CSNOX, CSOSG2, CSSO2G1 | 500501 | 7 | SPP | Greene County | MO077 | 77 | Electric Utility | 37.1519 | -93.3892 | City of Springfield, MO (Owner),City of Springfield, MO (Operator) |  |  | Combustion turbine | Natural Gas |  |  | Water Injection |  |  | 1982-12-18 | Operating | 376 | GT2 (51.6) | 6195 CT2A | 51.6
MO | John Twitty Energy Center | 6195 | CT2B |  | 2023 | CSNOX, CSOSG2, CSSO2G1 | 500501 | 7 | SPP | Greene County | MO077 | 77 | Electric Utility | 37.1519 | -93.3892 | City of Springfield, MO (Owner),City of Springfield, MO (Operator) |  |  | Combustion turbine | Natural Gas |  |  | Water Injection |  |  | 1982-12-18 | Operating | 376 | GT2 (51.6) | 6195 CT2B | 51.6
WY | Laramie River | 6204 | 1 |  | 2023 | ARP, MATS | 609771 | 8 | MAPP | Platte County | WY031 | 31 | Electric Utility | 42.1103 | -104.8828 | Basin Electric Power Cooperative (Owner),County of Los Alamos (Owner),Heartland Consumers Power District (Owner),Lincoln Electric System (Owner),Nebraska Municipal Energy Agency (Owner),Tri-State Generation & Transmission (Owner),Western Minnesota Municipal Power (Owner),Wyoming Municipal Power Agency (Owner),Basin Electric Power Cooperative (Operator) | Phase 2 | Early Election | Dry bottom wall-fired boiler | Coal |  | Wet Limestone | Overfire Air,Selective Catalytic Reduction,Low NOx Burner Technology (Dry Bottom only) | Electrostatic Precipitator | Halogenated PAC Sorbent Injection | 1980-06-15 | Operating | 7540 | 1 (570) | 6204 1 | 570 | Y
WY | Laramie River | 6204 | 2 |  | 2023 | ARP, MATS | 609771 | 8 | MAPP | Platte County | WY031 | 31 | Electric Utility | 42.1103 | -104.8828 | Basin Electric Power Cooperative (Owner),County of Los Alamos (Owner),Heartland Consumers Power District (Owner),Lincoln Electric System (Owner),Nebraska Municipal Energy Agency (Owner),Tri-State Generation & Transmission (Owner),Western Minnesota Municipal Power (Owner),Wyoming Municipal Power Agency (Owner),Basin Electric Power Cooperative (Operator) | Phase 2 | Early Election | Dry bottom wall-fired boiler | Coal |  | Wet Limestone | Overfire Air,Selective Non-catalytic Reduction,Low NOx Burner Technology (Dry Bottom only) | Electrostatic Precipitator | Halogenated PAC Sorbent Injection | 1981-06-15 | Operating | 7000 | 2 (570) | 6204 2 | 570 | Y
WY | Laramie River | 6204 | 3 |  | 2023 | ARP, MATS | 609771 | 8 | MAPP | Platte County | WY031 | 31 | Electric Utility | 42.1103 | -104.8828 | Basin Electric Power Cooperative (Owner),County of Los Alamos (Owner),Heartland Consumers Power District (Owner),Lincoln Electric System (Owner),Nebraska Municipal Energy Agency (Owner),Tri-State Generation & Transmission (Owner),Western Minnesota Municipal Power (Owner),Wyoming Municipal Power Agency (Owner),Basin Electric Power Cooperative (Operator) | Phase 2 | Early Election | Dry bottom wall-fired boiler | Coal |  | Dry Lime FGD | Overfire Air,Selective Non-catalytic Reduction,Low NOx Burner Technology (Dry Bottom only) | Electrostatic Precipitator | Halogenated PAC Sorbent Injection | 1982-12-18 | Operating | 7750 | 3 (570) | 6204 3 | 570 | Y
IN | Merom | 6213 | 1SG1 |  | 2023 | ARP, CSNOX, CSOSG3, CSSO2G1, MATS | 610496 | 5 | ECAR | Sullivan County | IN153 | 153 | Electric Utility | 39.0694 | -87.5108 | Hallador Power Company LLC (Owner),Hallador Power Company LLC (Operator) | Phase 2 | Early Election | Dry bottom turbo-fired boiler | Coal |  | Wet Limestone | Selective Catalytic Reduction,Low NOx Burner Technology w/ Overfire Air | Electrostatic Precipitator | Untreated PAC Sorbent Injection | 1983-09-01 | Operating | 5800 | 1 (540) | 6213 1SG1 | 540 | Y
IN | Merom | 6213 | 2SG1 |  | 2023 | ARP, CSNOX, CSOSG3, CSSO2G1, MATS | 610496 | 5 | ECAR | Sullivan County | IN153 | 153 | Electric Utility | 39.0694 | -87.5108 | Hallador Power Company LLC (Owner),Hallador Power Company LLC (Operator) | Phase 2 | Early Election | Dry bottom turbo-fired boiler | Coal |  | Wet Limestone | Selective Catalytic Reduction,Low NOx Burner Technology w/ Overfire Air | Electrostatic Precipitator | Untreated PAC Sorbent Injection | 1982-02-01 | Operating | 7000 | 2 (540) | 6213 2SG1 | 540 | Y
MO | Empire District Elec Co Energy Ctr | 6223 | 1 |  | 2023 | CSNOX, CSOSG2, CSSO2G1 | 609869 (Ended Dec 19, 2023), 610864 (Started Dec 19, 2023) | 7 | SPP | Jasper County | MO097 | 97 | Electric Utility | 37.1385 | -94.1041 | Empire District Electric Company (Owner),Empire District Electric Company (Operator) |  |  | Combustion turbine | Pipeline Natural Gas | Diesel Oil |  | Water Injection |  |  | 1978-02-24 | Operating | 1336.9 | 1 (129) | 6223 1 | 129
MO | Empire District Elec Co Energy Ctr | 6223 | 2 |  | 2023 | CSNOX, CSOSG2, CSSO2G1 | 609869 (Ended Dec 19, 2023), 610864 (Started Dec 19, 2023) | 7 | SPP | Jasper County | MO097 | 97 | Electric Utility | 37.1385 | -94.1041 | Empire District Electric Company (Owner),Empire District Electric Company (Operator) |  |  | Combustion turbine | Pipeline Natural Gas | Diesel Oil |  | Water Injection |  |  | 1981-05-05 | Operating | 1352.6 | 2 (129) | 6223 2 | 129
MO | Empire District Elec Co Energy Ctr | 6223 | 3A |  | 2023 | ARP, CSNOX, CSOSG2, CSSO2G1 | 609869 (Ended Dec 19, 2023), 610864 (Started Dec 19, 2023) | 7 | SPP | Jasper County | MO097 | 97 | Electric Utility | 37.1385 | -94.1041 | Empire District Electric Company (Owner),Empire District Electric Company (Operator) | Phase 2 |  | Combustion turbine | Pipeline Natural Gas | Diesel Oil |  | Water Injection |  |  | 2003-03-15 | Operating | 313 | 3 (60.5) | 6223 3A | 60.5
MO | Empire District Elec Co Energy Ctr | 6223 | 3B |  | 2023 | ARP, CSNOX, CSOSG2, CSSO2G1 | 609869 (Ended Dec 19, 2023), 610864 (Started Dec 19, 2023) | 7 | SPP | Jasper County | MO097 | 97 | Electric Utility | 37.1385 | -94.1041 | Empire District Electric Company (Owner),Empire District Electric Company (Operator) | Phase 2 |  | Combustion turbine | Pipeline Natural Gas | Diesel Oil |  | Water Injection |  |  | 2003-03-15 | Operating | 313 | 3 (60.5) | 6223 3B | 60.5
MO | Empire District Elec Co Energy Ctr | 6223 | 4A |  | 2023 | ARP, CSNOX, CSOSG2, CSSO2G1 | 609869 (Ended Dec 19, 2023), 610864 (Started Dec 19, 2023) | 7 | SPP | Jasper County | MO097 | 97 | Electric Utility | 37.1385 | -94.1041 | Empire District Electric Company (Owner),Empire District Electric Company (Operator) | Phase 2 |  | Combustion turbine | Pipeline Natural Gas | Diesel Oil |  | Water Injection |  |  | 2003-04-01 | Operating | 313 | 4 (60.5) | 6223 4A | 60.5
MO | Empire District Elec Co Energy Ctr | 6223 | 4B |  | 2023 | ARP, CSNOX, CSOSG2, CSSO2G1 | 609869 (Ended Dec 19, 2023), 610864 (Started Dec 19, 2023) | 7 | SPP | Jasper County | MO097 | 97 | Electric Utility | 37.1385 | -94.1041 | Empire District Electric Company (Owner),Empire District Electric Company (Operator) | Phase 2 |  | Combustion turbine | Pipeline Natural Gas | Diesel Oil |  | Water Injection |  |  | 2003-04-01 | Operating | 315 | 4 (60.5) | 6223 4B | 60.5
TX | Roland C. Dansby Power Plant | 6243 | 1 |  | 2023 | ARP, CSOSG2 | 606822 | 6 | ERCOT | Brazos County | TX041 | 41 | Electric Utility | 30.7217 | -96.4599 | Bryan Texas Utilities (Owner),Bryan Texas Utilities (Operator) | Phase 2 |  | Dry bottom wall-fired boiler | Pipeline Natural Gas | Diesel Oil |  | Overfire Air |  |  | 1978-09-01 | Operating | 1300 | 1 (105) | 6243 1 | 105
TX | Roland C. Dansby Power Plant | 6243 | 2 |  | 2023 | ARP, CSOSG2 | 606822 | 6 | ERCOT | Brazos County | TX041 | 41 | Electric Utility | 30.7217 | -96.4599 | Bryan Texas Utilities (Owner),Bryan Texas Utilities (Operator) | Phase 2 |  | Combustion turbine | Pipeline Natural Gas |  |  | Water Injection,Selective Catalytic Reduction |  |  | 2003-12-12 | Operating | 500 | 2 (50) | 6243 2 | 50 | Y
TX | Roland C. Dansby Power Plant | 6243 | 3 |  | 2023 | ARP, CSOSG2 | 606822 | 6 | ERCOT | Brazos County | TX041 | 41 | Electric Utility | 30.7217 | -96.4599 | Bryan Texas Utilities (Owner),Bryan Texas Utilities (Operator) | Phase 2 |  | Combustion turbine | Pipeline Natural Gas | Diesel Oil |  | Water Injection,Selective Catalytic Reduction |  |  | 2010-01-19 | Operating | 932 | 3 (50) | 6243 3 | 50 | Y
CO | Pawnee | 6248 | 1 |  | 2023 | ARP, MATS | 608791 | 8 | WECC | Morgan County | CO087 | 87 | Electric Utility | 40.2217 | -103.6803 | Public Service Company of Colorado (Owner),Public Service Company of Colorado (Operator) | Phase 2 | Early Election | Dry bottom wall-fired boiler | Coal | Natural Gas | Dry Lime FGD | Low NOx Burner Technology w/ Overfire Air,Selective Catalytic Reduction | Baghouse | Halogenated PAC Sorbent Injection | 1981-12-02 | Operating | 6700 | 1 (547) | 6248 1 | 547 | Y
SC | Winyah | 6249 | 1 |  | 2023 | ARP, CSNOX, CSSO2G2, MATS, SIPNOX | 610491 | 4 | SERC | Georgetown County | SC043 | 43 | Electric Utility | 33.3303 | -79.3611 | Santee Cooper (Owner),Santee Cooper (Operator) | Phase 2 | Phase 2 Group 1 | Dry bottom wall-fired boiler | Coal |  | Wet Limestone | Low NOx Burner Technology w/ Overfire Air,Selective Catalytic Reduction | Electrostatic Precipitator |  | 1975-03-01 | Operating | 3224 | 1 (315) | 6249 1 | 315 | Y
SC | Winyah | 6249 | 2 |  | 2023 | ARP, CSNOX, CSSO2G2, MATS, SIPNOX | 610491 | 4 | SERC | Georgetown County | SC043 | 43 | Electric Utility | 33.3303 | -79.3611 | Santee Cooper (Owner),Santee Cooper (Operator) | Phase 2 | Phase 2 Group 1 | Dry bottom turbo-fired boiler | Coal |  | Wet Limestone | Overfire Air,Selective Catalytic Reduction | Electrostatic Precipitator |  | 1977-07-01 | Operating | 3858 | 2 (315) | 6249 2 | 315 | Y
SC | Winyah | 6249 | 3 |  | 2023 | ARP, CSNOX, CSSO2G2, MATS, SIPNOX | 610491 | 4 | SERC | Georgetown County | SC043 | 43 | Electric Utility | 33.3303 | -79.3611 | Santee Cooper (Owner),Santee Cooper (Operator) | Phase 2 | Phase 2 Group 1 | Dry bottom turbo-fired boiler | Coal |  | Wet Limestone | Selective Catalytic Reduction | Electrostatic Precipitator |  | 1980-05-01 | Operating | 3864 | 3 (315) | 6249 3 | 315 | Y
SC | Winyah | 6249 | 4 |  | 2023 | ARP, CSNOX, CSSO2G2, MATS, SIPNOX | 610491 | 4 | SERC | Georgetown County | SC043 | 43 | Electric Utility | 33.3303 | -79.3611 | Santee Cooper (Owner),Santee Cooper (Operator) | Phase 2 | Phase 2 Group 1 | Dry bottom turbo-fired boiler | Coal |  | Wet Limestone | Selective Catalytic Reduction | Electrostatic Precipitator |  | 1981-11-01 | Operating | 3605 | 4 (315) | 6249 4 | 315 | Y
NC | Mayo | 6250 | 1A | CS005A | 2023 | ARP, CSNOX, CSSO2G1, MATS, SIPNOX | 608414 | 4 | SERC | Person County | NC145 | 145 | Electric Utility | 36.5278 | -78.8917 | NC Eastern Municipal Power Agency (Owner),Duke Energy Progress, LLC (Owner),Duke Energy Progress, LLC (Operator) | Phase 2 | Phase 2 Group 1 | Dry bottom wall-fired boiler | Coal | Diesel Oil | Wet Lime FGD | Low NOx Burner Technology (Dry Bottom only),Selective Catalytic Reduction | Wet Scrubber,Electrostatic Precipitator |  | 1982-12-01 | Operating | 4900 | 1 (735.8) | 6250 1A | 735.8 | Y
NC | Mayo | 6250 | 1B | CS005A | 2023 | ARP, CSNOX, CSSO2G1, MATS, SIPNOX | 608414 | 4 | SERC | Person County | NC145 | 145 | Electric Utility | 36.5278 | -78.8917 | NC Eastern Municipal Power Agency (Owner),Duke Energy Progress, LLC (Owner),Duke Energy Progress, LLC (Operator) | Phase 2 | Phase 2 Group 1 | Dry bottom wall-fired boiler | Coal | Diesel Oil | Wet Lime FGD | Low NOx Burner Technology (Dry Bottom only),Selective Catalytic Reduction | Wet Scrubber,Electrostatic Precipitator |  | 1982-12-01 | Operating | 4900 | 1 (735.8) | 6250 1B | 735.8 | Y
WI | Germantown Power Plant | 6253 | **5 |  | 2023 | ARP, CSNOX, CSOSG3, CSSO2G1 | 605792 (Ended Oct 02, 2023), 610765 (Started Oct 02, 2023) | 5 |  | Washington County | WI131 | 131 | Electric Utility | 43.1952 | -88.1496 | Wisconsin Electric Power Company (Owner),Wisconsin Electric Power Company (Operator) | Phase 2 |  | Combustion turbine | Pipeline Natural Gas | Diesel Oil |  | Water Injection |  |  | 2000-05-08 | Operating | 1219 | 5 (85.4) | 6253 **5 | 85.4
WI | Germantown Power Plant | 6253 | P30 |  | 2023 | CSNOX, CSOSG3, CSSO2G1 | 605792 (Ended Oct 02, 2023), 610765 (Started Oct 02, 2023) | 5 |  | Washington County | WI131 | 131 | Electric Utility | 43.1952 | -88.1496 | Wisconsin Electric Power Company (Owner),Wisconsin Electric Power Company (Operator) |  |  | Combustion turbine | Diesel Oil | [5 empty] | 1978-04-15 | Operating | 632 | 1 (61.2) | 6253 P30 | 61.2
WI | Germantown Power Plant | 6253 | P31 |  | 2023 | CSNOX, CSOSG3, CSSO2G1 | 605792 (Ended Oct 02, 2023), 610765 (Started Oct 02, 2023) | 5 |  | Washington County | WI131 | 131 | Electric Utility | 43.1952 | -88.1496 | Wisconsin Electric Power Company (Owner),Wisconsin Electric Power Company (Operator) |  |  | Combustion turbine | Diesel Oil | [5 empty] | 1978-04-03 | Operating | 632 | 1 (61.2) | 6253 P31 | 61.2
WI | Germantown Power Plant | 6253 | P32 |  | 2023 | CSNOX, CSOSG3, CSSO2G1 | 605792 (Ended Oct 02, 2023), 610765 (Started Oct 02, 2023) | 5 |  | Washington County | WI131 | 131 | Electric Utility | 43.1952 | -88.1496 | Wisconsin Electric Power Company (Owner),Wisconsin Electric Power Company (Operator) |  |  | Combustion turbine | Diesel Oil | [5 empty] | 1978-04-03 | Operating | 632 | 2 (61.2) | 6253 P32 | 61.2
WI | Germantown Power Plant | 6253 | P33 |  | 2023 | CSNOX, CSOSG3, CSSO2G1 | 605792 (Ended Oct 02, 2023), 610765 (Started Oct 02, 2023) | 5 |  | Washington County | WI131 | 131 | Electric Utility | 43.1952 | -88.1496 | Wisconsin Electric Power Company (Owner),Wisconsin Electric Power Company (Operator) |  |  | Combustion turbine | Diesel Oil | [5 empty] | 1978-03-21 | Operating | 632 | 2 (61.2) | 6253 P33 | 61.2
WI | Germantown Power Plant | 6253 | P34 |  | 2023 | CSNOX, CSOSG3, CSSO2G1 | 605792 (Ended Oct 02, 2023), 610765 (Started Oct 02, 2023) | 5 |  | Washington County | WI131 | 131 | Electric Utility | 43.1952 | -88.1496 | Wisconsin Electric Power Company (Owner),Wisconsin Electric Power Company (Operator) |  |  | Combustion turbine | Diesel Oil | [5 empty] | 1978-03-21 | Operating | 632 | 3 (61.2) | 6253 P34 | 61.2
WI | Germantown Power Plant | 6253 | P35 |  | 2023 | CSNOX, CSOSG3, CSSO2G1 | 605792 (Ended Oct 02, 2023), 610765 (Started Oct 02, 2023) | 5 |  | Washington County | WI131 | 131 | Electric Utility | 43.1952 | -88.1496 | Wisconsin Electric Power Company (Owner),Wisconsin Electric Power Company (Operator) |  |  | Combustion turbine | Diesel Oil | [5 empty] | 1978-03-21 | Operating | 632 | 3 (61.2) | 6253 P35 | 61.2
WI | Germantown Power Plant | 6253 | P36 |  | 2023 | CSNOX, CSOSG3, CSSO2G1 | 605792 (Ended Oct 02, 2023), 610765 (Started Oct 02, 2023) | 5 |  | Washington County | WI131 | 131 | Electric Utility | 43.1952 | -88.1496 | Wisconsin Electric Power Company (Owner),Wisconsin Electric Power Company (Operator) |  |  | Combustion turbine | Diesel Oil | [5 empty] | 1978-03-21 | Operating | 632 | 4 (61.2) | 6253 P36 | 61.2
WI | Germantown Power Plant | 6253 | P37 |  | 2023 | CSNOX, CSOSG3, CSSO2G1 | 605792 (Ended Oct 02, 2023), 610765 (Started Oct 02, 2023) | 5 |  | Washington County | WI131 | 131 | Electric Utility | 43.1952 | -88.1496 | Wisconsin Electric Power Company (Owner),Wisconsin Electric Power Company (Operator) |  |  | Combustion turbine | Diesel Oil | [5 empty] | 1978-03-21 | Operating | 632 | 4 (61.2) | 6253 P37 | 61.2
IA | Ottumwa | 6254 | 1 |  | 2023 | ARP, CSNOX, CSOSG2, CSSO2G1, MATS | 608055 | 7 | MAPP | Wapello County | IA179 | 179 | Electric Utility | 41.0961 | -92.5556 | MidAmerican Energy Company (Owner),Interstate Power & Light Company (Owner),Interstate Power & Light Company (Operator) | Phase 2 | Early Election | Tangentially-fired | Coal |  | Dry Lime FGD | Low NOx Burner Technology w/ Separated OFA,Selective Catalytic Reduction | Other,Baghouse,Electrostatic Precipitator | Additives to Enhance PAC and Existing Equipment Performance | 1981-05-05 | Operating | 10060 | 1 (726) | 6254 1 | 726 | Y
GA | Scherer | 6257 | 1 | MS1BYP, MS1FGD | 2023 | ARP, CSNOX, CSOSG1, CSSO2G2, MATS | 609716 (Ended May 09, 2023), 610669 (Started May 09, 2023) | 4 | SERC | Monroe County | GA207 | 207 | Electric Utility | 33.0583 | -83.8072 | Dalton Utilities (Owner),Municipal Electric Authority of Georgia (Owner),Georgia Power Company (Owner),Oglethorpe Power Company (Owner),Georgia Power Company (Operator) | Phase 2 | Phase 2 Group 1 | Tangentially-fired | Coal |  | Wet Lime FGD | Other,Selective Catalytic Reduction | Baghouse,Electrostatic Precipitator | Halogenated PAC Sorbent Injection | 1982-03-19 | Operating | 10200 | 1 (891) | 6257 1 | 891 | Y
GA | Scherer | 6257 | 2 | MS2BYP, MS2FGD | 2023 | ARP, CSNOX, CSOSG1, CSSO2G2, MATS | 609716 (Ended May 09, 2023), 610669 (Started May 09, 2023) | 4 | SERC | Monroe County | GA207 | 207 | Electric Utility | 33.0583 | -83.8072 | Dalton Utilities (Owner),Municipal Electric Authority of Georgia (Owner),Georgia Power Company (Owner),Oglethorpe Power Company (Owner),Georgia Power Company (Operator) | Phase 2 | Phase 2 Group 1 | Tangentially-fired | Coal |  | Wet Lime FGD | Other,Selective Catalytic Reduction | Baghouse,Electrostatic Precipitator | Halogenated PAC Sorbent Injection | 1984-02-01 | Operating | 10200 | 2 (891) | 6257 2 | 891 | Y
GA | Scherer | 6257 | 3 | MS3BYP, MS3FGD | 2023 | ARP, CSNOX, CSOSG1, CSSO2G2, MATS | 609716 (Ended May 09, 2023), 610669 (Started May 09, 2023) | 4 | SERC | Monroe County | GA207 | 207 | Electric Utility | 33.0583 | -83.8072 | Georgia Power Company (Owner),Georgia Power Company (Operator) | Phase 2 | Phase 1 Group 1 | Tangentially-fired | Coal |  | Wet Lime FGD | Other,Selective Catalytic Reduction | Baghouse,Electrostatic Precipitator | Halogenated PAC Sorbent Injection | 1987-01-01 | Operating | 11000 | 3 (891) | 6257 3 | 891 | Y
GA | Allen B Wilson Combustion Turbine Plant | 6258 | 1A |  | 2023 | CSNOX, CSOSG1, CSSO2G2 | 608132 (Ended Jan 11, 2023), 610511 (Started Jan 11, 2023) | 4 |  | Burke County | GA033 | 33 | Electric Utility | 33.138 | -81.748 | Georgia Power Company (Owner),Southern Company (Operator) |  |  | Combustion turbine | Diesel Oil | [5 empty] | 1972-12-01 | Operating | 840 | 5A (60.5) | 6258 1A | 60.5
GA | Allen B Wilson Combustion Turbine Plant | 6258 | 1B |  | 2023 | CSNOX, CSOSG1, CSSO2G2 | 608132 (Ended Jan 11, 2023), 610511 (Started Jan 11, 2023) | 4 |  | Burke County | GA033 | 33 | Electric Utility | 33.138 | -81.748 | Georgia Power Company (Owner),Southern Company (Operator) |  |  | Combustion turbine | Diesel Oil | [5 empty] | 1972-12-01 | Operating | 840 | 5B (60.5) | 6258 1B | 60.5
GA | Allen B Wilson Combustion Turbine Plant | 6258 | 1C |  | 2023 | CSNOX, CSOSG1, CSSO2G2 | 608132 (Ended Jan 11, 2023), 610511 (Started Jan 11, 2023) | 4 |  | Burke County | GA033 | 33 | Electric Utility | 33.138 | -81.748 | Georgia Power Company (Owner),Southern Company (Operator) |  |  | Combustion turbine | Diesel Oil | [5 empty] | 1973-02-01 | Operating | 840 | 5C (60.5) | 6258 1C | 60.5
GA | Allen B Wilson Combustion Turbine Plant | 6258 | 1D |  | 2023 | CSNOX, CSOSG1, CSSO2G2 | 608132 (Ended Jan 11, 2023), 610511 (Started Jan 11, 2023) | 4 |  | Burke County | GA033 | 33 | Electric Utility | 33.138 | -81.748 | Georgia Power Company (Owner),Southern Company (Operator) |  |  | Combustion turbine | Diesel Oil | [5 empty] | 1973-02-01 | Operating | 840 | 5D (60.5) | 6258 1D | 60.5
GA | Allen B Wilson Combustion Turbine Plant | 6258 | 1E |  | 2023 | CSNOX, CSOSG1, CSSO2G2 | 608132 (Ended Jan 11, 2023), 610511 (Started Jan 11, 2023) | 4 |  | Burke County | GA033 | 33 | Electric Utility | 33.138 | -81.748 | Georgia Power Company (Owner),Southern Company (Operator) |  |  | Combustion turbine | Diesel Oil | [5 empty] | 1973-04-01 | Operating | 840 | 5E (60.5) | 6258 1E | 60.5
GA | Allen B Wilson Combustion Turbine Plant | 6258 | 1F |  | 2023 | CSNOX, CSOSG1, CSSO2G2 | 608132 (Ended Jan 11, 2023), 610511 (Started Jan 11, 2023) | 4 |  | Burke County | GA033 | 33 | Electric Utility | 33.138 | -81.748 | Georgia Power Company (Owner),Southern Company (Operator) |  |  | Combustion turbine | Diesel Oil | [5 empty] | 1973-04-01 | Operating | 840 | 5F (60.5) | 6258 1F | 60.5
WV | Mountaineer (1301) | 6264 | 1 |  | 2023 | ARP, CSNOX, CSOSG2E, CSSO2G1, MATS | 608993 (Ended Apr 12, 2023), 610620 (Started Apr 12, 2023) | 3 | ECAR | Mason County | WV053 | 53 | Electric Utility | 38.9794 | -81.9344 | Appalachian Power Company (Owner),Appalachian Power Company (Operator) | Phase 2 | Early Election | Dry bottom wall-fired boiler | Coal |  | Wet Limestone | Low NOx Burner Technology (Dry Bottom only),Selective Catalytic Reduction | Electrostatic Precipitator |  | 1980-09-15 | Operating | 11960 | 1 (1300) | 6264 1 | 1300 | Y
MN | Hutchinson - Plant 2 | 6358 | 1 |  | 2023 | ARP, CSNOX, CSSO2G2 | 610341 | 5 |  | McLeod County | MN085 | 85 | Electric Utility | 44.8889 | -94.35 | Hutchinson Utilities Commission (Owner),Hutchinson Utilities Commission (Operator) | Phase 2 |  | Combined cycle | Pipeline Natural Gas |  |  | Water Injection |  |  | 1994-11-01 | Operating | 530 | 2 (54), 3 (11.5) | 6358 1 | 65.5
NE | Rokeby | 6373 | 1 |  | 2023 | CSNOX, CSSO2G2 | 608164 | 7 |  | Lancaster County | NE109 | 109 | Electric Utility | 40.7316 | -96.7364 | Lincoln Electric System (Owner),Lincoln Electric System (Operator) |  |  | Combustion turbine | Pipeline Natural Gas | Diesel Oil |  | Water Injection |  |  | 1975-06-01 | Operating | 860 | 1 (72.4) | 6373 1 | 72.4
NE | Rokeby | 6373 | 2 |  | 2023 | ARP, CSNOX, CSSO2G2 | 608164 | 7 |  | Lancaster County | NE109 | 109 | Electric Utility | 40.7316 | -96.7364 | Lincoln Electric System (Owner),Lincoln Electric System (Operator) | Phase 2 |  | Combustion turbine | Pipeline Natural Gas | Diesel Oil |  | Dry Low NOx Burners,Water Injection |  |  | 1996-11-26 | Operating | 882 | 2 (95.4) | 6373 2 | 95.4
NE | Rokeby | 6373 | 3 |  | 2023 | ARP, CSNOX, CSSO2G2 | 608164 | 7 |  | Lancaster County | NE109 | 109 | Electric Utility | 40.7316 | -96.7364 | Lincoln Electric System (Owner),Lincoln Electric System (Operator) | Phase 2 |  | Combustion turbine | Pipeline Natural Gas | Diesel Oil |  | Dry Low NOx Burners,Water Injection |  |  | 2001-03-26 | Operating | 1037 | 3 (95.4) | 6373 3 | 95.4
IA | Dayton Avenue Substation | 6463 | GT2 |  | 2023 | ARP, CSNOX, CSOSG2, CSSO2G1 | 602968 | 7 | MAPP | Story County | IA169 | 169 | Electric Utility | 42.0269 | -93.5828 | City of Ames (Owner),City of Ames (Operator) | Phase 2 |  | Combustion turbine | Diesel Oil |  |  | Water Injection |  |  | 2005-06-12 | Operating | 313 | GT2 (57.4) | 6463 GT2 | 57.4
ND | Antelope Valley | 6469 | B1 |  | 2023 | ARP, MATS | 609771 | 8 | MAPP | Mercer County | ND057 | 57 | Electric Utility | 47.3714 | -101.8344 | Basin Electric Power Cooperative (Owner),Basin Electric Power Cooperative (Operator) | Phase 2 | Early Election | Tangentially-fired | Coal |  | Dry Lime FGD | Low NOx Burner Technology w/ Closed-coupled/Separated OFA | Baghouse | Additives to Enhance PAC and Existing Equipment Performance,Untreated PAC Sorbent Injection,Other (Non PAC) Sorbent Injection | 1984-07-01 | Operating | 6275 | 1 (435) | 6469 B1 | 435
ND | Antelope Valley | 6469 | B2 |  | 2023 | ARP, MATS | 609771 | 8 | MAPP | Mercer County | ND057 | 57 | Electric Utility | 47.3714 | -101.8344 | Basin Electric Power Cooperative (Owner),Basin Electric Power Cooperative (Operator) | Phase 2 | Early Election | Tangentially-fired | Coal |  | Dry Lime FGD | Low NOx Burner Technology w/ Closed-coupled/Separated OFA | Baghouse | Additives to Enhance PAC and Existing Equipment Performance,Untreated PAC Sorbent Injection,Other (Non PAC) Sorbent Injection | 1986-06-01 | Operating | 6275 | 2 (435) | 6469 B2 | 435
UT | Intermountain | 6481 | 1SGA |  | 2023 | ARP, MATS | 609567 | 8 | WECC | Millard County | UT027 | 27 | Electric Utility | 39.5035 | -112.5811 | Intermountain Power Agency (Owner),Intermountain Power Service Corporation (Operator) | Phase 2 | Early Election | Dry bottom wall-fired boiler | Coal |  | Wet Limestone | Low NOx Burner Technology (Dry Bottom only) | Baghouse |  | 1986-07-01 | Operating | 10274 | 1 (820) | 6481 1SGA | 820
UT | Intermountain | 6481 | 2SGA |  | 2023 | ARP, MATS | 609567 | 8 | WECC | Millard County | UT027 | 27 | Electric Utility | 39.5035 | -112.5811 | Intermountain Power Agency (Owner),Intermountain Power Service Corporation (Operator) | Phase 2 | Early Election | Dry bottom wall-fired boiler | Coal |  | Wet Limestone | Low NOx Burner Technology (Dry Bottom only) | Baghouse |  | 1987-07-01 | Operating | 10474 | 2 (820) | 6481 2SGA | 820
FL | Stock Island | 6584 | CT4 |  | 2023 | ARP | 605043 | 4 | SERC | Monroe County | FL087 | 87 | Electric Utility | 24.5636 | -81.7342 | Florida Municipal Power Agency (Owner),Keys Energy Service (Operator) | Phase 2 |  | Combustion turbine | Diesel Oil |  |  | Water Injection |  |  | 2006-06-28 | Operating | 484 | GT4 (42) | 6584 CT4 | 42
CT | Alfred L Pierce Generating Station | 6635 | AP-1 |  | 2023 | ARP, RGGI, SIPNOX | 609773 (Ended Apr 06, 2023), 609382 (Started Apr 06, 2023)(Ended Oct 20, 2023), 604966 (Started Oct 20, 2023) | 1 | NPCC | New Haven County | CT009 | 9 | Electric Utility | 41.4485 | -72.834 | MPH AL Pierce, LLC (Owner),MPH AL Pierce, LLC (Operator) | Phase 2 |  | Combustion turbine | Pipeline Natural Gas | Diesel Oil |  | Dry Low NOx Burners,Water Injection |  |  | 2007-08-25 | Operating | 1560 | 4 (84) | 6635 AP-1 | 84
KY | R D Green | 6639 | G1 |  | 2023 | ARP, CSNOX, CSOSG2E, CSSO2G1, MATS | 606335 | 4 | ECAR | Webster County | KY233 | 233 | Electric Utility | 37.6467 | -87.5006 | Big Rivers Electric Corporation (Owner),Big Rivers Electric Corporation (Operator) | Phase 2 | Phase 1 Group 1 | Dry bottom wall-fired boiler | Pipeline Natural Gas | [5 empty] | 1979-10-12 | Operating | 3000 | 1 (263.7) | 6639 G1 | 263.7
KY | R D Green | 6639 | G2 |  | 2023 | ARP, CSNOX, CSOSG2E, CSSO2G1, MATS | 606335 | 4 | ECAR | Webster County | KY233 | 233 | Electric Utility | 37.6467 | -87.5006 | Big Rivers Electric Corporation (Owner),Big Rivers Electric Corporation (Operator) | Phase 2 | Phase 1 Group 1 | Dry bottom wall-fired boiler | Pipeline Natural Gas | [5 empty] | 1980-11-01 | Operating | 3000 | 2 (263.7) | 6639 G2 | 263.7
AR | Independence | 6641 | 1 |  | 2023 | ARP, CSOSG2, MATS | 609775 (Ended Mar 31, 2023), 610584 (Started Mar 31, 2023) | 6 | SPP | Independence County | AR063 | 63 | Electric Utility | 35.6733 | -91.4083 | Arkansas Electric Cooperative Corporation (Owner),City of Jonesboro (Owner),City of Osceola (Owner),Conway Corporation (Owner),West Memphis Utilities (Owner),Entergy Corporation (Owner),Entergy Corporation (Operator) | Phase 2 | Early Election | Tangentially-fired | Coal | Residual Oil |  | Low NOx Burner Technology w/ Separated OFA | Electrostatic Precipitator | Additives to Enhance PAC and Existing Equipment Performance | 1983-01-18 | Operating | 9900 | 1 (850) | 6641 1 | 850
AR | Independence | 6641 | 2 |  | 2023 | ARP, CSOSG2, MATS | 609775 (Ended Mar 31, 2023), 610584 (Started Mar 31, 2023) | 6 | SPP | Independence County | AR063 | 63 | Electric Utility | 35.6733 | -91.4083 | Arkansas Electric Cooperative Corporation (Owner),City of Jonesboro (Owner),City of Osceola (Owner),Conway Corporation (Owner),West Memphis Utilities (Owner),Entergy Corporation (Owner),Entergy Corporation (Operator) | Phase 2 | Early Election | Tangentially-fired | Coal | Residual Oil |  | Low NOx Burner Technology w/ Separated OFA | Electrostatic Precipitator | Additives to Enhance PAC and Existing Equipment Performance | 1984-12-06 | Operating | 10480 | 2 (850) | 6641 2 | 850
MO | Mexico | 6650 | CT01 |  | 2023 | CSNOX, CSOSG2, CSSO2G1 | 607655 | 7 |  | Audrain County | MO007 | 7 | Electric Utility | 39.1481 | -91.8306 | Union Electric Company (Owner),Union Electric Company (Operator) |  |  | Combustion turbine | Diesel Oil | [5 empty] | 1977-08-31 | Operating | 891 | 1 (69) | 6650 CT01 | 69
MO | Moberly | 6651 | CT01 |  | 2023 | CSNOX, CSOSG2, CSSO2G1 | 607655 | 7 |  | Randolph County | MO175 | 175 | Electric Utility | 39.4244 | -92.4837 | Union Electric Company (Owner),Union Electric Company (Operator) |  |  | Combustion turbine | Diesel Oil | [5 empty] | 1977-09-11 | Operating | 891 | 1 (69) | 6651 CT01 | 69
MO | Moreau | 6652 | CT01 |  | 2023 | CSNOX, CSOSG2, CSSO2G1 | 607655 | 7 |  | Cole County | MO051 | 51 | Electric Utility | 38.5553 | -92.102 | Union Electric Company (Owner),Union Electric Company (Operator) |  |  | Combustion turbine | Diesel Oil | [5 empty] | 1977-10-02 | Operating | 891 | 1 (69) | 6652 CT01 | 69
IA | Louisa | 6664 | 101 |  | 2023 | ARP, CSNOX, CSOSG2, CSSO2G1, MATS | 609505 (Ended May 19, 2023), 610382 (Started May 19, 2023) | 7 | MAPP | Louisa County | IA115 | 115 | Electric Utility | 41.3153 | -91.0936 | Central Iowa Power Cooperative (Owner),MidAmerican Energy Company (Owner),Geneseo Municipal Electric Utility (Owner),Waverly Light & Power (Owner),Tipton Municipal Utilities (Owner),Harlan Municipal Utilities (Owner),Eldridge Electric and Water Utilities (Owner),Alliant Energy - Interstate Power & Light (Owner),MidAmerican Energy Company (Operator) | Phase 2 | Early Election | Dry bottom wall-fired boiler | Coal |  | Dry Lime FGD | Low NOx Burner Technology w/ Overfire Air | Baghouse | Halogenated PAC Sorbent Injection | 1983-10-13 | Operating | 8000 | 1 (738) | 6664 101 | 738
IN | Alcoa Allowance Management Inc | 6705 | 4 |  | 2023 | ARP, CSNOX, CSOSG3, CSSO2G1, MATS | 608228 | 5 | ECAR | Warrick County | IN173 | 173 | Industrial Boiler | 37.915 | -87.3328 | Vectren Corporation (Owner),Alcoa Allowance Management, Inc. (Owner),Alcoa Allowance Management, Inc. (Operator) | Table 1 | Phase 2 Group 2 | Cell burner boiler | Coal |  | Wet Lime FGD | Low NOx Cell Burner,Selective Catalytic Reduction | Electrostatic Precipitator | Additives to Enhance PAC and Existing Equipment Performance | 1970-10-01 | Operating | 4455.2 | 4 (323) | 6705 4 | 323 | Y
MN | Rock Lake Station | 6741 | 1 |  | 2023 | CSNOX, CSSO2G2 | 607684 | 5 | MAPP | Pine County | MN115 | 115 | Electric Utility | 45.8054 | -92.9718 | Great River Energy (Owner),Great River Energy (Operator) |  |  | Combustion turbine | Diesel Oil | [5 empty] | 1978-04-08 | Operating | 363.3 | 1 (29.3) | 6741 1 | 29.3
CO | Rawhide Energy Station | 6761 | 101 |  | 2023 | ARP, MATS | 610410 | 8 | WECC | Larimer County | CO069 | 69 | Electric Utility | 40.8611 | -105.0206 | Platte River Power Authority (Owner),Platte River Power Authority (Operator) | Phase 2 | Early Election | Tangentially-fired | Coal |  | Dry Lime FGD | Low NOx Burner Technology w/ Closed-coupled/Separated OFA | Baghouse | Halogenated PAC Sorbent Injection | 1984-04-01 | Operating | 3500 | 1 (305) | 6761 101 | 305
CO | Rawhide Energy Station | 6761 | A |  | 2023 | ARP | 610410 | 8 | WECC | Larimer County | CO069 | 69 | Electric Utility | 40.8611 | -105.0206 | Platte River Power Authority (Owner),Platte River Power Authority (Operator) | Phase 2 |  | Combustion turbine | Pipeline Natural Gas |  |  | Dry Low NOx Burners |  |  | 2002-06-07 | Operating | 950 | A (82) | 6761 A | 82
CO | Rawhide Energy Station | 6761 | B |  | 2023 | ARP | 610410 | 8 | WECC | Larimer County | CO069 | 69 | Electric Utility | 40.8611 | -105.0206 | Platte River Power Authority (Owner),Platte River Power Authority (Operator) | Phase 2 |  | Combustion turbine | Pipeline Natural Gas |  |  | Dry Low NOx Burners |  |  | 2002-08-24 | Operating | 950 | B (82) | 6761 B | 82
CO | Rawhide Energy Station | 6761 | C |  | 2023 | ARP | 610410 | 8 | WECC | Larimer County | CO069 | 69 | Electric Utility | 40.8611 | -105.0206 | Platte River Power Authority (Owner),Platte River Power Authority (Operator) | Phase 2 |  | Combustion turbine | Pipeline Natural Gas |  |  | Dry Low NOx Burners |  |  | 2002-10-01 | Operating | 950 | C (82) | 6761 C | 82
CO | Rawhide Energy Station | 6761 | D |  | 2023 | ARP | 610410 | 8 | WECC | Larimer County | CO069 | 69 | Electric Utility | 40.8611 | -105.0206 | Platte River Power Authority (Owner),Platte River Power Authority (Operator) | Phase 2 |  | Combustion turbine | Pipeline Natural Gas |  |  | Dry Low NOx Burners |  |  | 2004-06-03 | Operating | 950 | D (82) | 6761 D | 82
CO | Rawhide Energy Station | 6761 | F |  | 2023 | ARP | 610410 | 8 | WECC | Larimer County | CO069 | 69 | Electric Utility | 40.8611 | -105.0206 | Platte River Power Authority (Owner),Platte River Power Authority (Operator) | Phase 2 |  | Combustion turbine | Pipeline Natural Gas |  |  | Dry Low NOx Burners |  |  | 2008-06-08 | Operating | 1700 | F (150) | 6761 F | 150
MO | Sikeston | 6768 | 1 |  | 2023 | ARP, CSNOX, CSOSG2, CSSO2G1, MATS | 607376 | 7 | SPP | Scott County | MO201 | 201 | Electric Utility | 36.8791 | -89.6209 | City of Carthage (Owner),City of Columbia (Owner),City of Fulton (Owner),Sikeston Bd. of Municipal Utilities (Owner),Sikeston Bd. of Municipal Utilities (Operator) | Phase 2 | Early Election | Dry bottom wall-fired boiler | Coal | Other Oil |  | Low NOx Burner Technology (Dry Bottom only) | Electrostatic Precipitator | Additives to Enhance PAC and Existing Equipment Performance,Untreated PAC Sorbent Injection | 1981-09-01 | Operating | 2856 | 1 (261) | 6768 1 | 261
OK | Hugo | 6772 | 1 |  | 2023 | ARP, CSOSG2, MATS | 607703 | 6 | SPP | Choctaw County | OK023 | 23 | Electric Utility | 34.0158 | -95.3206 | Western Farmers Electric Cooperative, Inc. (Owner),Western Farmers Electric Cooperative, Inc. (Operator) | Phase 2 | Phase 2 Group 1 | Dry bottom wall-fired boiler | Coal | Diesel Oil |  | Low NOx Burner Technology w/ Overfire Air | Electrostatic Precipitator | Additives to Enhance PAC and Existing Equipment Performance | 1982-04-01 | Operating | 6450 | 1 (475) | 6772 1 | 475
NJ | West Station | 6776 | 2001 |  | 2023 | CSNOX, CSOSG3, CSSO2G1, RGGI | 609493 | 2 |  | Cumberland County | NJ011 | 11 | Electric Utility | 39.4903 | -75.0486 | City of Vineland (Owner),City of Vineland (Operator) |  |  | Combustion turbine | Diesel Oil |  |  | Water Injection,Selective Catalytic Reduction |  |  | 1972-06-01 | Operating | 485 | 1 (27) | 6776 2001 | 27 | Y
KY | D B Wilson | 6823 | W1 |  | 2023 | ARP, CSNOX, CSOSG2E, CSSO2G1, MATS | 606335 | 4 | ECAR | Ohio County | KY183 | 183 | Electric Utility | 37.4497 | -87.0803 | Big Rivers Electric Corporation (Owner),Big Rivers Electric Corporation (Operator) | Phase 2 | Early Election | Dry bottom wall-fired boiler | Coal |  | Wet Limestone | Selective Catalytic Reduction,Low NOx Burner Technology (Dry Bottom only) | Electrostatic Precipitator |  | 1984-09-01 | Operating | 6099 | 1 (509.5) | 6823 W1 | 509.5 | Y
MN | St. Bonifacius Station | 6824 | 1 |  | 2023 | CSNOX, CSSO2G2 | 607684 | 5 | MAPP | Carver County | MN019 | 19 | Electric Utility | 44.905 | -93.821 | Great River Energy (Owner),Great River Energy (Operator) |  |  | Combustion turbine | Diesel Oil | [5 empty] | 1978-05-01 | Operating | 291.9 | 1 (61.2) | 6824 1 | 61.2
MN | St. Bonifacius Station | 6824 | 2 |  | 2023 | CSNOX, CSSO2G2 | 607684 | 5 | MAPP | Carver County | MN019 | 19 | Electric Utility | 44.905 | -93.821 | Great River Energy (Owner),Great River Energy (Operator) |  |  | Combustion turbine | Diesel Oil | [5 empty] | 1978-05-01 | Operating | 291.9 | 1 (61.2) | 6824 2 | 61.2
KS | East 12th Street | 7013 | 4 |  | 2023 | ARP, CSNOX, CSOSG2, CSSO2G2 | 607418 | 7 | SPP | Cowley County | KS035 | 35 | Electric Utility | 37.2376 | -96.9619 | City of Winfield Kansas (Owner),City of Winfield Kansas (Operator) | Phase 2 |  | Dry bottom wall-fired boiler | Pipeline Natural Gas | [5 empty] | 1970-04-01 | Operating | 356 | 4 (26.5) | 7013 4 | 26.5
TX | Twin Oaks | 7030 | U1 |  | 2023 | ARP, CSOSG2, MATS | 610098 (Ended Sep 19, 2023), 606769 (Started Sep 19, 2023) | 6 | ERCOT | Robertson County | TX395 | 395 | Electric Utility | 31.0932 | -96.6965 | Major Oak Power, LLC (Owner),Major Oak Power, LLC (Operator) (Ended Sep 19, 2023),NAES Corporation (Operator) (Started Sep 19, 2023) | Phase 2 |  | Circulating fluidized bed boiler | Coal |  | Fluidized Bed Limestone Injection | Selective Non-catalytic Reduction | Baghouse | Untreated PAC Sorbent Injection | 1990-09-01 | Operating | 2188 | 1 (174.6) | 7030 U1 | 174.6 | Y
TX | Twin Oaks | 7030 | U2 |  | 2023 | ARP, CSOSG2, MATS | 610098 (Ended Sep 19, 2023), 606769 (Started Sep 19, 2023) | 6 | ERCOT | Robertson County | TX395 | 395 | Electric Utility | 31.0932 | -96.6965 | Major Oak Power, LLC (Owner),Major Oak Power, LLC (Operator) (Ended Sep 19, 2023),NAES Corporation (Operator) (Started Sep 19, 2023) | Phase 2 |  | Circulating fluidized bed boiler | Coal |  | Fluidized Bed Limestone Injection | Selective Non-catalytic Reduction | Baghouse | Untreated PAC Sorbent Injection | 1991-10-01 | Operating | 2047 | 2 (174.6) | 7030 U2 | 174.6 | Y
VA | Gravel Neck Combustion Turbine | 7032 | 3 | CP0 | 2023 | CSNOX, CSOSG3, CSSO2G1, RGGI | 1525 | 3 |  | Surry County | VA181 | 181 | Electric Utility | 37.1575 | -76.6911 | Virginia Electric & Power Company (Owner),Dominion Generation (Operator) |  |  | Combustion turbine | Pipeline Natural Gas | Diesel Oil |  | Water Injection |  |  | 1989-10-16 | Operating | 1308 | 3 (92) | 7032 3 | 92
VA | Gravel Neck Combustion Turbine | 7032 | 4 | CP0 | 2023 | CSNOX, CSOSG3, CSSO2G1, RGGI | 1525 | 3 |  | Surry County | VA181 | 181 | Electric Utility | 37.1575 | -76.6911 | Virginia Electric & Power Company (Owner),Dominion Generation (Operator) |  |  | Combustion turbine | Pipeline Natural Gas | Diesel Oil |  | Water Injection |  |  | 1989-07-10 | Operating | 1308 | 4 (92) | 7032 4 | 92
VA | Gravel Neck Combustion Turbine | 7032 | 5 | CP0 | 2023 | CSNOX, CSOSG3, CSSO2G1, RGGI | 1525 | 3 |  | Surry County | VA181 | 181 | Electric Utility | 37.1575 | -76.6911 | Virginia Electric & Power Company (Owner),Dominion Generation (Operator) |  |  | Combustion turbine | Pipeline Natural Gas | Diesel Oil |  | Water Injection |  |  | 1989-07-21 | Operating | 1308 | 5 (92) | 7032 5 | 92
VA | Gravel Neck Combustion Turbine | 7032 | 6 | CP0 | 2023 | CSNOX, CSOSG3, CSSO2G1, RGGI | 1525 | 3 |  | Surry County | VA181 | 181 | Electric Utility | 37.1575 | -76.6911 | Virginia Electric & Power Company (Owner),Dominion Generation (Operator) |  |  | Combustion turbine | Pipeline Natural Gas | Diesel Oil |  | Water Injection |  |  | 1989-11-17 | Operating | 1308 | 6 (92) | 7032 6 | 92
AL | McIntosh (7063) | 7063 | **1 |  | 2023 | ARP, CSNOX, CSOSG2, CSSO2G2 | 609045 | 4 |  | Washington County | AL129 | 129 | Electric Utility | 31.2546 | -88.0299 | PowerSouth Energy Cooperative, Inc. (Owner),PowerSouth Energy Cooperative, Inc. (Operator) | Phase 2 |  | Other turbine | Pipeline Natural Gas | [5 empty] | 1991-06-01 | Operating | 850 | 1 (110) | 7063 **1 | 110
AL | McIntosh (7063) | 7063 | **2 |  | 2023 | ARP, CSNOX, CSOSG2, CSSO2G2 | 609045 | 4 |  | Washington County | AL129 | 129 | Electric Utility | 31.2546 | -88.0299 | PowerSouth Energy Cooperative, Inc. (Owner),PowerSouth Energy Cooperative, Inc. (Operator) | Phase 2 |  | Combustion turbine | Pipeline Natural Gas | Diesel Oil |  | Dry Low NOx Burners,Water Injection |  |  | 1998-06-18 | Operating | 1423 | 2 (113) | 7063 **2 | 113
AL | McIntosh (7063) | 7063 | **3 |  | 2023 | ARP, CSNOX, CSOSG2, CSSO2G2 | 609045 | 4 |  | Washington County | AL129 | 129 | Electric Utility | 31.2546 | -88.0299 | PowerSouth Energy Cooperative, Inc. (Owner),PowerSouth Energy Cooperative, Inc. (Operator) | Phase 2 |  | Combustion turbine | Pipeline Natural Gas | Diesel Oil |  | Dry Low NOx Burners,Water Injection |  |  | 1998-06-28 | Operating | 1423 | 3 (113) | 7063 **3 | 113
AL | McIntosh (7063) | 7063 | **4 |  | 2023 | ARP, CSNOX, CSOSG2, CSSO2G2 | 609045 | 4 |  | Washington County | AL129 | 129 | Electric Utility | 31.2546 | -88.0299 | PowerSouth Energy Cooperative, Inc. (Owner),PowerSouth Energy Cooperative, Inc. (Operator) | Phase 2 |  | Combustion turbine | Pipeline Natural Gas |  |  | Dry Low NOx Burners |  |  | 2010-08-26 | Operating | 2200 | 4 (170) | 7063 **4 | 170
AL | McIntosh (7063) | 7063 | **5 |  | 2023 | ARP, CSNOX, CSOSG2, CSSO2G2 | 609045 | 4 |  | Washington County | AL129 | 129 | Electric Utility | 31.2546 | -88.0299 | PowerSouth Energy Cooperative, Inc. (Owner),PowerSouth Energy Cooperative, Inc. (Operator) | Phase 2 |  | Combustion turbine | Pipeline Natural Gas |  |  | Dry Low NOx Burners |  |  | 2010-09-08 | Operating | 2200 | 5 (170) | 7063 **5 | 170
NV | Harry Allen | 7082 | **3 |  | 2023 | ARP | 610268 | 9 |  | Clark County | NV003 | 3 | Electric Utility | 36.425 | -114.9 | NV Energy (Owner),NV Energy (Operator) | Phase 2 |  | Combustion turbine | Pipeline Natural Gas |  |  | Dry Low NOx Burners,Water Injection |  |  | 1995-07-25 | Operating | 960 | GT1 (78) | 7082 **3 | 78
NV | Harry Allen | 7082 | **4 |  | 2023 | ARP | 610268 | 9 |  | Clark County | NV003 | 3 | Electric Utility | 36.425 | -114.9 | NV Energy (Owner),NV Energy (Operator) | Phase 2 |  | Combustion turbine | Pipeline Natural Gas |  |  | Dry Low NOx Burners |  |  | 2006-04-04 | Operating | 1060 | GT4 (85) | 7082 **4 | 85
NV | Harry Allen | 7082 | **5 |  | 2023 | ARP | 610268 | 9 |  | Clark County | NV003 | 3 | Electric Utility | 36.425 | -114.9 | NV Energy (Owner),NV Energy (Operator) | Phase 2 |  | Combined cycle | Pipeline Natural Gas |  |  | Dry Low NOx Burners,Selective Catalytic Reduction |  |  | 2011-01-23 | Operating | 2100 | 7 (223.5), 5 (167.5) | 7082 **5 | 279.25 | Y
NV | Harry Allen | 7082 | **6 |  | 2023 | ARP | 610268 | 9 |  | Clark County | NV003 | 3 | Electric Utility | 36.425 | -114.9 | NV Energy (Owner),NV Energy (Operator) | Phase 2 |  | Combined cycle | Pipeline Natural Gas |  |  | Dry Low NOx Burners,Selective Catalytic Reduction |  |  | 2011-02-02 | Operating | 2100 | 6 (167.5), 7 (223.5) | 7082 **6 | 279.25 | Y
TX | J K Spruce | 7097 | **1 |  | 2023 | ARP, CSOSG2, MATS | 604200 | 6 | ERCOT | Bexar County | TX029 | 29 | Electric Utility | 29.3091 | -98.3205 | City of San Antonio (Owner),City of San Antonio (Operator) | Phase 2 | Early Election | Tangentially-fired | Coal |  | Wet Limestone | Low NOx Burner Technology w/ Closed-coupled/Separated OFA | Baghouse |  | 1992-12-10 | Operating | 6366 | 1 (546) | 7097 **1 | 546
TX | J K Spruce | 7097 | **2 |  | 2023 | ARP, CSOSG2, MATS | 604200 | 6 | ERCOT | Bexar County | TX029 | 29 | Electric Utility | 29.3091 | -98.3205 | City of San Antonio (Owner),City of San Antonio (Operator) | Phase 2 |  | Tangentially-fired | Coal |  | Wet Limestone | Selective Catalytic Reduction | Baghouse |  | 2009-11-22 | Operating | 9727.9 | 2 (750) | 7097 **2 | 750 | Y
NJ | Forked River Power | 7138 | 2001 | CPFG01 | 2023 | CSNOX, CSOSG3, CSSO2G1, RGGI | 609773 (Ended Apr 06, 2023), 609382 (Started Apr 06, 2023)(Ended Oct 20, 2023), 604966 (Started Oct 20, 2023) | 2 |  | Ocean County | NJ029 | 29 | Electric Utility | 39.8154 | -74.2098 | Forked River Power, LLC (Owner),IHI Power Services Corporation (Operator) |  |  | Combustion turbine | Diesel Oil | Pipeline Natural Gas |  | Water Injection |  |  | 1989-01-01 | Operating | 550 | 1 (38.4) | 7138 2001 | 38.4
NJ | Forked River Power | 7138 | 3001 | CPFG01 | 2023 | CSNOX, CSOSG3, CSSO2G1, RGGI | 609773 (Ended Apr 06, 2023), 609382 (Started Apr 06, 2023)(Ended Oct 20, 2023), 604966 (Started Oct 20, 2023) | 2 |  | Ocean County | NJ029 | 29 | Electric Utility | 39.8154 | -74.2098 | Forked River Power, LLC (Owner),IHI Power Services Corporation (Operator) |  |  | Combustion turbine | Diesel Oil | Pipeline Natural Gas |  | Dry Low NOx Burners,Water Injection |  |  | 1989-01-01 | Operating | 550 | 2 (38.4) | 7138 3001 | 38.4
IA | Pleasant Hill Energy Center | 7145 | 1 |  | 2023 | CSNOX, CSOSG2, CSSO2G1 | 609505 (Ended May 19, 2023), 610382 (Started May 19, 2023) | 7 | MAPP | Polk County | IA153 | 153 | Electric Utility | 41.5572 | -93.5242 | MidAmerican Energy Company (Owner),MidAmerican Energy Company (Operator) |  |  | Combustion turbine | Pipeline Natural Gas | Diesel Oil |  | Water Injection |  |  | 1990-06-08 | Operating | 506.8 | 1 (46.4) | 7145 1 | 46.4
IA | Pleasant Hill Energy Center | 7145 | 2 |  | 2023 | CSNOX, CSOSG2, CSSO2G1 | 609505 (Ended May 19, 2023), 610382 (Started May 19, 2023) | 7 | MAPP | Polk County | IA153 | 153 | Electric Utility | 41.5572 | -93.5242 | MidAmerican Energy Company (Owner),MidAmerican Energy Company (Operator) |  |  | Combustion turbine | Pipeline Natural Gas | Diesel Oil |  | Water Injection |  |  | 1990-06-08 | Operating | 506.8 | 2 (46.4) | 7145 2 | 46.4
IA | Pleasant Hill Energy Center | 7145 | 3 |  | 2023 | ARP, CSNOX, CSOSG2, CSSO2G1 | 609505 (Ended May 19, 2023), 610382 (Started May 19, 2023) | 7 | MAPP | Polk County | IA153 | 153 | Electric Utility | 41.5572 | -93.5242 | MidAmerican Energy Company (Owner),MidAmerican Energy Company (Operator) | Phase 2 |  | Combustion turbine | Pipeline Natural Gas | Diesel Oil |  | Water Injection |  |  | 1994-06-25 | Operating | 1387 | 3 (97) | 7145 3 | 97
NY | Wading River Facility | 7146 | UGT007 |  | 2023 | CSNOX, CSOSG3, CSSO2G1, RGGI | 606257 | 2 |  | Suffolk County | NY103 | 103 | Electric Utility | 40.9569 | -72.8774 | National Grid Generation LLC (Owner),National Grid Generation LLC (Operator) |  |  | Combustion turbine | Diesel Oil |  |  | Other,Water Injection |  |  | 1989-07-01 | Operating | 1164 | 1 (79.5) | 7146 UGT007 | 79.5
NY | Wading River Facility | 7146 | UGT008 |  | 2023 | CSNOX, CSOSG3, CSSO2G1, RGGI | 606257 | 2 |  | Suffolk County | NY103 | 103 | Electric Utility | 40.9569 | -72.8774 | National Grid Generation LLC (Owner),National Grid Generation LLC (Operator) |  |  | Combustion turbine | Diesel Oil |  |  | Other,Water Injection |  |  | 1989-07-01 | Operating | 1164 | 02 (79.5) | 7146 UGT008 | 79.5
NY | Wading River Facility | 7146 | UGT009 |  | 2023 | CSNOX, CSOSG3, CSSO2G1, RGGI | 606257 | 2 |  | Suffolk County | NY103 | 103 | Electric Utility | 40.9569 | -72.8774 | National Grid Generation LLC (Owner),National Grid Generation LLC (Operator) |  |  | Combustion turbine | Diesel Oil |  |  | Other,Water Injection |  |  | 1989-07-01 | Operating | 1164 | 03 (79.5) | 7146 UGT009 | 79.5
NY | Wading River Facility | 7146 | UGT013 | CP001 | 2023 | CSNOX, CSOSG3, CSSO2G1, RGGI | 606257 | 2 |  | Suffolk County | NY103 | 103 | Electric Utility | 40.9569 | -72.8774 | National Grid Generation LLC (Owner),National Grid Generation LLC (Operator) |  |  | Combustion turbine | Diesel Oil | [5 empty] | 1971-07-01 | Operating | 686 | GT1 (52.9) | 7146 UGT013 | 52.9
NY | Wading River Facility | 7146 | UGT014 | CP001 | 2023 | RGGI, SIPNOX | 606257 | 2 |  | Suffolk County | NY103 | 103 | Electric Utility | 40.9569 | -72.8774 | National Grid Generation LLC (Owner),National Grid Generation LLC (Operator) |  |  | Combustion turbine | Diesel Oil | [5 empty] | 1984-07-01 | Operating | 266 | GT2 (18.6) | 7146 UGT014 | 18.6
DE | Hay Road | 7153 | 1 |  | 2023 | RGGI, SIPNOX | 605947 | 3 |  | New Castle County | DE003 | 3 | Electric Utility | 39.7436 | -75.5072 | Calpine Mid-Atlantic Generation, LLC (Owner),Calpine Operating Services Company, Inc. (Operator) |  |  | Combined cycle | Pipeline Natural Gas | Diesel Oil |  | Water Injection,Overfire Air |  |  | 1989-07-01 | Operating | 1751 | HR1 (103.5), HR4 (207) | 7153 1 | 172.5
DE | Hay Road | 7153 | 2 |  | 2023 | RGGI, SIPNOX | 605947 | 3 |  | New Castle County | DE003 | 3 | Electric Utility | 39.7436 | -75.5072 | Calpine Mid-Atlantic Generation, LLC (Owner),Calpine Operating Services Company, Inc. (Operator) |  |  | Combined cycle | Pipeline Natural Gas | Diesel Oil |  | Water Injection,Overfire Air |  |  | 1989-05-01 | Operating | 1751 | HR4 (207), HR2 (103.5) | 7153 2 | 172.5
DE | Hay Road | 7153 | 5 |  | 2023 | ARP, RGGI, SIPNOX | 605947 | 3 |  | New Castle County | DE003 | 3 | Electric Utility | 39.7436 | -75.5072 | Calpine Mid-Atlantic Generation, LLC (Owner),Calpine Operating Services Company, Inc. (Operator) | Phase 2 |  | Combined cycle | Pipeline Natural Gas | Diesel Oil |  | Water Injection,Overfire Air,Selective Catalytic Reduction |  |  | 2001-04-01 | Operating | 1751 | HR8 (230), HR5 (144) | 7153 5 | 220.6667 | Y
DE | Hay Road | 7153 | 6 |  | 2023 | ARP, RGGI, SIPNOX | 605947 | 3 |  | New Castle County | DE003 | 3 | Electric Utility | 39.7436 | -75.5072 | Calpine Mid-Atlantic Generation, LLC (Owner),Calpine Operating Services Company, Inc. (Operator) | Phase 2 |  | Combined cycle | Pipeline Natural Gas | Diesel Oil |  | Water Injection,Overfire Air,Selective Catalytic Reduction |  |  | 2001-04-01 | Operating | 1751 | HR6 (144), HR8 (230) | 7153 6 | 220.6667 | Y
DE | Hay Road | 7153 | 7 |  | 2023 | ARP, RGGI, SIPNOX | 605947 | 3 |  | New Castle County | DE003 | 3 | Electric Utility | 39.7436 | -75.5072 | Calpine Mid-Atlantic Generation, LLC (Owner),Calpine Operating Services Company, Inc. (Operator) | Phase 2 |  | Combined cycle | Pipeline Natural Gas | Diesel Oil |  | Water Injection,Overfire Air,Selective Catalytic Reduction |  |  | 2001-04-01 | Operating | 2045 | HR8 (230), HR7 (144) | 7153 7 | 220.6667 | Y
DE | Hay Road | 7153 | **3 |  | 2023 | ARP, RGGI, SIPNOX | 605947 | 3 |  | New Castle County | DE003 | 3 | Electric Utility | 39.7436 | -75.5072 | Calpine Mid-Atlantic Generation, LLC (Owner),Calpine Operating Services Company, Inc. (Operator) | Phase 2 |  | Combined cycle | Pipeline Natural Gas | Diesel Oil |  | Water Injection,Overfire Air |  |  | 1990-01-01 | Operating | 1751 | HR4 (207), HR3 (103.5) | 7153 **3 | 172.5
IA | Lime Creek | 7155 | **1 |  | 2023 | ARP, CSNOX, CSOSG2, CSSO2G1 | 608055 | 7 | MAPP | Cerro Gordo County | IA033 | 33 | Electric Utility | 43.2481 | -93.2046 | Interstate Power & Light Company (Owner),Interstate Power & Light Company (Operator) | Phase 2 |  | Combustion turbine | Diesel Oil |  |  | Water Injection |  |  | 1991-05-01 | Operating | 632 | 1 (41.4) | 7155 **1 | 41.4
IA | Lime Creek | 7155 | **2 |  | 2023 | ARP, CSNOX, CSOSG2, CSSO2G1 | 608055 | 7 | MAPP | Cerro Gordo County | IA033 | 33 | Electric Utility | 43.2481 | -93.2046 | Interstate Power & Light Company (Owner),Interstate Power & Light Company (Operator) | Phase 2 |  | Combustion turbine | Diesel Oil |  |  | Water Injection |  |  | 1991-05-01 | Operating | 611.7 | 2 (41.4) | 7155 **2 | 41.4
OH | Woodsdale | 7158 | **GT1 |  | 2023 | ARP, CSNOX, CSOSG3, CSSO2G1 | 609289 | 5 | ECAR | Butler County | OH017 | 17 | Electric Utility | 39.4492 | -84.4611 | Duke Energy Kentucky, Inc. (Owner),Duke Energy Kentucky, Inc. (Operator) | Phase 2 |  | Combustion turbine | Pipeline Natural Gas | Diesel Oil |  | Water Injection |  |  | 1993-05-31 | Operating | 1314 | GT1 (81.6) | 7158 **GT1 | 81.6
OH | Woodsdale | 7158 | **GT2 |  | 2023 | ARP, CSNOX, CSOSG3, CSSO2G1 | 609289 | 5 | ECAR | Butler County | OH017 | 17 | Electric Utility | 39.4492 | -84.4611 | Duke Energy Kentucky, Inc. (Owner),Duke Energy Kentucky, Inc. (Operator) | Phase 2 |  | Combustion turbine | Pipeline Natural Gas | Diesel Oil |  | Water Injection |  |  | 1992-07-31 | Operating | 1314 | GT2 (81.6) | 7158 **GT2 | 81.6
OH | Woodsdale | 7158 | **GT3 |  | 2023 | ARP, CSNOX, CSOSG3, CSSO2G1 | 609289 | 5 | ECAR | Butler County | OH017 | 17 | Electric Utility | 39.4492 | -84.4611 | Duke Energy Kentucky, Inc. (Owner),Duke Energy Kentucky, Inc. (Operator) | Phase 2 |  | Combustion turbine | Pipeline Natural Gas | Diesel Oil |  | Water Injection |  |  | 1992-05-31 | Operating | 1314 | GT3 (81.6) | 7158 **GT3 | 81.6
OH | Woodsdale | 7158 | **GT4 |  | 2023 | ARP, CSNOX, CSOSG3, CSSO2G1 | 609289 | 5 | ECAR | Butler County | OH017 | 17 | Electric Utility | 39.4492 | -84.4611 | Duke Energy Kentucky, Inc. (Owner),Duke Energy Kentucky, Inc. (Operator) | Phase 2 |  | Combustion turbine | Pipeline Natural Gas | Diesel Oil |  | Water Injection |  |  | 1992-07-31 | Operating | 3200 | GT4 (81.6) | 7158 **GT4 | 81.6
OH | Woodsdale | 7158 | **GT5 |  | 2023 | ARP, CSNOX, CSOSG3, CSSO2G1 | 609289 | 5 | ECAR | Butler County | OH017 | 17 | Electric Utility | 39.4492 | -84.4611 | Duke Energy Kentucky, Inc. (Owner),Duke Energy Kentucky, Inc. (Operator) | Phase 2 |  | Combustion turbine | Pipeline Natural Gas | Diesel Oil |  | Water Injection |  |  | 1992-05-31 | Operating | 1314 | GT5 (81.6) | 7158 **GT5 | 81.6
OH | Woodsdale | 7158 | **GT6 |  | 2023 | ARP, CSNOX, CSOSG3, CSSO2G1 | 609289 | 5 | ECAR | Butler County | OH017 | 17 | Electric Utility | 39.4492 | -84.4611 | Duke Energy Kentucky, Inc. (Owner),Duke Energy Kentucky, Inc. (Operator) | Phase 2 |  | Combustion turbine | Pipeline Natural Gas | Diesel Oil |  | Water Injection |  |  | 1992-05-31 | Operating | 1314 | GT6 (81.6) | 7158 **GT6 | 81.6
WI | Concord | 7159 | **1 |  | 2023 | ARP, CSNOX, CSOSG3, CSSO2G1 | 605792 (Ended Oct 02, 2023), 610765 (Started Oct 02, 2023) | 5 | MAIN | Jefferson County | WI055 | 55 | Electric Utility | 43.1669 | -88.69 | Wisconsin Electric Power Company (Owner),Wisconsin Electric Power Company (Operator) | Phase 2 |  | Combustion turbine | Pipeline Natural Gas | Diesel Oil |  | Water Injection |  |  | 1993-07-07 | Operating | 1282 | 1 (95.4) | 7159 **1 | 95.4
WI | Concord | 7159 | **2 |  | 2023 | ARP, CSNOX, CSOSG3, CSSO2G1 | 605792 (Ended Oct 02, 2023), 610765 (Started Oct 02, 2023) | 5 | MAIN | Jefferson County | WI055 | 55 | Electric Utility | 43.1669 | -88.69 | Wisconsin Electric Power Company (Owner),Wisconsin Electric Power Company (Operator) | Phase 2 |  | Combustion turbine | Pipeline Natural Gas | Diesel Oil |  | Water Injection |  |  | 1993-07-07 | Operating | 1282 | 2 (95.4) | 7159 **2 | 95.4
WI | Concord | 7159 | **3 |  | 2023 | ARP, CSNOX, CSOSG3, CSSO2G1 | 605792 (Ended Oct 02, 2023), 610765 (Started Oct 02, 2023) | 5 | MAIN | Jefferson County | WI055 | 55 | Electric Utility | 43.1669 | -88.69 | Wisconsin Electric Power Company (Owner),Wisconsin Electric Power Company (Operator) | Phase 2 |  | Combustion turbine | Pipeline Natural Gas | Diesel Oil |  | Water Injection |  |  | 1994-05-24 | Operating | 1282 | 3 (95.4) | 7159 **3 | 95.4
WI | Concord | 7159 | **4 |  | 2023 | ARP, CSNOX, CSOSG3, CSSO2G1 | 605792 (Ended Oct 02, 2023), 610765 (Started Oct 02, 2023) | 5 | MAIN | Jefferson County | WI055 | 55 | Electric Utility | 43.1669 | -88.69 | Wisconsin Electric Power Company (Owner),Wisconsin Electric Power Company (Operator) | Phase 2 |  | Combustion turbine | Pipeline Natural Gas | Diesel Oil |  | Water Injection |  |  | 1994-05-25 | Operating | 1282 | 4 (95.4) | 7159 **4 | 95.4
WI | South Fond Du Lac | 7203 | **CT1 |  | 2023 | ARP, CSNOX, CSOSG3, CSSO2G1 | 608055 | 5 | MAIN | Fond du Lac County | WI039 | 39 | Electric Utility | 43.7353 | -88.4968 | Wisconsin Public Power Inc (Owner),Wisconsin Power & Light Company (Operator) | Phase 2 |  | Combustion turbine | Pipeline Natural Gas |  |  | Water Injection |  |  | 1993-05-10 | Operating | 1332 | CT1 (86) | 7203 **CT1 | 86
WI | South Fond Du Lac | 7203 | **CT2 |  | 2023 | ARP, CSNOX, CSOSG3, CSSO2G1 | 608055 | 5 | MAIN | Fond du Lac County | WI039 | 39 | Electric Utility | 43.7353 | -88.4968 | Wisconsin Power & Light Company (Owner),Wisconsin Power & Light Company (Operator) | Phase 2 |  | Combustion turbine | Pipeline Natural Gas |  |  | Water Injection |  |  | 1994-08-18 | Operating | 1332 | CT2 (86) | 7203 **CT2 | 86
WI | South Fond Du Lac | 7203 | **CT3 |  | 2023 | ARP, CSNOX, CSOSG3, CSSO2G1 | 608055 | 5 | MAIN | Fond du Lac County | WI039 | 39 | Electric Utility | 43.7353 | -88.4968 | Wisconsin Power & Light Company (Owner),Wisconsin Power & Light Company (Operator) | Phase 2 |  | Combustion turbine | Pipeline Natural Gas |  |  | Water Injection |  |  | 1994-08-18 | Operating | 1332 | CT3 (86) | 7203 **CT3 | 86
WI | South Fond Du Lac | 7203 | **CT4 |  | 2023 | ARP, CSNOX, CSOSG3, CSSO2G1 | 608055 | 5 | MAIN | Fond du Lac County | WI039 | 39 | Electric Utility | 43.7353 | -88.4968 | Wisconsin Public Power Inc (Owner),Wisconsin Power & Light Company (Operator) | Phase 2 |  | Combustion turbine | Pipeline Natural Gas |  |  | Water Injection |  |  | 1996-06-01 | Operating | 1332 | CT4 (86) | 7203 **CT4 | 86
SC | Cope Station | 7210 | COP1 |  | 2023 | ARP, CSNOX, CSSO2G2, MATS, SIPNOX | 609991 | 4 | SERC | Orangeburg County | SC075 | 75 | Electric Utility | 33.3642 | -81.03 | South Carolina Electric & Gas Company (Owner),South Carolina Electric & Gas Company (Operator) | Phase 2 | Phase 2 Group 1 | Tangentially-fired | Pipeline Natural Gas | Coal | Dry Lime FGD | Selective Catalytic Reduction,Low NOx Burner Technology w/ Separated OFA | Baghouse |  | 1996-03-01 | Operating | 4850 | ST1 (417.4) | 7210 COP1 | 417.4 | Y
VA | Darbytown Combustion Turbine | 7212 | 1 | CP0 | 2023 | CSNOX, CSOSG3, CSSO2G1, RGGI | 1525 | 3 |  | Henrico County | VA087 | 87 | Electric Utility | 37.4978 | -77.368 | Virginia Electric & Power Company (Owner),Dominion Generation (Operator) |  |  | Combustion turbine | Pipeline Natural Gas | Diesel Oil |  | Water Injection |  |  | 1990-05-01 | Operating | 1308 | 1 (92.1) | 7212 1 | 92.1
VA | Darbytown Combustion Turbine | 7212 | 2 | CP0 | 2023 | CSNOX, CSOSG3, CSSO2G1, RGGI | 1525 | 3 |  | Henrico County | VA087 | 87 | Electric Utility | 37.4978 | -77.368 | Virginia Electric & Power Company (Owner),Dominion Generation (Operator) |  |  | Combustion turbine | Pipeline Natural Gas | Diesel Oil |  | Water Injection |  |  | 1990-05-05 | Operating | 1308 | 2 (92.1) | 7212 2 | 92.1
VA | Darbytown Combustion Turbine | 7212 | 3 | CP0 | 2023 | CSNOX, CSOSG3, CSSO2G1, RGGI | 1525 | 3 |  | Henrico County | VA087 | 87 | Electric Utility | 37.4978 | -77.368 | Virginia Electric & Power Company (Owner),Dominion Generation (Operator) |  |  | Combustion turbine | Pipeline Natural Gas | Diesel Oil |  | Water Injection |  |  | 1990-04-02 | Operating | 1308 | 3 (92.1) | 7212 3 | 92.1
VA | Darbytown Combustion Turbine | 7212 | 4 | CP0 | 2023 | CSNOX, CSOSG3, CSSO2G1, RGGI | 1525 | 3 |  | Henrico County | VA087 | 87 | Electric Utility | 37.4978 | -77.368 | Virginia Electric & Power Company (Owner),Dominion Generation (Operator) |  |  | Combustion turbine | Pipeline Natural Gas | Diesel Oil |  | Water Injection |  |  | 1990-04-02 | Operating | 1308 | 4 (92.1) | 7212 4 | 92.1
VA | Clover Power Station | 7213 | 1 |  | 2023 | ARP, CSNOX, CSOSG3, CSSO2G1, MATS, RGGI | 1525 | 3 | SERC | Halifax County | VA083 | 83 | Electric Utility | 36.8692 | -78.7046 | Old Dominion Electric Cooperative (Owner),Virginia Electric & Power Company (Owner),Dominion Generation (Operator) | Phase 2 | Phase 2 Group 1 | Tangentially-fired | Coal |  | Wet Limestone | Selective Non-catalytic Reduction,Other | Baghouse,Wet Scrubber |  | 1995-01-04 | Operating | 5173 | 1 (424) | 7213 1 | 424 | Y
VA | Clover Power Station | 7213 | 2 |  | 2023 | ARP, CSNOX, CSOSG3, CSSO2G1, MATS, RGGI | 1525 | 3 | SERC | Halifax County | VA083 | 83 | Electric Utility | 36.8692 | -78.7046 | Old Dominion Electric Cooperative (Owner),Virginia Electric & Power Company (Owner),Dominion Generation (Operator) | Phase 2 | Phase 2 Group 1 | Tangentially-fired | Coal |  | Wet Limestone | Selective Non-catalytic Reduction,Other | Baghouse,Wet Scrubber |  | 1995-12-17 | Operating | 5173 | 2 (424) | 7213 2 | 424 | Y
SD | Angus Anson | 7237 | 2 |  | 2023 | ARP | 608123 | 8 | MAPP | Minnehaha County | SD099 | 99 | Electric Utility | 43.6033 | -96.6369 | Northern States Power (Xcel Energy) (Owner),Northern States Power (Xcel Energy) (Operator) | Phase 2 |  | Combustion turbine | Pipeline Natural Gas | Diesel Oil |  | Water Injection |  |  | 1994-09-23 | Operating | 1622 | 1 (105) | 7237 2 | 105
SD | Angus Anson | 7237 | 3 |  | 2023 | ARP | 608123 | 8 | MAPP | Minnehaha County | SD099 | 99 | Electric Utility | 43.6033 | -96.6369 | Northern States Power (Xcel Energy) (Owner),Northern States Power (Xcel Energy) (Operator) | Phase 2 |  | Combustion turbine | Pipeline Natural Gas | Diesel Oil |  | Water Injection |  |  | 1994-09-23 | Operating | 1629 | 2 (105) | 7237 3 | 105
SD | Angus Anson | 7237 | 4 |  | 2023 | ARP | 608123 | 8 | MAPP | Minnehaha County | SD099 | 99 | Electric Utility | 43.6033 | -96.6369 | Northern States Power (Xcel Energy) (Owner),Northern States Power (Xcel Energy) (Operator) | Phase 2 |  | Combustion turbine | Pipeline Natural Gas |  |  | Dry Low NOx Burners |  |  | 2005-04-01 | Operating | 1960 | 4 (195.7) | 7237 4 | 195.7
FL | Cane Island | 7238 | 2 |  | 2023 | ARP | 605043 (Ended Oct 04, 2023), 610800 (Started Oct 04, 2023) | 4 | FRCC | Osceola County | FL097 | 97 | Electric Utility | 28.2764 | -81.533 | Florida Municipal Power Agency (Owner),Kissimmee Utility Authority (Operator) | Phase 2 |  | Combined cycle | Pipeline Natural Gas | Diesel Oil |  | Dry Low NOx Burners,Water Injection |  |  | 1995-07-01 | Operating | 987 | 2 (80), 2A (40) | 7238 2 | 120
FL | Cane Island | 7238 | 3 |  | 2023 | ARP | 605043 (Ended Oct 04, 2023), 610800 (Started Oct 04, 2023) | 4 | FRCC | Osceola County | FL097 | 97 | Electric Utility | 28.2764 | -81.533 | Florida Municipal Power Agency (Owner),Kissimmee Utility Authority (Operator) | Phase 2 |  | Combined cycle | Pipeline Natural Gas | Diesel Oil |  | Dry Low NOx Burners,Water Injection,Selective Catalytic Reduction |  |  | 2001-01-26 | Operating | 2076 | 3A (82.5), 3 (167.5) | 7238 3 | 250 | Y
FL | Cane Island | 7238 | 4 |  | 2023 | ARP | 605043 (Ended Oct 04, 2023), 610800 (Started Oct 04, 2023) | 4 | FRCC | Osceola County | FL097 | 97 | Electric Utility | 28.2764 | -81.533 | Florida Municipal Power Agency (Owner),Kissimmee Utility Authority (Operator) | Phase 2 |  | Combined cycle | Pipeline Natural Gas |  |  | Selective Catalytic Reduction |  |  | 2011-02-07 | Operating | 2560 | 4 (180), 4A (143.5) | 7238 4 | 208.6 | Y
FL | Cane Island | 7238 | **1 |  | 2023 | ARP | 605043 (Ended Oct 04, 2023), 610800 (Started Oct 04, 2023) | 4 | FRCC | Osceola County | FL097 | 97 | Electric Utility | 28.2764 | -81.533 | Florida Municipal Power Agency (Owner),Kissimmee Utility Authority (Operator) | Phase 2 |  | Combustion turbine | Pipeline Natural Gas | Diesel Oil |  | Dry Low NOx Burners,Water Injection |  |  | 1995-03-24 | Operating | 435 | 1 (50) | 7238 **1 | 50
FL | Polk | 7242 | **1 |  | 2023 | ARP, MATS | 602607 | 4 | FRCC | Polk County | FL105 | 105 | Electric Utility | 27.7286 | -81.9897 | Tampa Electric Company (Owner),Tampa Electric Company (Operator) | Phase 2 |  | Integrated gasification combined cycle | Pipeline Natural Gas | Other Gas |  | Other |  |  | 1996-08-04 | Operating | 2100 | 1CT (190), 1CA (133.4) | 7242 **1 | 323.4
FL | Polk | 7242 | **2 |  | 2023 | ARP | 602607 | 4 | FRCC | Polk County | FL105 | 105 | Electric Utility | 27.7286 | -81.9897 | Tampa Electric Company (Owner),Tampa Electric Company (Operator) | Phase 2 |  | Combined cycle | Pipeline Natural Gas | Diesel Oil |  | Selective Catalytic Reduction,Dry Low NOx Burners,Water Injection |  |  | 2000-06-25 | Operating | 2215 | 2CC (463), 2 (165) | 7242 **2 | 280.75 | Y
FL | Polk | 7242 | **3 |  | 2023 | ARP | 602607 | 4 | FRCC | Polk County | FL105 | 105 | Electric Utility | 27.7286 | -81.9897 | Tampa Electric Company (Owner),Tampa Electric Company (Operator) | Phase 2 |  | Combined cycle | Pipeline Natural Gas | Diesel Oil |  | Selective Catalytic Reduction,Dry Low NOx Burners,Water Injection |  |  | 2002-04-24 | Operating | 2215 | 2CC (463), 3 (165) | 7242 **3 | 280.75 | Y
FL | Polk | 7242 | **4 |  | 2023 | ARP | 602607 | 4 | FRCC | Polk County | FL105 | 105 | Electric Utility | 27.7286 | -81.9897 | Tampa Electric Company (Owner),Tampa Electric Company (Operator) | Phase 2 |  | Combined cycle | Pipeline Natural Gas |  |  | Selective Catalytic Reduction,Dry Low NOx Burners |  |  | 2007-02-23 | Operating | 2215 | 4 (165), 2CC (463) | 7242 **4 | 280.75 | Y
FL | Polk | 7242 | **5 |  | 2023 | ARP | 602607 | 4 | FRCC | Polk County | FL105 | 105 | Electric Utility | 27.7286 | -81.9897 | Tampa Electric Company (Owner),Tampa Electric Company (Operator) | Phase 2 |  | Combined cycle | Pipeline Natural Gas |  |  | Selective Catalytic Reduction,Dry Low NOx Burners |  |  | 2007-04-02 | Operating | 2215 | 5 (165), 2CC (463) | 7242 **5 | 280.75 | Y
FL | Reedy Creek Central Energy Plant | 7254 | 32432 |  | 2023 | ARP | 609927 | 4 |  | Orange County | FL095 | 95 | Cogeneration | 28.4272 | -81.5803 | Reedy Creek Improvement District (Owner),Reedy Creek Energy Services, Inc. (Operator) | Phase 2 |  | Combined cycle | Pipeline Natural Gas | Diesel Oil |  | Water Injection |  |  | 1989-03-01 | Operating | 505 | GTG (61.5), STG (8.5) | 7254 32432 | 70
MI | 48th Street Peaking Station | 7258 | 9 |  | 2023 | ARP, CSNOX, CSOSG3, CSSO2G1 | 609153 | 5 |  | Allegan County | MI005 | 5 | Electric Utility | 42.7553 | -86.0853 | City of Holland (Owner),City of Holland (Operator) | Phase 2 |  | Combustion turbine | Pipeline Natural Gas |  |  | Dry Low NOx Burners |  |  | 2000-04-21 | Operating | 975 | 9 (83.5) | 7258 9 | 83.5
MI | 48th Street Peaking Station | 7258 | **7 |  | 2023 | ARP, CSNOX, CSOSG3, CSSO2G1 | 609153 | 5 |  | Allegan County | MI005 | 5 | Electric Utility | 42.7553 | -86.0853 | City of Holland (Owner),City of Holland (Operator) | Phase 2 |  | Combustion turbine | Pipeline Natural Gas | Diesel Oil |  | Water Injection |  |  | 1992-05-01 | Operating | 484 | 7 (39.1) | 7258 **7 | 39.1
MI | 48th Street Peaking Station | 7258 | **8 |  | 2023 | ARP, CSNOX, CSOSG3, CSSO2G1 | 609153 | 5 |  | Allegan County | MI005 | 5 | Electric Utility | 42.7553 | -86.0853 | City of Holland (Owner),City of Holland (Operator) | Phase 2 |  | Combustion turbine | Pipeline Natural Gas | Diesel Oil |  | Water Injection |  |  | 1992-06-01 | Operating | 484 | 8 (39.1) | 7258 **8 | 39.1
CA | Woodland Generation Station | 7266 | 1 |  | 2023 | ARP | 609951 | 9 |  | Stanislaus County | CA099 | 99 | Electric Utility | 37.6528 | -121.0172 | Modesto Irrigation District (Owner),Modesto Irrigation District (Operator) | Phase 2 |  | Combustion turbine | Pipeline Natural Gas | Diesel Oil |  | Water Injection,Selective Catalytic Reduction,Steam Injection |  |  | 1993-12-03 | Operating | 525 | NA1 (50.4) | 7266 1 | 50.4 | Y
CA | Woodland Generation Station | 7266 | 2 |  | 2023 | ARP | 609951 | 9 |  | Stanislaus County | CA099 | 99 | Electric Utility | 37.6528 | -121.0172 | Modesto Irrigation District (Owner),Modesto Irrigation District (Operator) | Phase 2 |  | Combined cycle | Pipeline Natural Gas |  |  | Water Injection,Selective Catalytic Reduction |  |  | 2003-06-06 | Operating | 525 | 3 (37.73), 2 (60.49) | 7266 2 | 98.22 | Y
WI | Paris | 7270 | **1 |  | 2023 | ARP, CSNOX, CSOSG3, CSSO2G1 | 605792 (Ended Oct 02, 2023), 610765 (Started Oct 02, 2023) | 5 | MAIN | Kenosha County | WI059 | 59 | Electric Utility | 42.6658 | -88.0131 | Wisconsin Electric Power Company (Owner),Wisconsin Electric Power Company (Operator) | Phase 2 |  | Combustion turbine | Pipeline Natural Gas |  |  | Water Injection |  |  | 1995-03-10 | Operating | 1282 | 1 (95.4) | 7270 **1 | 95.4
WI | Paris | 7270 | **2 |  | 2023 | ARP, CSNOX, CSOSG3, CSSO2G1 | 605792 (Ended Oct 02, 2023), 610765 (Started Oct 02, 2023) | 5 | MAIN | Kenosha County | WI059 | 59 | Electric Utility | 42.6658 | -88.0131 | Wisconsin Electric Power Company (Owner),Wisconsin Electric Power Company (Operator) | Phase 2 |  | Combustion turbine | Pipeline Natural Gas |  |  | Water Injection |  |  | 1995-03-20 | Operating | 1282 | 2 (95.4) | 7270 **2 | 95.4
WI | Paris | 7270 | **3 |  | 2023 | ARP, CSNOX, CSOSG3, CSSO2G1 | 605792 (Ended Oct 02, 2023), 610765 (Started Oct 02, 2023) | 5 | MAIN | Kenosha County | WI059 | 59 | Electric Utility | 42.6658 | -88.0131 | Wisconsin Electric Power Company (Owner),Wisconsin Electric Power Company (Operator) | Phase 2 |  | Combustion turbine | Pipeline Natural Gas |  |  | Water Injection |  |  | 1995-06-21 | Operating | 1282 | 3 (95.4) | 7270 **3 | 95.4
WI | Paris | 7270 | **4 |  | 2023 | ARP, CSNOX, CSOSG3, CSSO2G1 | 605792 (Ended Oct 02, 2023), 610765 (Started Oct 02, 2023) | 5 | MAIN | Kenosha County | WI059 | 59 | Electric Utility | 42.6658 | -88.0131 | Wisconsin Electric Power Company (Owner),Wisconsin Electric Power Company (Operator) | Phase 2 |  | Combustion turbine | Pipeline Natural Gas |  |  | Water Injection |  |  | 1995-06-21 | Operating | 1282 | 4 (95.4) | 7270 **4 | 95.4
NC | Lincoln Combustion Turbine | 7277 | 1 |  | 2023 | ARP, CSNOX, CSSO2G1, SIPNOX | 609197 (Ended Feb 24, 2023), 608414 (Started Feb 24, 2023) | 4 |  | Lincoln County | NC109 | 109 | Electric Utility | 35.4317 | -81.0347 | Duke Energy Corporation (Owner),Duke Energy Corporation (Operator) | Phase 2 |  | Combustion turbine | Diesel Oil | Natural Gas |  | Water Injection |  |  | 1995-05-05 | Operating | 1446 | 1 (102) | 7277 1 | 102
NC | Lincoln Combustion Turbine | 7277 | 2 |  | 2023 | ARP, CSNOX, CSSO2G1, SIPNOX | 609197 (Ended Feb 24, 2023), 608414 (Started Feb 24, 2023) | 4 |  | Lincoln County | NC109 | 109 | Electric Utility | 35.4317 | -81.0347 | Duke Energy Corporation (Owner),Duke Energy Corporation (Operator) | Phase 2 |  | Combustion turbine | Diesel Oil | Natural Gas |  | Water Injection |  |  | 1995-05-05 | Operating | 1446 | 2 (102) | 7277 2 | 102
NC | Lincoln Combustion Turbine | 7277 | 3 |  | 2023 | ARP, CSNOX, CSSO2G1, SIPNOX | 609197 (Ended Feb 24, 2023), 608414 (Started Feb 24, 2023) | 4 |  | Lincoln County | NC109 | 109 | Electric Utility | 35.4317 | -81.0347 | Duke Energy Corporation (Owner),Duke Energy Corporation (Operator) | Phase 2 |  | Combustion turbine | Diesel Oil | Natural Gas |  | Water Injection |  |  | 1995-06-01 | Operating | 1446 | 3 (102) | 7277 3 | 102
NC | Lincoln Combustion Turbine | 7277 | 4 |  | 2023 | ARP, CSNOX, CSSO2G1, SIPNOX | 609197 (Ended Feb 24, 2023), 608414 (Started Feb 24, 2023) | 4 |  | Lincoln County | NC109 | 109 | Electric Utility | 35.4317 | -81.0347 | Duke Energy Corporation (Owner),Duke Energy Corporation (Operator) | Phase 2 |  | Combustion turbine | Diesel Oil | Natural Gas |  | Water Injection |  |  | 1995-06-01 | Operating | 1446 | 4 (102) | 7277 4 | 102
NC | Lincoln Combustion Turbine | 7277 | 5 |  | 2023 | ARP, CSNOX, CSSO2G1, SIPNOX | 609197 (Ended Feb 24, 2023), 608414 (Started Feb 24, 2023) | 4 |  | Lincoln County | NC109 | 109 | Electric Utility | 35.4317 | -81.0347 | Duke Energy Corporation (Owner),Duke Energy Corporation (Operator) | Phase 2 |  | Combustion turbine | Diesel Oil | Natural Gas |  | Water Injection |  |  | 1995-07-18 | Operating | 1446 | 5 (102) | 7277 5 | 102
NC | Lincoln Combustion Turbine | 7277 | 6 |  | 2023 | ARP, CSNOX, CSSO2G1, SIPNOX | 609197 (Ended Feb 24, 2023), 608414 (Started Feb 24, 2023) | 4 |  | Lincoln County | NC109 | 109 | Electric Utility | 35.4317 | -81.0347 | Duke Energy Corporation (Owner),Duke Energy Corporation (Operator) | Phase 2 |  | Combustion turbine | Diesel Oil | Natural Gas |  | Water Injection |  |  | 1995-07-18 | Operating | 1446 | 6 (102) | 7277 6 | 102
NC | Lincoln Combustion Turbine | 7277 | 7 |  | 2023 | ARP, CSNOX, CSSO2G1, SIPNOX | 609197 (Ended Feb 24, 2023), 608414 (Started Feb 24, 2023) | 4 |  | Lincoln County | NC109 | 109 | Electric Utility | 35.4317 | -81.0347 | Duke Energy Corporation (Owner),Duke Energy Corporation (Operator) | Phase 2 |  | Combustion turbine | Diesel Oil | Natural Gas |  | Water Injection |  |  | 1995-09-01 | Operating | 1446 | 7 (102) | 7277 7 | 102
NC | Lincoln Combustion Turbine | 7277 | 8 |  | 2023 | ARP, CSNOX, CSSO2G1, SIPNOX | 609197 (Ended Feb 24, 2023), 608414 (Started Feb 24, 2023) | 4 |  | Lincoln County | NC109 | 109 | Electric Utility | 35.4317 | -81.0347 | Duke Energy Corporation (Owner),Duke Energy Corporation (Operator) | Phase 2 |  | Combustion turbine | Diesel Oil | Natural Gas |  | Water Injection |  |  | 1995-09-01 | Operating | 1446 | 8 (102) | 7277 8 | 102
NC | Lincoln Combustion Turbine | 7277 | 9 |  | 2023 | ARP, CSNOX, CSSO2G1, SIPNOX | 609197 (Ended Feb 24, 2023), 608414 (Started Feb 24, 2023) | 4 |  | Lincoln County | NC109 | 109 | Electric Utility | 35.4317 | -81.0347 | Duke Energy Corporation (Owner),Duke Energy Corporation (Operator) | Phase 2 |  | Combustion turbine | Diesel Oil | Natural Gas |  | Water Injection |  |  | 1995-11-01 | Operating | 1446 | 9 (102) | 7277 9 | 102
NC | Lincoln Combustion Turbine | 7277 | 10 |  | 2023 | ARP, CSNOX, CSSO2G1, SIPNOX | 609197 (Ended Feb 24, 2023), 608414 (Started Feb 24, 2023) | 4 |  | Lincoln County | NC109 | 109 | Electric Utility | 35.4317 | -81.0347 | Duke Energy Corporation (Owner),Duke Energy Corporation (Operator) | Phase 2 |  | Combustion turbine | Diesel Oil | Natural Gas |  | Water Injection |  |  | 1995-11-01 | Operating | 1446 | 10 (102) | 7277 10 | 102
NC | Lincoln Combustion Turbine | 7277 | 11 |  | 2023 | ARP, CSNOX, CSSO2G1, SIPNOX | 609197 (Ended Feb 24, 2023), 608414 (Started Feb 24, 2023) | 4 |  | Lincoln County | NC109 | 109 | Electric Utility | 35.4317 | -81.0347 | Duke Energy Corporation (Owner),Duke Energy Corporation (Operator) | Phase 2 |  | Combustion turbine | Diesel Oil | Natural Gas |  | Water Injection |  |  | 1995-11-01 | Operating | 1446 | 11 (102) | 7277 11 | 102
NC | Lincoln Combustion Turbine | 7277 | 12 |  | 2023 | ARP, CSNOX, CSSO2G1, SIPNOX | 609197 (Ended Feb 24, 2023), 608414 (Started Feb 24, 2023) | 4 |  | Lincoln County | NC109 | 109 | Electric Utility | 35.4317 | -81.0347 | Duke Energy Corporation (Owner),Duke Energy Corporation (Operator) | Phase 2 |  | Combustion turbine | Diesel Oil | Natural Gas |  | Water Injection |  |  | 1995-12-01 | Operating | 1446 | 12 (102) | 7277 12 | 102
NC | Lincoln Combustion Turbine | 7277 | 13 |  | 2023 | ARP, CSNOX, CSSO2G1, SIPNOX | 609197 (Ended Feb 24, 2023), 608414 (Started Feb 24, 2023) | 4 |  | Lincoln County | NC109 | 109 | Electric Utility | 35.4317 | -81.0347 | Duke Energy Corporation (Owner),Duke Energy Corporation (Operator) | Phase 2 |  | Combustion turbine | Diesel Oil | Natural Gas |  | Water Injection |  |  | 1996-02-01 | Operating | 1446 | 13 (102) | 7277 13 | 102
NC | Lincoln Combustion Turbine | 7277 | 14 |  | 2023 | ARP, CSNOX, CSSO2G1, SIPNOX | 609197 (Ended Feb 24, 2023), 608414 (Started Feb 24, 2023) | 4 |  | Lincoln County | NC109 | 109 | Electric Utility | 35.4317 | -81.0347 | Duke Energy Corporation (Owner),Duke Energy Corporation (Operator) | Phase 2 |  | Combustion turbine | Diesel Oil | Natural Gas |  | Water Injection |  |  | 1996-02-01 | Operating | 1446 | 14 (102) | 7277 14 | 102
NC | Lincoln Combustion Turbine | 7277 | 15 |  | 2023 | ARP, CSNOX, CSSO2G1, SIPNOX | 609197 (Ended Feb 24, 2023), 608414 (Started Feb 24, 2023) | 4 |  | Lincoln County | NC109 | 109 | Electric Utility | 35.4317 | -81.0347 | Duke Energy Corporation (Owner),Duke Energy Corporation (Operator) | Phase 2 |  | Combustion turbine | Diesel Oil | Natural Gas |  | Water Injection |  |  | 1996-03-01 | Operating | 1446 | 15 (102) | 7277 15 | 102
NC | Lincoln Combustion Turbine | 7277 | 16 |  | 2023 | ARP, CSNOX, CSSO2G1, SIPNOX | 609197 (Ended Feb 24, 2023), 608414 (Started Feb 24, 2023) | 4 |  | Lincoln County | NC109 | 109 | Electric Utility | 35.4317 | -81.0347 | Duke Energy Corporation (Owner),Duke Energy Corporation (Operator) | Phase 2 |  | Combustion turbine | Diesel Oil | Natural Gas |  | Water Injection |  |  | 1996-03-01 | Operating | 1446 | 16 (102) | 7277 16 | 102
NC | Lincoln Combustion Turbine | 7277 | 17 |  | 2023 | ARP, CSNOX, CSSO2G1 | 609197 (Ended Feb 24, 2023), 608414 (Started Feb 24, 2023) | 4 |  | Lincoln County | NC109 | 109 | Electric Utility | 35.4317 | -81.0347 | Duke Energy Corporation (Owner),Duke Energy Corporation (Operator) | Phase 2 |  | Combustion turbine | Natural Gas | Diesel Oil |  | Dry Low NOx Burners,Selective Catalytic Reduction |  |  | 2020-05-08 | Operating | 3915 | 17 (571) | 7277 17 | 571 | Y
NJ | Sherman Avenue | 7288 | 1 |  | 2023 | ARP, CSNOX, CSOSG3, CSSO2G1, RGGI | 1277 | 2 | MAAC | Cumberland County | NJ011 | 11 | Electric Utility | 39.451 | -75.0578 | Calpine New Jersey Generation, LLC (Owner),Calpine Operating Services Company, Inc. (Operator) | Phase 2 |  | Combustion turbine | Pipeline Natural Gas | Diesel Oil |  | Water Injection |  |  | 1991-05-01 | Operating | 1210 | SHER (112.8) | 7288 1 | 112.8
MO | State Line (MO) | 7296 | 1 |  | 2023 | ARP, CSNOX, CSOSG2, CSSO2G1 | 609869 (Ended Dec 19, 2023), 610864 (Started Dec 19, 2023) | 7 |  | Jasper County | MO097 | 97 | Electric Utility | 37.0659 | -94.614 | Empire District Electric Company (Owner),Empire District Electric Company (Operator) | Phase 2 |  | Combustion turbine | Pipeline Natural Gas | Diesel Oil |  | Dry Low NOx Burners,Water Injection |  |  | 2000-01-01 | Operating | 1350 | 1 (123) | 7296 1 | 123
MO | State Line (MO) | 7296 | 2024-02-01 |  | 2023 | ARP, CSNOX, CSOSG2, CSSO2G1 | 609869 (Ended Dec 19, 2023), 610864 (Started Dec 19, 2023) | 7 |  | Jasper County | MO097 | 97 | Electric Utility | 37.0659 | -94.614 | Empire District Electric Company (Owner),Westar Energy, Inc. (Owner),Empire District Electric Company (Operator) | Phase 2 |  | Combined cycle | Pipeline Natural Gas |  |  | Selective Catalytic Reduction |  |  | 2000-09-01 | Operating | 2045 | 2-1 (181), 2-3 (206.5) | 7296 45323 | 284.25 | Y
MO | State Line (MO) | 7296 | 2024-02-02 |  | 2023 | ARP, CSNOX, CSOSG2, CSSO2G1 | 609869 (Ended Dec 19, 2023), 610864 (Started Dec 19, 2023) | 7 |  | Jasper County | MO097 | 97 | Electric Utility | 37.0659 | -94.614 | Empire District Electric Company (Owner),Westar Energy, Inc. (Owner),Empire District Electric Company (Operator) | Phase 2 |  | Combined cycle | Pipeline Natural Gas |  |  | Selective Catalytic Reduction |  |  | 2000-01-01 | Operating | 2045 | 2-2 (180), 2-3 (206.5) | 7296 45324 | 284.25 | Y
FL | Hines Energy Complex | 7302 | 1A |  | 2023 | ARP | 610088 | 4 | FRCC | Polk County | FL105 | 105 | Electric Utility | 27.7886 | -81.8694 | Duke Energy Florida, LLC (Owner),Duke Energy Florida, LLC (Operator) | Phase 2 |  | Combined cycle | Pipeline Natural Gas | Diesel Oil |  | Dry Low NOx Burners,Selective Catalytic Reduction |  |  | 1998-08-13 | Operating | 2050 | 1ST (199.8), 1GT (173.4) | 7302 1A | 273.3 | Y
FL | Hines Energy Complex | 7302 | 1B |  | 2023 | ARP | 610088 | 4 | FRCC | Polk County | FL105 | 105 | Electric Utility | 27.7886 | -81.8694 | Duke Energy Florida, LLC (Owner),Duke Energy Florida, LLC (Operator) | Phase 2 |  | Combined cycle | Pipeline Natural Gas | Diesel Oil |  | Dry Low NOx Burners,Selective Catalytic Reduction |  |  | 1998-08-09 | Operating | 2050 | 1GT2 (173.4), 1ST (199.8) | 7302 1B | 273.3 | Y
FL | Hines Energy Complex | 7302 | 2A |  | 2023 | ARP | 610088 | 4 | FRCC | Polk County | FL105 | 105 | Electric Utility | 27.7886 | -81.8694 | Duke Energy Florida, LLC (Owner),Duke Energy Florida, LLC (Operator) | Phase 2 |  | Combined cycle | Pipeline Natural Gas | Diesel Oil |  | Dry Low NOx Burners,Water Injection,Selective Catalytic Reduction |  |  | 2003-08-17 | Operating | 2100 | 2ST (190), 2GT (190) | 7302 2A | 285 | Y
FL | Hines Energy Complex | 7302 | 2B |  | 2023 | ARP | 610088 | 4 | FRCC | Polk County | FL105 | 105 | Electric Utility | 27.7886 | -81.8694 | Duke Energy Florida, LLC (Owner),Duke Energy Florida, LLC (Operator) | Phase 2 |  | Combined cycle | Pipeline Natural Gas | Diesel Oil |  | Dry Low NOx Burners,Water Injection,Selective Catalytic Reduction |  |  | 2003-08-19 | Operating | 2100 | 2GT2 (190), 2ST (190) | 7302 2B | 285 | Y
FL | Hines Energy Complex | 7302 | 3A |  | 2023 | ARP | 610088 | 4 | FRCC | Polk County | FL105 | 105 | Electric Utility | 27.7886 | -81.8694 | Duke Energy Florida, LLC (Owner),Duke Energy Florida, LLC (Operator) | Phase 2 |  | Combined cycle | Pipeline Natural Gas | Diesel Oil |  | Dry Low NOx Burners,Water Injection,Selective Catalytic Reduction |  |  | 2005-08-11 | Operating | 2155 | 3ST (190), 3GT (207) | 7302 3A | 302 | Y
FL | Hines Energy Complex | 7302 | 3B |  | 2023 | ARP | 610088 | 4 | FRCC | Polk County | FL105 | 105 | Electric Utility | 27.7886 | -81.8694 | Duke Energy Florida, LLC (Owner),Duke Energy Florida, LLC (Operator) | Phase 2 |  | Combined cycle | Pipeline Natural Gas | Diesel Oil |  | Dry Low NOx Burners,Water Injection,Selective Catalytic Reduction |  |  | 2005-08-12 | Operating | 2155 | 3GT2 (207), 3ST (190) | 7302 3B | 302 | Y
FL | Hines Energy Complex | 7302 | 4A |  | 2023 | ARP | 610088 | 4 | FRCC | Polk County | FL105 | 105 | Electric Utility | 27.7886 | -81.8694 | Duke Energy Florida, LLC (Owner),Duke Energy Florida, LLC (Operator) | Phase 2 |  | Combined cycle | Pipeline Natural Gas | Diesel Oil |  | Dry Low NOx Burners,Water Injection,Selective Catalytic Reduction |  |  | 2007-09-09 | Operating | 2122 | 4GT (170), 4ST (190) | 7302 4A | 265 | Y
FL | Hines Energy Complex | 7302 | 4B |  | 2023 | ARP | 610088 | 4 | FRCC | Polk County | FL105 | 105 | Electric Utility | 27.7886 | -81.8694 | Duke Energy Florida, LLC (Owner),Duke Energy Florida, LLC (Operator) | Phase 2 |  | Combined cycle | Pipeline Natural Gas | Diesel Oil |  | Dry Low NOx Burners,Water Injection,Selective Catalytic Reduction |  |  | 2007-09-06 | Operating | 2122 | 4ST (190), 4GT2 (170) | 7302 4B | 265 | Y
CA | Redding Power Plant | 7307 | 5 |  | 2023 | ARP | 608776 | 9 |  | Shasta County | CA089 | 89 | Electric Utility | 40.5083 | -122.4253 | Redding Electric Utility (Owner),Redding Electric Utility (Operator) | Phase 2 |  | Combined cycle | Pipeline Natural Gas |  |  | Other |  |  | 2002-06-01 | Operating | 508.5 | 5 (50) | 7307 5 | 50
CA | Redding Power Plant | 7307 | 6 |  | 2023 | ARP | 608776 | 9 |  | Shasta County | CA089 | 89 | Electric Utility | 40.5083 | -122.4253 | Redding Electric Utility (Owner),Redding Electric Utility (Operator) | Phase 2 |  | Combustion turbine | Pipeline Natural Gas |  |  | Other |  |  | 2010-11-12 | Operating | 508 | 6 (50) | 7307 6 | 50
NY | Richard M Flynn (Holtsville) | 7314 | 1 |  | 2023 | ARP, CSNOX, CSOSG3, CSSO2G1, RGGI | 605253 | 2 | NPCC | Suffolk County | NY103 | 103 | Electric Utility | 40.8153 | -73.0644 | New York Power Authority (Owner),New York Power Authority (Operator) | Phase 2 |  | Combined cycle | Pipeline Natural Gas | Diesel Oil |  | Dry Low NOx Burners |  |  | 1994-04-01 | Operating | 1325 | NA1 (108), NA2 (56) | 7314 1 | 164
CA | Almond Power Plant | 7315 | 1 |  | 2023 | ARP | 609358 | 9 | WECC | Stanislaus County | CA099 | 99 | Electric Utility | 37.5739 | -120.9854 | Turlock Irrigation District (Owner),Turlock Irrigation District (Operator) | Phase 2 |  | Combustion turbine | Pipeline Natural Gas |  |  | Selective Catalytic Reduction,Steam Injection |  |  | 1996-04-08 | Operating | 459 | 1 (55) | 7315 1 | 55 | Y
CA | Almond Power Plant | 7315 | 2 |  | 2023 | ARP | 609358 | 9 | WECC | Stanislaus County | CA099 | 99 | Electric Utility | 37.5739 | -120.9854 | Turlock Irrigation District (Owner),Turlock Irrigation District (Operator) | Phase 2 |  | Combustion turbine | Pipeline Natural Gas |  |  | Water Injection,Selective Catalytic Reduction |  |  | 2012-05-11 | Operating | 501.1 | 2 (54) | 7315 2 | 54 | Y
CA | Almond Power Plant | 7315 | 3 |  | 2023 | ARP | 609358 | 9 | WECC | Stanislaus County | CA099 | 99 | Electric Utility | 37.5739 | -120.9854 | Turlock Irrigation District (Owner),Turlock Irrigation District (Operator) | Phase 2 |  | Combustion turbine | Pipeline Natural Gas |  |  | Water Injection,Selective Catalytic Reduction |  |  | 2012-05-03 | Operating | 501.1 | 3 (54) | 7315 3 | 54 | Y
CA | Almond Power Plant | 7315 | 4 |  | 2023 | ARP | 609358 | 9 | WECC | Stanislaus County | CA099 | 99 | Electric Utility | 37.5739 | -120.9854 | Turlock Irrigation District (Owner),Turlock Irrigation District (Operator) | Phase 2 |  | Combustion turbine | Pipeline Natural Gas |  |  | Water Injection,Selective Catalytic Reduction |  |  | 2012-04-29 | Operating | 501.1 | 4 (54) | 7315 4 | 54 | Y
DE | Van Sant | 7318 | **11 |  | 2023 | ARP, RGGI, SIPNOX | 609861 | 3 | MAAC | Kent County | DE001 | 1 | Electric Utility | 39.15 | -75.5466 | City of Dover (Owner),City of Dover (Operator) | Phase 2 |  | Combustion turbine | Pipeline Natural Gas | Diesel Oil |  | Water Injection |  |  | 1991-06-01 | Operating | 572 | 1 (45.1) | 7318 **11 | 45.1
TX | San Jacinto Steam Electric Station | 7325 | SJS1 | CP1 | 2023 | ARP, CSOSG2 | 602998 | 6 | ERCOT | Harris County | TX201 | 201 | Electric Utility | 29.6967 | -95.0411 | NRG Energy, Inc (Owner),NRG Energy, Inc (Operator) | Phase 2 |  | Combustion turbine | Pipeline Natural Gas |  |  | Dry Low NOx Burners,Water Injection |  |  | 1995-04-21 | Operating | 2000 | 1 (88.2) | 7325 SJS1 | 88.2
TX | San Jacinto Steam Electric Station | 7325 | SJS2 | CP1 | 2023 | ARP, CSOSG2 | 602998 | 6 | ERCOT | Harris County | TX201 | 201 | Electric Utility | 29.6967 | -95.0411 | NRG Energy, Inc (Owner),NRG Energy, Inc (Operator) | Phase 2 |  | Combustion turbine | Pipeline Natural Gas |  |  | Dry Low NOx Burners,Water Injection |  |  | 1995-04-21 | Operating | 2000 | 2 (88.2) | 7325 SJS2 | 88.2
IN | Richmond (IN) | 7335 | RCT1 |  | 2023 | ARP, CSNOX, CSOSG3, CSSO2G1 | 2453 (Ended Jan 31, 2023), 610360 (Started Jan 31, 2023) | 5 |  | Wayne County | IN177 | 177 | Electric Utility | 39.8383 | -84.9665 | Indiana Municipal Power Agency (Owner),Indiana Municipal Power Agency (Operator) | Phase 2 |  | Combustion turbine | Pipeline Natural Gas | Diesel Oil |  | Water Injection |  |  | 1992-05-01 | Operating | 560 | RCT1 (38.7) | 7335 RCT1 | 38.7
IN | Richmond (IN) | 7335 | RCT2 |  | 2023 | ARP, CSNOX, CSOSG3, CSSO2G1 | 2453 (Ended Jan 31, 2023), 610360 (Started Jan 31, 2023) | 5 |  | Wayne County | IN177 | 177 | Electric Utility | 39.8383 | -84.9665 | Indiana Municipal Power Agency (Owner),Indiana Municipal Power Agency (Operator) | Phase 2 |  | Combustion turbine | Pipeline Natural Gas | Diesel Oil |  | Water Injection |  |  | 1992-05-01 | Operating | 560 | RCT2 (38.7) | 7335 RCT2 | 38.7
IN | Anderson | 7336 | ACT1 |  | 2023 | ARP, CSNOX, CSOSG3, CSSO2G1 | 2453 (Ended Jan 31, 2023), 610360 (Started Jan 31, 2023) | 5 | ECAR | Madison County | IN095 | 95 | Electric Utility | 40.0529 | -85.7389 | Indiana Municipal Power Agency (Owner),Indiana Municipal Power Agency (Operator) | Phase 2 |  | Combustion turbine | Pipeline Natural Gas | Diesel Oil |  | Water Injection |  |  | 1992-06-01 | Operating | 560 | ACT1 (38.7) | 7336 ACT1 | 38.7
IN | Anderson | 7336 | ACT2 |  | 2023 | ARP, CSNOX, CSOSG3, CSSO2G1 | 2453 (Ended Jan 31, 2023), 610360 (Started Jan 31, 2023) | 5 | ECAR | Madison County | IN095 | 95 | Electric Utility | 40.0529 | -85.7389 | Indiana Municipal Power Agency (Owner),Indiana Municipal Power Agency (Operator) | Phase 2 |  | Combustion turbine | Pipeline Natural Gas | Diesel Oil |  | Water Injection |  |  | 1992-10-01 | Operating | 560 | ACT2 (38.7) | 7336 ACT2 | 38.7
IN | Anderson | 7336 | ACT3 |  | 2023 | ARP, CSNOX, CSOSG3, CSSO2G1 | 2453 (Ended Jan 31, 2023), 610360 (Started Jan 31, 2023) | 5 | ECAR | Madison County | IN095 | 95 | Electric Utility | 40.0529 | -85.7389 | Indiana Municipal Power Agency (Owner),Indiana Municipal Power Agency (Operator) | Phase 2 |  | Combustion turbine | Pipeline Natural Gas | Diesel Oil |  | Dry Low NOx Burners,Water Injection |  |  | 2004-03-09 | Operating | 1103.8 | ACT3 (84) | 7336 ACT3 | 84
IA | George Neal South | 7343 | 4 |  | 2023 | ARP, CSNOX, CSOSG2, CSSO2G1, MATS | 609505 (Ended May 19, 2023), 610382 (Started May 19, 2023) | 7 | MAPP | Woodbury County | IA193 | 193 | Electric Utility | 42.3022 | -96.3622 | Algona Municipal Utilities (Owner),Bancroft Municipal Utilities (Owner),Corn Belt Power Cooperative (Owner),Graettinger Municipal Utilities (Owner),Laurens Municipal Light & Power (Owner),MidAmerican Energy Company (Owner),Milford Municipal Utilities (Owner),Northwest Iowa Power Cooperative (Owner),Spencer Municipal Utilities (Owner),Webster City Light & Power (Owner),Cedar Falls Utilities (Owner),NorthWestern Energy (Owner),Coon Rapids Municipal Utilities (Owner),Alliant Energy - Interstate Power & Light (Owner),MidAmerican Energy Company (Operator) | Phase 2 | Early Election | Dry bottom wall-fired boiler | Coal | Diesel Oil | Dry Lime FGD | Low NOx Burner Technology w/ Overfire Air,Selective Non-catalytic Reduction | Baghouse,Electrostatic Precipitator |  | 1979-07-01 | Operating | 7400 | 4 (639.9) | 7343 4 | 639.9 | Y
FL | University of Florida | 7345 | 1 |  | 2023 | ARP | 610088 | 4 | FRCC | Alachua County | FL001 | 1 | Cogeneration | 29.6397 | -82.3486 | Duke Energy Florida, LLC (Owner),Duke Energy Florida, LLC (Operator) | Phase 2 |  | Combined cycle | Pipeline Natural Gas |  |  | Steam Injection |  |  | 1993-12-17 | Operating | 586 | P1 (43) | 7345 1 | 43
GA | Robins | 7348 | CT1 |  | 2023 | ARP, CSNOX, CSOSG1, CSSO2G2 | 609716 (Ended May 09, 2023), 610669 (Started May 09, 2023) | 4 | SERC | Houston County | GA153 | 153 | Electric Utility | 32.5806 | -83.5831 | Georgia Power Company (Owner),Georgia Power Company (Operator) | Phase 2 |  | Combustion turbine | Pipeline Natural Gas | Diesel Oil |  | Water Injection |  |  | 1995-05-17 | Operating | 1155 | 1 (91.9) | 7348 CT1 | 91.9
GA | Robins | 7348 | CT2 |  | 2023 | ARP, CSNOX, CSOSG1, CSSO2G2 | 609716 (Ended May 09, 2023), 610669 (Started May 09, 2023) | 4 | SERC | Houston County | GA153 | 153 | Electric Utility | 32.5806 | -83.5831 | Georgia Power Company (Owner),Georgia Power Company (Operator) | Phase 2 |  | Combustion turbine | Pipeline Natural Gas | Diesel Oil |  | Water Injection |  |  | 1995-05-24 | Operating | 1155 | 2 (91.9) | 7348 CT2 | 91.9
OR | Coyote Springs | 7350 | CTG1 |  | 2023 | ARP | 608084 (Ended Oct 04, 2023), 610795 (Started Oct 04, 2023) | 10 |  | Morrow County | OR049 | 49 | Electric Utility | 45.8486 | -119.6744 | Portland General Electric Company (Owner),Portland General Electric Company (Operator) | Phase 2 |  | Combined cycle | Pipeline Natural Gas | Diesel Oil |  | Water Injection,Dry Low NOx Burners,Selective Catalytic Reduction |  |  | 1995-11-26 | Operating | 2000 | 2 (80.6), 1 (185.8) | 7350 CTG1 | 266.4 | Y
OR | Coyote Springs | 7350 | CTG2 |  | 2023 | ARP | 608084 (Ended Oct 04, 2023), 610795 (Started Oct 04, 2023) | 10 |  | Morrow County | OR049 | 49 | Electric Utility | 45.8486 | -119.6744 | Avista Corporation (Owner),Portland General Electric Company (Operator) | Phase 2 |  | Combined cycle | Pipeline Natural Gas |  |  | Dry Low NOx Burners,Selective Catalytic Reduction |  |  | 2003-06-03 | Operating | 2250 | CT2 (170), ST2 (117) | 7350 CTG2 | 287 | Y
FL | Midulla Generating Station | 7380 | 1 |  | 2023 | ARP | 609539 | 4 |  | Hardee County | FL049 | 49 | Electric Utility | 27.6417 | -81.9625 | Seminole Electric Cooperative, Inc. (Owner),Seminole Electric Cooperative, Inc. (Operator) | Phase 2 |  | Combined cycle | Pipeline Natural Gas | Diesel Oil |  | Dry Low NOx Burners,Water Injection,Selective Catalytic Reduction |  |  | 2001-09-13 | Operating | 2235 | CT1 (157.5), ST3 (189) | 7380 1 | 252 | Y
FL | Midulla Generating Station | 7380 | 2 |  | 2023 | ARP | 609539 | 4 |  | Hardee County | FL049 | 49 | Electric Utility | 27.6417 | -81.9625 | Seminole Electric Cooperative, Inc. (Owner),Seminole Electric Cooperative, Inc. (Operator) | Phase 2 |  | Combined cycle | Pipeline Natural Gas | Diesel Oil |  | Dry Low NOx Burners,Water Injection,Selective Catalytic Reduction |  |  | 2001-09-16 | Operating | 2235 | CT2 (157.5), ST3 (189) | 7380 2 | 252 | Y
FL | Midulla Generating Station | 7380 | 4A |  | 2023 | ARP | 609539 | 4 |  | Hardee County | FL049 | 49 | Electric Utility | 27.6417 | -81.9625 | Seminole Electric Cooperative, Inc. (Owner),Seminole Electric Cooperative, Inc. (Operator) | Phase 2 |  | Combustion turbine | Pipeline Natural Gas | Diesel Oil |  | Dry Low NOx Burners,Water Injection |  |  | 2006-09-04 | Operating | 572 | GT4 (60) | 7380 4A | 60
FL | Midulla Generating Station | 7380 | 4B |  | 2023 | ARP | 609539 | 4 |  | Hardee County | FL049 | 49 | Electric Utility | 27.6417 | -81.9625 | Seminole Electric Cooperative, Inc. (Owner),Seminole Electric Cooperative, Inc. (Operator) | Phase 2 |  | Combustion turbine | Pipeline Natural Gas | Diesel Oil |  | Dry Low NOx Burners,Water Injection |  |  | 2006-09-04 | Operating | 572 | GT4 (60) | 7380 4B | 60
FL | Midulla Generating Station | 7380 | 5A |  | 2023 | ARP | 609539 | 4 |  | Hardee County | FL049 | 49 | Electric Utility | 27.6417 | -81.9625 | Seminole Electric Cooperative, Inc. (Owner),Seminole Electric Cooperative, Inc. (Operator) | Phase 2 |  | Combustion turbine | Pipeline Natural Gas | Diesel Oil |  | Dry Low NOx Burners,Water Injection |  |  | 2006-09-01 | Operating | 572 | GT5 (60) | 7380 5A | 60
FL | Midulla Generating Station | 7380 | 5B |  | 2023 | ARP | 609539 | 4 |  | Hardee County | FL049 | 49 | Electric Utility | 27.6417 | -81.9625 | Seminole Electric Cooperative, Inc. (Owner),Seminole Electric Cooperative, Inc. (Operator) | Phase 2 |  | Combustion turbine | Pipeline Natural Gas | Diesel Oil |  | Dry Low NOx Burners,Water Injection |  |  | 2006-09-01 | Operating | 572 | GT5 (60) | 7380 5B | 60
FL | Midulla Generating Station | 7380 | 6A |  | 2023 | ARP | 609539 | 4 |  | Hardee County | FL049 | 49 | Electric Utility | 27.6417 | -81.9625 | Seminole Electric Cooperative, Inc. (Owner),Seminole Electric Cooperative, Inc. (Operator) | Phase 2 |  | Combustion turbine | Pipeline Natural Gas | Diesel Oil |  | Dry Low NOx Burners,Water Injection |  |  | 2006-08-10 | Operating | 572 | GT6 (60) | 7380 6A | 60
FL | Midulla Generating Station | 7380 | 6B |  | 2023 | ARP | 609539 | 4 |  | Hardee County | FL049 | 49 | Electric Utility | 27.6417 | -81.9625 | Seminole Electric Cooperative, Inc. (Owner),Seminole Electric Cooperative, Inc. (Operator) | Phase 2 |  | Combustion turbine | Pipeline Natural Gas | Diesel Oil |  | Dry Low NOx Burners,Water Injection |  |  | 2006-08-10 | Operating | 572 | GT6 (60) | 7380 6B | 60
FL | Midulla Generating Station | 7380 | 7A |  | 2023 | ARP | 609539 | 4 |  | Hardee County | FL049 | 49 | Electric Utility | 27.6417 | -81.9625 | Seminole Electric Cooperative, Inc. (Owner),Seminole Electric Cooperative, Inc. (Operator) | Phase 2 |  | Combustion turbine | Pipeline Natural Gas | Diesel Oil |  | Dry Low NOx Burners,Water Injection |  |  | 2006-08-09 | Operating | 572 | GT7 (60) | 7380 7A | 60
FL | Midulla Generating Station | 7380 | 7B |  | 2023 | ARP | 609539 | 4 |  | Hardee County | FL049 | 49 | Electric Utility | 27.6417 | -81.9625 | Seminole Electric Cooperative, Inc. (Owner),Seminole Electric Cooperative, Inc. (Operator) | Phase 2 |  | Combustion turbine | Pipeline Natural Gas | Diesel Oil |  | Dry Low NOx Burners,Water Injection |  |  | 2006-08-09 | Operating | 572 | GT7 (60) | 7380 7B | 60
FL | Midulla Generating Station | 7380 | 8A |  | 2023 | ARP | 609539 | 4 |  | Hardee County | FL049 | 49 | Electric Utility | 27.6417 | -81.9625 | Seminole Electric Cooperative, Inc. (Owner),Seminole Electric Cooperative, Inc. (Operator) | Phase 2 |  | Combustion turbine | Pipeline Natural Gas | Diesel Oil |  | Dry Low NOx Burners,Water Injection |  |  | 2006-09-11 | Operating | 572 | GT8 (60) | 7380 8A | 60
FL | Midulla Generating Station | 7380 | 8B |  | 2023 | ARP | 609539 | 4 |  | Hardee County | FL049 | 49 | Electric Utility | 27.6417 | -81.9625 | Seminole Electric Cooperative, Inc. (Owner),Seminole Electric Cooperative, Inc. (Operator) | Phase 2 |  | Combustion turbine | Pipeline Natural Gas | Diesel Oil |  | Dry Low NOx Burners,Water Injection |  |  | 2006-09-11 | Operating | 572 | GT8 (60) | 7380 8B | 60
IL | Interstate | 7425 | 1 |  | 2023 | ARP, CSNOX, CSOSG3, CSSO2G1 | 602221 | 5 |  | Sangamon County | IL167 | 167 | Electric Utility | 39.8233 | -89.5888 | City of Springfield, IL (Owner),City of Springfield, IL (Operator) | Phase 2 |  | Combustion turbine | Pipeline Natural Gas | Diesel Oil |  | Water Injection |  |  | 1997-09-01 | Operating | 1370 | 1 (138.6) | 7425 1 | 138.6
CA | NCPA Combustion Turbine Project #2 | 7449 | NA1 |  | 2023 | ARP | 602222 (Ended Jan 26, 2023), 609556 (Started Jan 26, 2023) | 9 |  | San Joaquin County | CA077 | 77 | Electric Utility | 38.088 | -121.3871 | Northern California Power Agency (Owner),Northern California Power Agency (Operator) | Phase 2 |  | Combustion turbine | Pipeline Natural Gas |  |  | Selective Catalytic Reduction |  |  | 1996-04-01 | Operating | 463 | NA1 (50) | 7449 NA1 | 50 | Y
ID | Rathdrum Combustion Turbine Project | 7456 | 1 |  | 2023 | ARP | 609357 | 10 | WECC | Kootenai County | ID055 | 55 | Electric Utility | 47.8034 | -116.869 | Avista Corporation (Owner),Avista Corporation (Operator) | Phase 2 |  | Combustion turbine | Pipeline Natural Gas |  |  | Dry Low NOx Burners |  |  | 1995-01-01 | Operating | 1200 | 1 (83.5) | 7456 1 | 83.5
ID | Rathdrum Combustion Turbine Project | 7456 | 2 |  | 2023 | ARP | 609357 | 10 | WECC | Kootenai County | ID055 | 55 | Electric Utility | 47.8034 | -116.869 | Avista Corporation (Owner),Avista Corporation (Operator) | Phase 2 |  | Combustion turbine | Pipeline Natural Gas |  |  | Dry Low NOx Burners |  |  | 1995-01-01 | Operating | 1200 | 2 (83.5) | 7456 2 | 83.5
WY | Neil Simpson II | 7504 | 1 |  | 2023 | ARP, MATS | 609425 (Ended Jul 13, 2023), 610712 (Started Jul 13, 2023) | 8 | WECC | Campbell County | WY005 | 5 | Electric Utility | 44.2853 | -105.3841 | Black Hills Power, Inc (Owner),Black Hills Power, Inc (Operator) | Phase 2 |  | Dry bottom wall-fired boiler | Coal |  | Dry Lime FGD | Low NOx Burner Technology w/ Overfire Air | Electrostatic Precipitator | Other (Non PAC) Sorbent Injection | 1995-06-15 | Operating | 1300 | 2 (100) | 7504 1 | 100
WY | Neil Simpson II | 7504 | CT1 |  | 2023 | ARP | 609425 (Ended Jul 13, 2023), 610712 (Started Jul 13, 2023) | 8 | WECC | Campbell County | WY005 | 5 | Electric Utility | 44.2853 | -105.3841 | Black Hills Power, Inc (Owner),Black Hills Power, Inc (Operator) | Phase 2 |  | Combustion turbine | Pipeline Natural Gas |  |  | Dry Low NOx Burners |  |  | 2000-06-15 | Operating | 393 | GT1 (40) | 7504 CT1 | 40
KS | McPherson Municipal Power Plant #3 | 7515 | 1 |  | 2023 | ARP, CSNOX, CSOSG2, CSSO2G2 | 610198 | 7 | SPP | McPherson County | KS113 | 113 | Electric Utility | 38.3864 | -97.61 | McPherson Board of Public Utilities (Owner),McPherson Board of Public Utilities (Operator) | Phase 2 |  | Combustion turbine | Pipeline Natural Gas | Diesel Oil |  | Water Injection |  |  | 1998-10-29 | Operating | 1200 | NA1 (115.6) | 7515 1 | 115.6
CA | Carson Power Plant | 7527 | 1 |  | 2023 | ARP | 610159 | 9 |  | Sacramento County | CA067 | 67 | Cogeneration | 38.4461 | -121.4614 | Sacramento Mun Utility District Financing Author (Owner),EthosEnergy Group Power Plant Services (Operator) | Phase 2 |  | Combined cycle | Natural Gas | Other Gas |  | Water Injection,Selective Catalytic Reduction |  |  | 1995-10-11 | Operating | 599 | 1 (54), 2 (17.5) | 7527 1 | 71.5 | Y
CA | Carson Power Plant | 7527 | 2 |  | 2023 | ARP | 610159 | 9 |  | Sacramento County | CA067 | 67 | Cogeneration | 38.4461 | -121.4614 | Sacramento Mun Utility District Financing Author (Owner),EthosEnergy Group Power Plant Services (Operator) | Phase 2 |  | Combustion turbine | Natural Gas |  |  | Water Injection,Selective Catalytic Reduction |  |  | 1995-10-11 | Operating | 450 | CCCT (54) | 7527 2 | 54 | Y
CA | Procter and Gamble Power Plant | 7551 | 1A |  | 2023 | ARP | 610159 | 9 |  | Sacramento County | CA067 | 67 | Cogeneration | 38.5306 | -121.399 | Sacramento Mun Utility District Financing Author (Owner),EthosEnergy Group Power Plant Services (Operator) | Phase 2 |  | Combined cycle | Pipeline Natural Gas |  |  | Selective Catalytic Reduction |  |  | 1997-04-07 | Operating | 583 | CT1A (49.9), CCST (49.9) | 7551 1A | 74.85 | Y
CA | Procter and Gamble Power Plant | 7551 | 1B |  | 2023 | ARP | 610159 | 9 |  | Sacramento County | CA067 | 67 | Cogeneration | 38.5306 | -121.399 | Sacramento Mun Utility District Financing Author (Owner),EthosEnergy Group Power Plant Services (Operator) | Phase 2 |  | Combined cycle | Pipeline Natural Gas |  |  | Selective Catalytic Reduction |  |  | 1997-04-07 | Operating | 583 | CT1B (49.9), CCST (49.9) | 7551 1B | 74.85 | Y
CA | Procter and Gamble Power Plant | 7551 | 1C |  | 2023 | ARP | 610159 | 9 |  | Sacramento County | CA067 | 67 | Cogeneration | 38.5306 | -121.399 | Sacramento Mun Utility District Financing Author (Owner),EthosEnergy Group Power Plant Services (Operator) | Phase 2 |  | Combustion turbine | Pipeline Natural Gas |  |  | Selective Catalytic Reduction |  |  | 2001-03-01 | Operating | 500 | CT1C (44) | 7551 1C | 44 | Y
CA | Campbell Power Plant | 7552 | 1 |  | 2023 | ARP | 610159 | 9 |  | Sacramento County | CA067 | 67 | Cogeneration | 38.511 | -121.4735 | Sacramento Mun Utility District Financing Author (Owner),EthosEnergy Group Power Plant Services (Operator) | Phase 2 |  | Combined cycle | Pipeline Natural Gas |  |  | Selective Catalytic Reduction |  |  | 1997-08-10 | Operating | 1610 | CCCT (118.8), CCST (55.3) | 7552 1 | 174.1 | Y
MO | St. Francis Power Plant | 7604 | 1 |  | 2023 | ARP, CSNOX, CSOSG2, CSSO2G1 | 606546 | 7 |  | Dunklin County | MO069 | 69 | Electric Utility | 36.5852 | -90.1779 | Associated Electric Cooperative, Inc. (Owner),Duke Energy Corporation (Owner),Associated Electric Cooperative, Inc. (Operator) | Phase 2 |  | Combined cycle | Pipeline Natural Gas |  |  | Dry Low NOx Burners,Selective Catalytic Reduction |  |  | 1999-07-24 | Operating | 1920 | 1 (289) | 7604 1 | 289 | Y
MO | St. Francis Power Plant | 7604 | 2 |  | 2023 | ARP, CSNOX, CSOSG2, CSSO2G1 | 606546 | 7 |  | Dunklin County | MO069 | 69 | Electric Utility | 36.5852 | -90.1779 | Associated Electric Cooperative, Inc. (Owner),Duke Energy Corporation (Owner),Associated Electric Cooperative, Inc. (Operator) | Phase 2 |  | Combined cycle | Pipeline Natural Gas |  |  | Dry Low NOx Burners,Selective Catalytic Reduction |  |  | 2001-02-01 | Operating | 2053.7 | 2 (289) | 7604 2 | 289 | Y
WA | River Road | 7605 | 1 |  | 2023 | ARP | 889 | 10 |  | Clark County | WA011 | 11 | Electric Utility | 45.65 | -122.7231 | Clark Public Utilities (Owner),General Electric Contractual Services (Operator) | Phase 2 |  | Combined cycle | Natural Gas |  |  | Selective Catalytic Reduction |  |  | 1997-12-08 | Operating | 1985 | 1 (248) | 7605 1 | 248 | Y
AL | Washington County Cogen (Olin) | 7697 | CC1 |  | 2023 | ARP, CSNOX, CSOSG2, CSSO2G2 | 605449 | 4 |  | Washington County | AL129 | 129 | Cogeneration | 31.2642 | -88.0027 | Alabama Power Company (Owner),Alabama Power Company (Operator) | Phase 2 |  | Combined cycle | Pipeline Natural Gas | Process Gas |  | Dry Low NOx Burners |  |  | 1999-02-11 | Operating | 1400 | 1 (69.3), 2 (39.7) | 7697 CC1 | 109
AL | SABIC Innovative Plastics - Burkville | 7698 | CC1 |  | 2023 | ARP, CSNOX, CSOSG2, CSSO2G2 | 608868 | 4 |  | Lowndes County | AL085 | 85 | Cogeneration | 32.3102 | -86.5242 | Alabama Power Company (Owner),SABIC Innovative Plastics US LLC (Operator) | Phase 2 |  | Combined cycle | Pipeline Natural Gas | Process Gas |  | Dry Low NOx Burners |  |  | 1999-05-16 | Operating | 1365 | 1 (82.2), 2 (14.8) | 7698 CC1 | 97
FL | Tiger Bay | 7699 | 1 |  | 2023 | ARP | 610088 | 4 | FRCC | Polk County | FL105 | 105 | Cogeneration | 27.7447 | -81.85 | Duke Energy Florida, LLC (Owner),Duke Energy Florida, LLC (Operator) | Phase 2 |  | Combined cycle | Pipeline Natural Gas |  |  | Dry Low NOx Burners |  |  | 1997-07-14 | Operating | 1850 | CW1 (82.9), CT1 (195.3) | 7699 1 | 278.2
AL | Plant H. Allen Franklin | 7710 | 1A |  | 2023 | ARP, CSNOX, CSOSG2, CSSO2G2 | 602440 (Ended Oct 24, 2023), 610766 (Started Oct 24, 2023) | 4 |  | Lee County | AL081 | 81 | Electric Utility | 32.6094 | -85.0961 | Southern Company (Owner),Georgia Power Company (Operator) | Phase 2 |  | Combined cycle | Pipeline Natural Gas |  |  | Dry Low NOx Burners,Selective Catalytic Reduction |  |  | 2001-12-07 | Operating | 2600 | CT1A (203.1), ST1 (213.3) | 7710 1A | 309.75 | Y
AL | Plant H. Allen Franklin | 7710 | 1B |  | 2023 | ARP, CSNOX, CSOSG2, CSSO2G2 | 602440 (Ended Oct 24, 2023), 610766 (Started Oct 24, 2023) | 4 |  | Lee County | AL081 | 81 | Electric Utility | 32.6094 | -85.0961 | Southern Company (Owner),Georgia Power Company (Operator) | Phase 2 |  | Combined cycle | Pipeline Natural Gas |  |  | Dry Low NOx Burners,Selective Catalytic Reduction |  |  | 2001-12-08 | Operating | 2600 | ST1 (213.3), CT1B (203.1) | 7710 1B | 309.75 | Y
AL | Plant H. Allen Franklin | 7710 | 2A |  | 2023 | ARP, CSNOX, CSOSG2, CSSO2G2 | 602440 (Ended Oct 24, 2023), 610766 (Started Oct 24, 2023) | 4 |  | Lee County | AL081 | 81 | Electric Utility | 32.6094 | -85.0961 | Southern Company (Owner),Georgia Power Company (Operator) | Phase 2 |  | Combined cycle | Pipeline Natural Gas |  |  | Dry Low NOx Burners,Selective Catalytic Reduction |  |  | 2003-01-09 | Operating | 2600 | ST2 (281.9), CT2A (203.1) | 7710 2A | 344.05 | Y
AL | Plant H. Allen Franklin | 7710 | 2B |  | 2023 | ARP, CSNOX, CSOSG2, CSSO2G2 | 602440 (Ended Oct 24, 2023), 610766 (Started Oct 24, 2023) | 4 |  | Lee County | AL081 | 81 | Electric Utility | 32.6094 | -85.0961 | Southern Company (Owner),Georgia Power Company (Operator) | Phase 2 |  | Combined cycle | Pipeline Natural Gas |  |  | Dry Low NOx Burners,Selective Catalytic Reduction |  |  | 2003-01-15 | Operating | 2600 | CT2B (203.1), ST2 (281.9) | 7710 2B | 344.05 | Y
AL | Plant H. Allen Franklin | 7710 | 3A |  | 2023 | ARP, CSNOX, CSOSG2, CSSO2G2 | 602440 (Ended Oct 24, 2023), 610766 (Started Oct 24, 2023) | 4 |  | Lee County | AL081 | 81 | Electric Utility | 32.6094 | -85.0961 | Southern Company (Owner),Georgia Power Company (Operator) | Phase 2 |  | Combined cycle | Pipeline Natural Gas |  |  | Dry Low NOx Burners,Selective Catalytic Reduction |  |  | 2008-01-11 | Operating | 2600 | ST3 (281.9), CT3A (203.1) | 7710 3A | 344.05 | Y
AL | Plant H. Allen Franklin | 7710 | 3B |  | 2023 | ARP, CSNOX, CSOSG2, CSSO2G2 | 602440 (Ended Oct 24, 2023), 610766 (Started Oct 24, 2023) | 4 |  | Lee County | AL081 | 81 | Electric Utility | 32.6094 | -85.0961 | Southern Company (Owner),Georgia Power Company (Operator) | Phase 2 |  | Combined cycle | Pipeline Natural Gas |  |  | Dry Low NOx Burners,Selective Catalytic Reduction |  |  | 2008-01-18 | Operating | 2600 | CT3B (203.1), ST3 (281.9) | 7710 3B | 344.05 | Y
AL | Theodore Cogeneration | 7721 | CC1 |  | 2023 | ARP, CSNOX, CSOSG2, CSSO2G2 | 605449 | 4 |  | Mobile County | AL097 | 97 | Cogeneration | 30.5248 | -88.1289 | Alabama Power Company (Owner),Alabama Power Company (Operator) | Phase 2 |  | Combined cycle | Pipeline Natural Gas |  |  | Dry Low NOx Burners,Selective Catalytic Reduction |  |  | 2000-10-13 | Operating | 2500 | 1 (229), 2 (88.4) | 7721 CC1 | 317.4 | Y
MO | Essex Power Plant | 7749 | 1 |  | 2023 | ARP, CSNOX, CSOSG2, CSSO2G1 | 606546 | 7 |  | Stoddard County | MO207 | 207 | Electric Utility | 36.8678 | -89.8397 | Associated Electric Cooperative, Inc. (Owner),Associated Electric Cooperative, Inc. (Operator) | Phase 2 |  | Combustion turbine | Pipeline Natural Gas |  |  | Dry Low NOx Burners |  |  | 1999-06-22 | Operating | 1470.6 | 1 (121.2) | 7749 1 | 121.2
MO | Nodaway Power Plant | 7754 | 1 |  | 2023 | ARP, CSNOX, CSOSG2, CSSO2G1 | 606546 | 7 |  | Nodaway County | MO147 | 147 | Electric Utility | 40.2877 | -94.7913 | Associated Electric Cooperative, Inc. (Owner),Associated Electric Cooperative, Inc. (Operator) | Phase 2 |  | Combustion turbine | Pipeline Natural Gas |  |  | Dry Low NOx Burners |  |  | 1999-06-28 | Operating | 1300 | 1 (103.7) | 7754 1 | 103.7
MO | Nodaway Power Plant | 7754 | 2 |  | 2023 | ARP, CSNOX, CSOSG2, CSSO2G1 | 606546 | 7 |  | Nodaway County | MO147 | 147 | Electric Utility | 40.2877 | -94.7913 | Associated Electric Cooperative, Inc. (Owner),Associated Electric Cooperative, Inc. (Operator) | Phase 2 |  | Combustion turbine | Pipeline Natural Gas |  |  | Dry Low NOx Burners |  |  | 1999-07-07 | Operating | 1300 | 2 (103.7) | 7754 2 | 103.7
OK | Chouteau Power Plant | 7757 | 1 |  | 2023 | ARP, CSOSG2 | 606546 | 6 | SPP | Mayes County | OK097 | 97 | Electric Utility | 36.2206 | -95.2756 | Associated Electric Cooperative, Inc. (Owner),Associated Electric Cooperative, Inc. (Operator) | Phase 2 |  | Combined cycle | Pipeline Natural Gas |  |  | Dry Low NOx Burners,Selective Catalytic Reduction |  |  | 2000-06-14 | Operating | 1783 | 1 (175.6), 3 (181.9) | 7757 1 | 266.55 | Y
OK | Chouteau Power Plant | 7757 | 2 |  | 2023 | ARP, CSOSG2 | 606546 | 6 | SPP | Mayes County | OK097 | 97 | Electric Utility | 36.2206 | -95.2756 | Associated Electric Cooperative, Inc. (Owner),Associated Electric Cooperative, Inc. (Operator) | Phase 2 |  | Combined cycle | Pipeline Natural Gas |  |  | Dry Low NOx Burners,Selective Catalytic Reduction |  |  | 2000-06-14 | Operating | 1870.5 | 2 (175.6), 3 (181.9) | 7757 2 | 266.55 | Y
OK | Chouteau Power Plant | 7757 | 3 |  | 2023 | ARP, CSOSG2 | 606546 | 6 | SPP | Mayes County | OK097 | 97 | Electric Utility | 36.2206 | -95.2756 | Associated Electric Cooperative, Inc. (Owner),Associated Electric Cooperative, Inc. (Operator) | Phase 2 |  | Combined cycle | Pipeline Natural Gas |  |  | Dry Low NOx Burners,Selective Catalytic Reduction |  |  | 2011-03-11 | Operating | 1882 | 6 (181.9), 4 (178) | 7757 3 | 266.45 | Y
OK | Chouteau Power Plant | 7757 | 4 |  | 2023 | ARP, CSOSG2 | 606546 | 6 | SPP | Mayes County | OK097 | 97 | Electric Utility | 36.2206 | -95.2756 | Associated Electric Cooperative, Inc. (Owner),Associated Electric Cooperative, Inc. (Operator) | Phase 2 |  | Combined cycle | Pipeline Natural Gas |  |  | Dry Low NOx Burners,Selective Catalytic Reduction |  |  | 2011-02-27 | Operating | 1882 | 5 (175.5), 6 (181.9) | 7757 4 | 266.45 | Y
IN | Georgetown Substation | 7759 | GT1 |  | 2023 | ARP, CSNOX, CSOSG3, CSSO2G1 | 610241 (Ended Jan 12, 2023), 610537 (Started Jan 12, 2023) | 5 | ECAR | Marion County | IN097 | 97 | Electric Utility | 39.9022 | -86.2439 | Indianapolis Power & Light Company (Owner),Indianapolis Power & Light Company (Operator) | Phase 2 |  | Combustion turbine | Pipeline Natural Gas |  |  | Dry Low NOx Burners |  |  | 2000-04-27 | Operating | 1100 | GT1 (85.3) | 7759 GT1 | 85.3
IN | Georgetown Substation | 7759 | GT2 |  | 2023 | ARP, CSNOX, CSOSG3, CSSO2G1 | 610241 (Ended Jan 12, 2023), 610537 (Started Jan 12, 2023) | 5 | ECAR | Marion County | IN097 | 97 | Electric Utility | 39.9022 | -86.2439 | Indianapolis Power & Light Company (Owner),Indianapolis Power & Light Company (Operator) | Phase 2 |  | Combustion turbine | Pipeline Natural Gas |  |  | Dry Low NOx Burners |  |  | 2000-04-19 | Operating | 1100 | GT2 (73.6) | 7759 GT2 | 73.6
IN | Georgetown Substation | 7759 | GT3 |  | 2023 | ARP, CSNOX, CSOSG3, CSSO2G1 | 610241 (Ended Jan 12, 2023), 610537 (Started Jan 12, 2023) | 5 | ECAR | Marion County | IN097 | 97 | Electric Utility | 39.9022 | -86.2439 | Indianapolis Power & Light Company (Owner),Indianapolis Power & Light Company (Operator) | Phase 2 |  | Combustion turbine | Pipeline Natural Gas |  |  | Dry Low NOx Burners |  |  | 2000-05-05 | Operating | 1150 | GT3 (73.6) | 7759 GT3 | 73.6
IN | Georgetown Substation | 7759 | GT4 |  | 2023 | ARP, CSNOX, CSOSG3, CSSO2G1 | 610241 (Ended Jan 12, 2023), 610537 (Started Jan 12, 2023) | 5 | ECAR | Marion County | IN097 | 97 | Electric Utility | 39.9022 | -86.2439 | Indianapolis Power & Light Company (Owner),Indianapolis Power & Light Company (Operator) | Phase 2 |  | Combustion turbine | Pipeline Natural Gas |  |  | Dry Low NOx Burners |  |  | 2001-03-20 | Operating | 1150 | GT4 (85.3) | 7759 GT4 | 85.3
IL | Tilton Power Station | 7760 | 1 | CP01 | 2023 | ARP, CSNOX, CSOSG3, CSSO2G1 | 610062 (Ended Apr 11, 2023), 610628 (Started Apr 11, 2023) | 5 |  | Vermilion County | IL183 | 183 | Electric Utility | 40.1063 | -87.6539 | Tilton Energy LLC (Owner),Tilton Energy LLC (Operator) | Phase 2 |  | Combustion turbine | Pipeline Natural Gas |  |  | Water Injection |  |  | 1999-05-05 | Operating | 630 | 1 (47) | 7760 1 | 47
IL | Tilton Power Station | 7760 | 2 | CP01 | 2023 | ARP, CSNOX, CSOSG3, CSSO2G1 | 610062 (Ended Apr 11, 2023), 610628 (Started Apr 11, 2023) | 5 |  | Vermilion County | IL183 | 183 | Electric Utility | 40.1063 | -87.6539 | Tilton Energy LLC (Owner),Tilton Energy LLC (Operator) | Phase 2 |  | Combustion turbine | Pipeline Natural Gas |  |  | Water Injection |  |  | 1999-05-19 | Operating | 630 | 2 (47) | 7760 2 | 47
IL | Tilton Power Station | 7760 | 3 | CP01 | 2023 | ARP, CSNOX, CSOSG3, CSSO2G1 | 610062 (Ended Apr 11, 2023), 610628 (Started Apr 11, 2023) | 5 |  | Vermilion County | IL183 | 183 | Electric Utility | 40.1063 | -87.6539 | Tilton Energy LLC (Owner),Tilton Energy LLC (Operator) | Phase 2 |  | Combustion turbine | Pipeline Natural Gas |  |  | Water Injection |  |  | 1999-05-24 | Operating | 630 | 3 (47) | 7760 3 | 47
IL | Tilton Power Station | 7760 | 4 | CP01 | 2023 | ARP, CSNOX, CSOSG3, CSSO2G1 | 610062 (Ended Apr 11, 2023), 610628 (Started Apr 11, 2023) | 5 |  | Vermilion County | IL183 | 183 | Electric Utility | 40.1063 | -87.6539 | Tilton Energy LLC (Owner),Tilton Energy LLC (Operator) | Phase 2 |  | Combustion turbine | Pipeline Natural Gas |  |  | Water Injection |  |  | 1999-06-09 | Operating | 630 | 4 (47) | 7760 4 | 47
TX | Calpine Hidalgo Energy Center | 7762 | HRSG1 |  | 2023 | ARP, CSOSG2 | 610482 | 6 |  | Hidalgo County | TX215 | 215 | Electric Utility | 26.3389 | -98.1708 | Calpine Hidalgo Energy Center, LP (Owner),Brownsville Public Utilities Board (Owner),Calpine Operating Services Company, Inc. (Operator) | Phase 2 |  | Combined cycle | Pipeline Natural Gas |  |  | Dry Low NOx Burners |  |  | 2000-04-13 | Operating | 1950 | STG1 (233), CTG1 (207) | 7762 HRSG1 | 323.5
TX | Calpine Hidalgo Energy Center | 7762 | HRSG2 |  | 2023 | ARP, CSOSG2 | 610482 | 6 |  | Hidalgo County | TX215 | 215 | Electric Utility | 26.3389 | -98.1708 | Calpine Hidalgo Energy Center, LP (Owner),Brownsville Public Utilities Board (Owner),Calpine Operating Services Company, Inc. (Operator) | Phase 2 |  | Combined cycle | Pipeline Natural Gas |  |  | Dry Low NOx Burners |  |  | 2000-04-28 | Operating | 1950 | CTG2 (207), STG1 (233) | 7762 HRSG2 | 323.5
IN | Henry County Generating Station | 7763 | 1 |  | 2023 | ARP, CSNOX, CSOSG3, CSSO2G1 | 609289 | 5 |  | Henry County | IN065 | 65 | Electric Utility | 39.9528 | -85.5039 | Duke Energy Indiana, LLC (Owner),Duke Energy Indiana, LLC (Operator) | Phase 2 |  | Combustion turbine | Pipeline Natural Gas |  |  | Water Injection |  |  | 2001-07-17 | Operating | 700 | 1 (43) | 7763 1 | 43
IN | Henry County Generating Station | 7763 | 2 |  | 2023 | ARP, CSNOX, CSOSG3, CSSO2G1 | 609289 | 5 |  | Henry County | IN065 | 65 | Electric Utility | 39.9528 | -85.5039 | Duke Energy Indiana, LLC (Owner),Duke Energy Indiana, LLC (Operator) | Phase 2 |  | Combustion turbine | Pipeline Natural Gas |  |  | Water Injection |  |  | 2001-07-31 | Operating | 705 | 2 (43) | 7763 2 | 43
IN | Henry County Generating Station | 7763 | 3 |  | 2023 | ARP, CSNOX, CSOSG3, CSSO2G1 | 609289 | 5 |  | Henry County | IN065 | 65 | Electric Utility | 39.9528 | -85.5039 | Duke Energy Indiana, LLC (Owner),Duke Energy Indiana, LLC (Operator) | Phase 2 |  | Combustion turbine | Pipeline Natural Gas |  |  | Water Injection |  |  | 2001-08-18 | Operating | 675 | 3 (43) | 7763 3 | 43
GA | MPC Generating | 7764 | 1 |  | 2023 | ARP, CSNOX, CSOSG1, CSSO2G2 | 606323 | 4 |  | Walton County | GA297 | 297 | Electric Utility | 33.8122 | -83.6954 | MPC Generating, LLC (Owner),MPC Generating, LLC (Operator) | Phase 2 |  | Combustion turbine | Pipeline Natural Gas | Diesel Oil |  | Water Injection |  |  | 1999-10-22 | Operating | 1980 | 1 (184) | 7764 1 | 184
GA | MPC Generating | 7764 | 2 |  | 2023 | ARP, CSNOX, CSOSG1, CSSO2G2 | 606323 | 4 |  | Walton County | GA297 | 297 | Electric Utility | 33.8122 | -83.6954 | MPC Generating, LLC (Owner),MPC Generating, LLC (Operator) | Phase 2 |  | Combustion turbine | Pipeline Natural Gas | Diesel Oil |  | Water Injection |  |  | 2001-02-21 | Operating | 2030 | 2 (184) | 7764 2 | 184
GA | Dahlberg (Jackson County) | 7765 | 1 |  | 2023 | ARP, CSNOX, CSOSG1, CSSO2G2 | 602440 (Ended Oct 24, 2023), 610766 (Started Oct 24, 2023) | 4 |  | Jackson County | GA157 | 157 | Electric Utility | 34.0386 | -83.3972 | Georgia Power Company (Owner),Southern Company (Owner),Georgia Power Company (Operator) | Phase 2 |  | Combustion turbine | Pipeline Natural Gas | Diesel Oil |  | Dry Low NOx Burners,Water Injection |  |  | 2000-05-16 | Operating | 1250 | 1 (91.9) | 7765 1 | 91.9
GA | Dahlberg (Jackson County) | 7765 | 2 |  | 2023 | ARP, CSNOX, CSOSG1, CSSO2G2 | 602440 (Ended Oct 24, 2023), 610766 (Started Oct 24, 2023) | 4 |  | Jackson County | GA157 | 157 | Electric Utility | 34.0386 | -83.3972 | Georgia Power Company (Owner),Southern Company (Owner),Georgia Power Company (Operator) | Phase 2 |  | Combustion turbine | Pipeline Natural Gas | Diesel Oil |  | Dry Low NOx Burners,Water Injection |  |  | 2000-05-30 | Operating | 1250 | 2 (91.9) | 7765 2 | 91.9
GA | Dahlberg (Jackson County) | 7765 | 3 |  | 2023 | ARP, CSNOX, CSOSG1, CSSO2G2 | 602440 (Ended Oct 24, 2023), 610766 (Started Oct 24, 2023) | 4 |  | Jackson County | GA157 | 157 | Electric Utility | 34.0386 | -83.3972 | Georgia Power Company (Owner),Southern Company (Owner),Georgia Power Company (Operator) | Phase 2 |  | Combustion turbine | Pipeline Natural Gas | Diesel Oil |  | Dry Low NOx Burners,Water Injection |  |  | 2000-05-22 | Operating | 1250 | 3 (91.9) | 7765 3 | 91.9
GA | Dahlberg (Jackson County) | 7765 | 4 |  | 2023 | ARP, CSNOX, CSOSG1, CSSO2G2 | 602440 (Ended Oct 24, 2023), 610766 (Started Oct 24, 2023) | 4 |  | Jackson County | GA157 | 157 | Electric Utility | 34.0386 | -83.3972 | Georgia Power Company (Owner),Southern Company (Owner),Georgia Power Company (Operator) | Phase 2 |  | Combustion turbine | Pipeline Natural Gas | Diesel Oil |  | Dry Low NOx Burners,Water Injection |  |  | 2000-05-16 | Operating | 1250 | 4 (91.9) | 7765 4 | 91.9
GA | Dahlberg (Jackson County) | 7765 | 5 |  | 2023 | ARP, CSNOX, CSOSG1, CSSO2G2 | 602440 (Ended Oct 24, 2023), 610766 (Started Oct 24, 2023) | 4 |  | Jackson County | GA157 | 157 | Electric Utility | 34.0386 | -83.3972 | Georgia Power Company (Owner),Southern Company (Owner),Georgia Power Company (Operator) | Phase 2 |  | Combustion turbine | Pipeline Natural Gas | Diesel Oil |  | Dry Low NOx Burners,Water Injection |  |  | 2000-05-26 | Operating | 1250 | 5 (91.9) | 7765 5 | 91.9
GA | Dahlberg (Jackson County) | 7765 | 6 |  | 2023 | ARP, CSNOX, CSOSG1, CSSO2G2 | 602440 (Ended Oct 24, 2023), 610766 (Started Oct 24, 2023) | 4 |  | Jackson County | GA157 | 157 | Electric Utility | 34.0386 | -83.3972 | Georgia Power Company (Owner),Southern Company (Owner),Georgia Power Company (Operator) | Phase 2 |  | Combustion turbine | Pipeline Natural Gas | Diesel Oil |  | Dry Low NOx Burners,Water Injection |  |  | 2000-05-25 | Operating | 1250 | 6 (91.9) | 7765 6 | 91.9
GA | Dahlberg (Jackson County) | 7765 | 7 |  | 2023 | ARP, CSNOX, CSOSG1, CSSO2G2 | 602440 (Ended Oct 24, 2023), 610766 (Started Oct 24, 2023) | 4 |  | Jackson County | GA157 | 157 | Electric Utility | 34.0386 | -83.3972 | Georgia Power Company (Owner),Southern Company (Owner),Georgia Power Company (Operator) | Phase 2 |  | Combustion turbine | Pipeline Natural Gas | Diesel Oil |  | Dry Low NOx Burners,Water Injection |  |  | 2000-06-06 | Operating | 1250 | 7 (91.9) | 7765 7 | 91.9
GA | Dahlberg (Jackson County) | 7765 | 8 |  | 2023 | ARP, CSNOX, CSOSG1, CSSO2G2 | 602440 (Ended Oct 24, 2023), 610766 (Started Oct 24, 2023) | 4 |  | Jackson County | GA157 | 157 | Electric Utility | 34.0386 | -83.3972 | Georgia Power Company (Owner),Southern Company (Owner),Georgia Power Company (Operator) | Phase 2 |  | Combustion turbine | Pipeline Natural Gas | Diesel Oil |  | Dry Low NOx Burners,Water Injection |  |  | 2000-06-14 | Operating | 1250 | 8 (91.9) | 7765 8 | 91.9
GA | Dahlberg (Jackson County) | 7765 | 9 |  | 2023 | ARP, CSNOX, CSOSG1, CSSO2G2 | 602440 (Ended Oct 24, 2023), 610766 (Started Oct 24, 2023) | 4 |  | Jackson County | GA157 | 157 | Electric Utility | 34.0386 | -83.3972 | Georgia Power Company (Owner),Southern Company (Owner),Georgia Power Company (Operator) | Phase 2 |  | Combustion turbine | Pipeline Natural Gas | Diesel Oil |  | Dry Low NOx Burners,Water Injection |  |  | 2001-05-25 | Operating | 1250 | 9 (91.9) | 7765 9 | 91.9
GA | Dahlberg (Jackson County) | 7765 | 10 |  | 2023 | ARP, CSNOX, CSOSG1, CSSO2G2 | 602440 (Ended Oct 24, 2023), 610766 (Started Oct 24, 2023) | 4 |  | Jackson County | GA157 | 157 | Electric Utility | 34.0386 | -83.3972 | Georgia Power Company (Owner),Southern Company (Owner),Georgia Power Company (Operator) | Phase 2 |  | Combustion turbine | Pipeline Natural Gas | Diesel Oil |  | Dry Low NOx Burners,Water Injection |  |  | 2001-05-05 | Operating | 1250 | 10 (91.9) | 7765 10 | 91.9
GA | Sowega Power Project | 7768 | CT2 |  | 2023 | ARP, CSNOX, CSOSG1, CSSO2G2 | 605751 (Ended Mar 09, 2023), 605752 (Started Mar 09, 2023) | 4 |  | Mitchell County | GA205 | 205 | Electric Utility | 31.3869 | -84.0814 | Sowega Power (Owner),Sowega Power (Operator) | Phase 2 |  | Combustion turbine | Pipeline Natural Gas | Diesel Oil |  | Water Injection |  |  | 1999-06-28 | Operating | 614 | CTG2 (60) | 7768 CT2 | 60
GA | Sowega Power Project | 7768 | CT3 |  | 2023 | ARP, CSNOX, CSOSG1, CSSO2G2 | 605751 (Ended Mar 09, 2023), 605752 (Started Mar 09, 2023) | 4 |  | Mitchell County | GA205 | 205 | Electric Utility | 31.3869 | -84.0814 | Sowega Power (Owner),Sowega Power (Operator) | Phase 2 |  | Combustion turbine | Pipeline Natural Gas | Diesel Oil |  | Water Injection |  |  | 1999-07-20 | Operating | 614 | CTG3 (60) | 7768 CT3 | 60
OH | Omega JV2 Hamilton | 7782 | P001 |  | 2023 | ARP, CSNOX, CSOSG3, CSSO2G1 | 610414 | 5 |  | Butler County | OH017 | 17 | Electric Utility | 39.3528 | -84.5183 | Omega JV2, AMP-Ohio (Owner),American Municipal Power - Ohio (Operator) | Phase 2 |  | Combustion turbine | Pipeline Natural Gas |  |  | Water Injection |  |  | 2000-05-08 | Operating | 423 | 1 (32) | 7782 P001 | 32
OH | Omega JV2 Bowling Green | 7783 | P001 |  | 2023 | ARP, CSNOX, CSOSG3, CSSO2G1 | 610414 | 5 |  | Wood County | OH173 | 173 | Electric Utility | 41.3883 | -83.6406 | Omega JV2, AMP-Ohio (Owner),American Municipal Power - Ohio (Operator) | Phase 2 |  | Combustion turbine | Pipeline Natural Gas |  |  | Water Injection |  |  | 2000-05-08 | Operating | 423 | 1 (32) | 7783 P001 | 32
UT | Bonanza | 7790 | 2024-01-01 |  | 2023 | ARP, MATS | 602400 | 8 | WECC | Uintah County | UT047 | 47 | Electric Utility | 40.0864 | -109.2844 | Deseret Generation & Transmission (Owner),Utah Municipal Power Agency (Owner),Deseret Generation & Transmission (Operator) | Phase 2 | Early Election | Dry bottom wall-fired boiler | Coal | Diesel Oil | Wet Limestone | Low NOx Burner Technology (Dry Bottom only) | Baghouse |  | 1985-12-01 | Operating | 5500 | 1 (400) | 7790 45292 | 400
NC | Richmond County Plant | 7805 | 1 |  | 2023 | ARP, CSNOX, CSSO2G1, SIPNOX | 609197 (Ended Feb 24, 2023), 608414 (Started Feb 24, 2023) | 4 |  | Richmond County | NC153 | 153 | Electric Utility | 34.8422 | -79.7444 | Duke Energy Progress, Inc. (Owner),Duke Energy Progress, Inc. (Operator) | Phase 2 |  | Combustion turbine | Natural Gas | Diesel Oil |  | Dry Low NOx Burners,Water Injection |  |  | 2001-03-25 | Operating | 2100 | 001 (211.8) | 7805 1 | 211.8
NC | Richmond County Plant | 7805 | 2 |  | 2023 | ARP, CSNOX, CSSO2G1, SIPNOX | 609197 (Ended Feb 24, 2023), 608414 (Started Feb 24, 2023) | 4 |  | Richmond County | NC153 | 153 | Electric Utility | 34.8422 | -79.7444 | Duke Energy Progress, Inc. (Owner),Duke Energy Progress, Inc. (Operator) | Phase 2 |  | Combustion turbine | Natural Gas | Diesel Oil |  | Dry Low NOx Burners,Water Injection |  |  | 2001-04-01 | Operating | 2100 | 002 (211.8) | 7805 2 | 211.8
NC | Richmond County Plant | 7805 | 3 |  | 2023 | ARP, CSNOX, CSSO2G1, SIPNOX | 609197 (Ended Feb 24, 2023), 608414 (Started Feb 24, 2023) | 4 |  | Richmond County | NC153 | 153 | Electric Utility | 34.8422 | -79.7444 | Duke Energy Progress, Inc. (Owner),Duke Energy Progress, Inc. (Operator) | Phase 2 |  | Combustion turbine | Natural Gas | Diesel Oil |  | Dry Low NOx Burners,Water Injection |  |  | 2001-04-08 | Operating | 2100 | 003 (211.8) | 7805 3 | 211.8
NC | Richmond County Plant | 7805 | 4 |  | 2023 | ARP, CSNOX, CSSO2G1, SIPNOX | 609197 (Ended Feb 24, 2023), 608414 (Started Feb 24, 2023) | 4 |  | Richmond County | NC153 | 153 | Electric Utility | 34.8422 | -79.7444 | Duke Energy Progress, Inc. (Owner),Duke Energy Progress, Inc. (Operator) | Phase 2 |  | Combustion turbine | Natural Gas | Diesel Oil |  | Dry Low NOx Burners,Water Injection |  |  | 2001-04-15 | Operating | 2100 | 004 (211.8) | 7805 4 | 211.8
NC | Richmond County Plant | 7805 | 6 |  | 2023 | ARP, CSNOX, CSSO2G1, SIPNOX | 609197 (Ended Feb 24, 2023), 608414 (Started Feb 24, 2023) | 4 |  | Richmond County | NC153 | 153 | Electric Utility | 34.8422 | -79.7444 | Duke Energy Progress, Inc. (Owner),Duke Energy Progress, Inc. (Operator) | Phase 2 |  | Combustion turbine | Natural Gas | Diesel Oil |  | Dry Low NOx Burners,Water Injection |  |  | 2002-04-01 | Operating | 2100 | 6 (195.3) | 7805 6 | 195.3
NC | Richmond County Plant | 7805 | 7 |  | 2023 | ARP, CSNOX, CSSO2G1, SIPNOX | 609197 (Ended Feb 24, 2023), 608414 (Started Feb 24, 2023) | 4 |  | Richmond County | NC153 | 153 | Electric Utility | 34.8422 | -79.7444 | Duke Energy Progress, Inc. (Owner),Duke Energy Progress, Inc. (Operator) | Phase 2 |  | Combined cycle | Natural Gas | Diesel Oil |  | Dry Low NOx Burners,Water Injection,Selective Catalytic Reduction |  |  | 2002-04-01 | Operating | 2015 | ST4 (195.3), 7 (195.3) | 7805 7 | 292.95 | Y
NC | Richmond County Plant | 7805 | 8 |  | 2023 | ARP, CSNOX, CSSO2G1, SIPNOX | 609197 (Ended Feb 24, 2023), 608414 (Started Feb 24, 2023) | 4 |  | Richmond County | NC153 | 153 | Electric Utility | 34.8422 | -79.7444 | Duke Energy Progress, Inc. (Owner),Duke Energy Progress, Inc. (Operator) | Phase 2 |  | Combined cycle | Natural Gas | Diesel Oil |  | Dry Low NOx Burners,Water Injection,Selective Catalytic Reduction |  |  | 2002-04-01 | Operating | 2015 | ST4 (195.3), 8 (195.3) | 7805 8 | 292.95 | Y
NC | Richmond County Plant | 7805 | 9 |  | 2023 | ARP, CSNOX, CSSO2G1, SIPNOX | 609197 (Ended Feb 24, 2023), 608414 (Started Feb 24, 2023) | 4 |  | Richmond County | NC153 | 153 | Electric Utility | 34.8422 | -79.7444 | Duke Energy Progress, Inc. (Owner),Duke Energy Progress, Inc. (Operator) | Phase 2 |  | Combined cycle | Natural Gas | Diesel Oil |  | Dry Low NOx Burners,Water Injection,Selective Catalytic Reduction |  |  | 2011-01-18 | Operating | 2540 | 9 (229), ST5 (271) | 7805 9 | 364.5 | Y
NC | Richmond County Plant | 7805 | 10 |  | 2023 | ARP, CSNOX, CSSO2G1, SIPNOX | 609197 (Ended Feb 24, 2023), 608414 (Started Feb 24, 2023) | 4 |  | Richmond County | NC153 | 153 | Electric Utility | 34.8422 | -79.7444 | Duke Energy Progress, Inc. (Owner),Duke Energy Progress, Inc. (Operator) | Phase 2 |  | Combined cycle | Natural Gas | Diesel Oil |  | Dry Low NOx Burners,Water Injection,Selective Catalytic Reduction |  |  | 2011-01-17 | Operating | 2540 | ST5 (271), 10 (229) | 7805 10 | 364.5 | Y
GA | Sewell Creek Energy | 7813 | 1 |  | 2023 | ARP, CSNOX, CSOSG1, CSSO2G2 | 3066 (Ended Jan 31, 2023), 610555 (Started Jan 31, 2023) | 4 |  | Polk County | GA233 | 233 | Electric Utility | 33.9486 | -85.2769 | Smarr EMC (Owner),Oglethorpe Power Corporation (Operator) | Phase 2 |  | Combustion turbine | Pipeline Natural Gas |  |  | Dry Low NOx Burners |  |  | 2000-06-08 | Operating | 1560 | 1 (121) | 7813 1 | 121
GA | Sewell Creek Energy | 7813 | 2 |  | 2023 | ARP, CSNOX, CSOSG1, CSSO2G2 | 3066 (Ended Jan 31, 2023), 610555 (Started Jan 31, 2023) | 4 |  | Polk County | GA233 | 233 | Electric Utility | 33.9486 | -85.2769 | Smarr EMC (Owner),Oglethorpe Power Corporation (Operator) | Phase 2 |  | Combustion turbine | Pipeline Natural Gas |  |  | Dry Low NOx Burners |  |  | 2000-06-21 | Operating | 1335 | 2 (121) | 7813 2 | 121
GA | Sewell Creek Energy | 7813 | 3 |  | 2023 | ARP, CSNOX, CSOSG1, CSSO2G2 | 3066 (Ended Jan 31, 2023), 610555 (Started Jan 31, 2023) | 4 |  | Polk County | GA233 | 233 | Electric Utility | 33.9486 | -85.2769 | Smarr EMC (Owner),Oglethorpe Power Corporation (Operator) | Phase 2 |  | Combustion turbine | Pipeline Natural Gas |  |  | Dry Low NOx Burners |  |  | 2000-08-27 | Operating | 1570 | 3 (164) | 7813 3 | 164
GA | Sewell Creek Energy | 7813 | 4 |  | 2023 | ARP, CSNOX, CSOSG1, CSSO2G2 | 3066 (Ended Jan 31, 2023), 610555 (Started Jan 31, 2023) | 4 |  | Polk County | GA233 | 233 | Electric Utility | 33.9486 | -85.2769 | Smarr EMC (Owner),Oglethorpe Power Corporation (Operator) | Phase 2 |  | Combustion turbine | Pipeline Natural Gas |  |  | Dry Low NOx Burners |  |  | 2000-05-25 | Operating | 1606 | 4 (164) | 7813 4 | 164
IL | Alsey Station | 7818 | ACT1 |  | 2023 | CSNOX, CSOSG3, CSSO2G1 | 609344 (Ended May 08, 2023), 610633 (Started May 08, 2023) | 5 | SERC | Scott County | IL171 | 171 | Electric Utility | 39.5697 | -90.4362 | Prairie Power Incorporated (Owner),Prairie Power Incorporated (Operator) |  |  | Combustion turbine | Pipeline Natural Gas |  |  | Water Injection |  |  | 1999-06-01 | Operating | 473 | ACT1 (30) | 7818 ACT1 | 30
IL | Alsey Station | 7818 | ACT2 |  | 2023 | CSNOX, CSOSG3, CSSO2G1 | 609344 (Ended May 08, 2023), 610633 (Started May 08, 2023) | 5 | SERC | Scott County | IL171 | 171 | Electric Utility | 39.5697 | -90.4362 | Prairie Power Incorporated (Owner),Prairie Power Incorporated (Operator) |  |  | Combustion turbine | Pipeline Natural Gas |  |  | Water Injection |  |  | 1999-06-01 | Operating | 460 | ACT2 (30) | 7818 ACT2 | 30
IL | Alsey Station | 7818 | ACT5 |  | 2023 | CSNOX, CSOSG3, CSSO2G1 | 609344 (Ended May 08, 2023), 610633 (Started May 08, 2023) | 5 | SERC | Scott County | IL171 | 171 | Electric Utility | 39.5697 | -90.4362 | Prairie Power Incorporated (Owner),Prairie Power Incorporated (Operator) |  |  | Combustion turbine | Pipeline Natural Gas | [5 empty] | 1999-06-01 | Operating | 430 | ACT5 (25) | 7818 ACT5 | 25
IL | Alsey Station | 7818 | ACT6 |  | 2023 | ARP, CSNOX, CSOSG3, CSSO2G1 | 609344 (Ended May 08, 2023), 610633 (Started May 08, 2023) | 5 | SERC | Scott County | IL171 | 171 | Electric Utility | 39.5697 | -90.4362 | Prairie Power Incorporated (Owner),Prairie Power Incorporated (Operator) | Phase 2 |  | Combustion turbine | Pipeline Natural Gas | Diesel Oil |  | Water Injection |  |  | 2016-12-13 | Operating | 487 | ACT6 (48) | 7818 ACT6 | 48
AR | Fulton | 7825 | CT1 |  | 2023 | ARP, CSOSG2 | 537 (Ended Aug 22, 2023), 500535 (Started Aug 22, 2023) | 6 |  | Hempstead County | AR057 | 57 | Electric Utility | 33.6094 | -93.7924 | Arkansas Electric Cooperative Corporation (Owner),Arkansas Electric Cooperative Corporation (Operator) | Phase 2 |  | Combustion turbine | Pipeline Natural Gas |  |  | Dry Low NOx Burners |  |  | 2001-04-21 | Operating | 1692 | 1 (153) | 7825 CT1 | 153
NC | Plant Rowan County | 7826 | 1 |  | 2023 | ARP, CSNOX, CSSO2G1, SIPNOX | 602440 (Ended Oct 24, 2023), 610766 (Started Oct 24, 2023) | 4 |  | Rowan County | NC159 | 159 | Electric Utility | 35.7325 | -80.6019 | Southern Company (Owner),Southern Company (Operator) | Phase 2 |  | Combustion turbine | Pipeline Natural Gas | Diesel Oil |  | Dry Low NOx Burners,Water Injection |  |  | 2001-05-15 | Operating | 1962 | 001 (161.8) | 7826 1 | 161.8
NC | Plant Rowan County | 7826 | 2 |  | 2023 | ARP, CSNOX, CSSO2G1, SIPNOX | 602440 (Ended Oct 24, 2023), 610766 (Started Oct 24, 2023) | 4 |  | Rowan County | NC159 | 159 | Electric Utility | 35.7325 | -80.6019 | Southern Company (Owner),Southern Company (Operator) | Phase 2 |  | Combustion turbine | Pipeline Natural Gas | Diesel Oil |  | Dry Low NOx Burners,Water Injection |  |  | 2001-05-11 | Operating | 1960 | 002 (161.8) | 7826 2 | 161.8
NC | Plant Rowan County | 7826 | 3 |  | 2023 | ARP, CSNOX, CSSO2G1, SIPNOX | 602440 (Ended Oct 24, 2023), 610766 (Started Oct 24, 2023) | 4 |  | Rowan County | NC159 | 159 | Electric Utility | 35.7325 | -80.6019 | Southern Company (Owner),Southern Company (Operator) | Phase 2 |  | Combustion turbine | Pipeline Natural Gas | Diesel Oil |  | Dry Low NOx Burners,Water Injection |  |  | 2001-05-15 | Operating | 1962 | 003 (161.8) | 7826 3 | 161.8
NC | Plant Rowan County | 7826 | 4 |  | 2023 | ARP, CSNOX, CSSO2G1, SIPNOX | 602440 (Ended Oct 24, 2023), 610766 (Started Oct 24, 2023) | 4 |  | Rowan County | NC159 | 159 | Electric Utility | 35.7325 | -80.6019 | Southern Company (Owner),Southern Company (Operator) | Phase 2 |  | Combined cycle | Pipeline Natural Gas | Diesel Oil |  | Dry Low NOx Burners,Selective Catalytic Reduction |  |  | 2003-04-29 | Operating | 2050 | 4 (177.3), STG (195) | 7826 4 | 274.8 | Y
NC | Plant Rowan County | 7826 | 5 |  | 2023 | ARP, CSNOX, CSSO2G1, SIPNOX | 602440 (Ended Oct 24, 2023), 610766 (Started Oct 24, 2023) | 4 |  | Rowan County | NC159 | 159 | Electric Utility | 35.7325 | -80.6019 | Southern Company (Owner),Southern Company (Operator) | Phase 2 |  | Combined cycle | Pipeline Natural Gas |  |  | Dry Low NOx Burners,Selective Catalytic Reduction |  |  | 2003-04-29 | Operating | 2050 | 5 (166.6), STG (195) | 7826 5 | 264.1 | Y
GA | Smarr Energy Facility | 7829 | 1 |  | 2023 | ARP, CSNOX, CSOSG1, CSSO2G2 | 3066 (Ended Jan 31, 2023), 610555 (Started Jan 31, 2023) | 4 |  | Monroe County | GA207 | 207 | Electric Utility | 32.9856 | -83.8464 | Smarr EMC (Owner),Oglethorpe Power Corporation (Operator) | Phase 2 |  | Combustion turbine | Pipeline Natural Gas |  |  | Dry Low NOx Burners |  |  | 1999-06-01 | Operating | 1590 | 1 (121) | 7829 1 | 121
GA | Smarr Energy Facility | 7829 | 2 |  | 2023 | ARP, CSNOX, CSOSG1, CSSO2G2 | 3066 (Ended Jan 31, 2023), 610555 (Started Jan 31, 2023) | 4 |  | Monroe County | GA207 | 207 | Electric Utility | 32.9856 | -83.8464 | Smarr EMC (Owner),Oglethorpe Power Corporation (Operator) | Phase 2 |  | Combustion turbine | Pipeline Natural Gas |  |  | Dry Low NOx Burners |  |  | 1999-06-12 | Operating | 1404 | 2 (121) | 7829 2 | 121
SC | John S. Rainey Generating Station | 7834 | CT1A |  | 2023 | ARP, CSNOX, CSSO2G2, SIPNOX | 610491 | 4 |  | Anderson County | SC007 | 7 | Electric Utility | 34.3477 | -82.776 | Santee Cooper (Owner),Santee Cooper (Operator) | Phase 2 |  | Combined cycle | Pipeline Natural Gas | Diesel Oil |  | Selective Catalytic Reduction,Dry Low NOx Burners,Water Injection |  |  | 2001-12-03 | Operating | 1980 | CT1A (165), ST1S (190) | 7834 CT1A | 260 | Y
SC | John S. Rainey Generating Station | 7834 | CT1B |  | 2023 | ARP, CSNOX, CSSO2G2, SIPNOX | 610491 | 4 |  | Anderson County | SC007 | 7 | Electric Utility | 34.3477 | -82.776 | Santee Cooper (Owner),Santee Cooper (Operator) | Phase 2 |  | Combined cycle | Pipeline Natural Gas | Diesel Oil |  | Selective Catalytic Reduction,Dry Low NOx Burners,Water Injection |  |  | 2001-12-03 | Operating | 1980 | ST1S (190), CT1B (165) | 7834 CT1B | 260 | Y
SC | John S. Rainey Generating Station | 7834 | CT2A |  | 2023 | ARP, CSNOX, CSSO2G2, SIPNOX | 610491 | 4 |  | Anderson County | SC007 | 7 | Electric Utility | 34.3477 | -82.776 | Santee Cooper (Owner),Santee Cooper (Operator) | Phase 2 |  | Combustion turbine | Pipeline Natural Gas | Diesel Oil |  | Dry Low NOx Burners,Water Injection |  |  | 2002-03-21 | Operating | 1980 | CT2A (165) | 7834 CT2A | 165
SC | John S. Rainey Generating Station | 7834 | CT2B |  | 2023 | ARP, CSNOX, CSSO2G2, SIPNOX | 610491 | 4 |  | Anderson County | SC007 | 7 | Electric Utility | 34.3477 | -82.776 | Santee Cooper (Owner),Santee Cooper (Operator) | Phase 2 |  | Combustion turbine | Pipeline Natural Gas | Diesel Oil |  | Dry Low NOx Burners,Water Injection |  |  | 2002-05-07 | Operating | 1980 | CT2B (165) | 7834 CT2B | 165
SC | John S. Rainey Generating Station | 7834 | CT3 |  | 2023 | ARP, CSNOX, CSSO2G2, SIPNOX | 610491 | 4 |  | Anderson County | SC007 | 7 | Electric Utility | 34.3477 | -82.776 | Santee Cooper (Owner),Santee Cooper (Operator) | Phase 2 |  | Combustion turbine | Pipeline Natural Gas | [5 empty] | 2003-11-13 | Operating | 874.6 | CT3A (84) | 7834 CT3 | 84
SC | John S. Rainey Generating Station | 7834 | CT4 |  | 2023 | ARP, CSNOX, CSSO2G2, SIPNOX | 610491 | 4 |  | Anderson County | SC007 | 7 | Electric Utility | 34.3477 | -82.776 | Santee Cooper (Owner),Santee Cooper (Operator) | Phase 2 |  | Combustion turbine | Pipeline Natural Gas | [5 empty] | 2003-11-19 | Operating | 874.6 | CT3B (84) | 7834 CT4 | 84
SC | John S. Rainey Generating Station | 7834 | CT5 |  | 2023 | ARP, CSNOX, CSSO2G2, SIPNOX | 610491 | 4 |  | Anderson County | SC007 | 7 | Electric Utility | 34.3477 | -82.776 | Santee Cooper (Owner),Santee Cooper (Operator) | Phase 2 |  | Combustion turbine | Pipeline Natural Gas | [5 empty] | 2003-12-02 | Operating | 874.6 | CT4A (84) | 7834 CT5 | 84
MD | Rock Springs Generating Facility | 7835 | 1 |  | 2023 | ARP, CSNOX, CSOSG3, CSSO2G1, RGGI | 608604 (Ended Sep 26, 2023), 610789 (Started Sep 26, 2023) | 3 |  | Cecil County | MD015 | 15 | Electric Utility | 39.7183 | -76.1606 | Old Dominion Electric Cooperative (Owner),Essential Power Rock Springs, LLC (Operator) | Phase 2 |  | Combustion turbine | Pipeline Natural Gas |  |  | Dry Low NOx Burners |  |  | 2003-05-21 | Operating | 2000 | 1 (190) | 7835 1 | 190
MD | Rock Springs Generating Facility | 7835 | 2 |  | 2023 | ARP, CSNOX, CSOSG3, CSSO2G1, RGGI | 608604 (Ended Sep 26, 2023), 610789 (Started Sep 26, 2023) | 3 |  | Cecil County | MD015 | 15 | Electric Utility | 39.7183 | -76.1606 | Old Dominion Electric Cooperative (Owner),Essential Power Rock Springs, LLC (Operator) | Phase 2 |  | Combustion turbine | Pipeline Natural Gas |  |  | Dry Low NOx Burners |  |  | 2003-05-28 | Operating | 2000 | 2 (190) | 7835 2 | 190
MD | Rock Springs Generating Facility | 7835 | 3 |  | 2023 | ARP, CSNOX, CSOSG3, CSSO2G1, RGGI | 608604 (Ended Sep 26, 2023), 610789 (Started Sep 26, 2023) | 3 |  | Cecil County | MD015 | 15 | Electric Utility | 39.7183 | -76.1606 | Essential Power Rock Springs, LLC (Owner),Essential Power Rock Springs, LLC (Operator) | Phase 2 |  | Combustion turbine | Pipeline Natural Gas |  |  | Dry Low NOx Burners |  |  | 2002-11-20 | Operating | 2000 | 3 (190) | 7835 3 | 190
MD | Rock Springs Generating Facility | 7835 | 4 |  | 2023 | ARP, CSNOX, CSOSG3, CSSO2G1, RGGI | 608604 (Ended Sep 26, 2023), 610789 (Started Sep 26, 2023) | 3 |  | Cecil County | MD015 | 15 | Electric Utility | 39.7183 | -76.1606 | Essential Power Rock Springs, LLC (Owner),Essential Power Rock Springs, LLC (Operator) | Phase 2 |  | Combustion turbine | Pipeline Natural Gas |  |  | Dry Low NOx Burners |  |  | 2002-11-26 | Operating | 2000 | 4 (190) | 7835 4 | 190
VA | Marsh Run Generation Facility | 7836 | EU1 |  | 2023 | ARP, CSNOX, CSOSG3, CSSO2G1, RGGI | 601174 | 3 | SERC | Fauquier County | VA061 | 61 | Electric Utility | 38.5283 | -77.7681 | Old Dominion Electric Cooperative (Owner),Old Dominion Electric Cooperative (Operator) | Phase 2 |  | Combustion turbine | Pipeline Natural Gas | Diesel Oil |  | Dry Low NOx Burners,Water Injection |  |  | 2004-07-28 | Operating | 2400 | 1 (172.3) | 7836 EU1 | 172.3
VA | Marsh Run Generation Facility | 7836 | EU2 |  | 2023 | ARP, CSNOX, CSOSG3, CSSO2G1, RGGI | 601174 | 3 | SERC | Fauquier County | VA061 | 61 | Electric Utility | 38.5283 | -77.7681 | Old Dominion Electric Cooperative (Owner),Old Dominion Electric Cooperative (Operator) | Phase 2 |  | Combustion turbine | Pipeline Natural Gas | Diesel Oil |  | Dry Low NOx Burners,Water Injection |  |  | 2004-06-30 | Operating | 2400 | 2 (172.3) | 7836 EU2 | 172.3
VA | Marsh Run Generation Facility | 7836 | EU3 |  | 2023 | ARP, CSNOX, CSOSG3, CSSO2G1, RGGI | 601174 | 3 | SERC | Fauquier County | VA061 | 61 | Electric Utility | 38.5283 | -77.7681 | Old Dominion Electric Cooperative (Owner),Old Dominion Electric Cooperative (Operator) | Phase 2 |  | Combustion turbine | Pipeline Natural Gas | Diesel Oil |  | Dry Low NOx Burners,Water Injection |  |  | 2004-06-27 | Operating | 2400 | 3 (172.3) | 7836 EU3 | 172.3
VA | Louisa Generation Facility | 7837 | EU1 |  | 2023 | ARP, CSNOX, CSOSG3, CSSO2G1, RGGI | 601174 | 3 | SERC | Louisa County | VA109 | 109 | Electric Utility | 38.1181 | -78.2139 | Old Dominion Electric Cooperative (Owner),Old Dominion Electric Cooperative (Operator) | Phase 2 |  | Combustion turbine | Pipeline Natural Gas | Diesel Oil |  | Dry Low NOx Burners,Water Injection |  |  | 2003-05-21 | Operating | 1300 | 1 (84.5) | 7837 EU1 | 84.5
VA | Louisa Generation Facility | 7837 | EU2 |  | 2023 | ARP, CSNOX, CSOSG3, CSSO2G1, RGGI | 601174 | 3 | SERC | Louisa County | VA109 | 109 | Electric Utility | 38.1181 | -78.2139 | Old Dominion Electric Cooperative (Owner),Old Dominion Electric Cooperative (Operator) | Phase 2 |  | Combustion turbine | Pipeline Natural Gas | Diesel Oil |  | Dry Low NOx Burners,Water Injection |  |  | 2003-03-17 | Operating | 1300 | 2 (84.5) | 7837 EU2 | 84.5
VA | Louisa Generation Facility | 7837 | EU3 |  | 2023 | ARP, CSNOX, CSOSG3, CSSO2G1, RGGI | 601174 | 3 | SERC | Louisa County | VA109 | 109 | Electric Utility | 38.1181 | -78.2139 | Old Dominion Electric Cooperative (Owner),Old Dominion Electric Cooperative (Operator) | Phase 2 |  | Combustion turbine | Pipeline Natural Gas | Diesel Oil |  | Dry Low NOx Burners,Water Injection |  |  | 2003-04-01 | Operating | 1300 | 3 (84.5) | 7837 EU3 | 84.5
VA | Louisa Generation Facility | 7837 | EU4 |  | 2023 | ARP, CSNOX, CSOSG3, CSSO2G1, RGGI | 601174 | 3 | SERC | Louisa County | VA109 | 109 | Electric Utility | 38.1181 | -78.2139 | Old Dominion Electric Cooperative (Owner),Old Dominion Electric Cooperative (Operator) | Phase 2 |  | Combustion turbine | Pipeline Natural Gas | Diesel Oil |  | Dry Low NOx Burners,Water Injection |  |  | 2003-04-15 | Operating | 1300 | 4 (84.5) | 7837 EU4 | 84.5
VA | Louisa Generation Facility | 7837 | EU5 |  | 2023 | ARP, CSNOX, CSOSG3, CSSO2G1, RGGI | 601174 | 3 | SERC | Louisa County | VA109 | 109 | Electric Utility | 38.1181 | -78.2139 | Old Dominion Electric Cooperative (Owner),Old Dominion Electric Cooperative (Operator) | Phase 2 |  | Combustion turbine | Pipeline Natural Gas | Diesel Oil |  | Dry Low NOx Burners,Water Injection |  |  | 2003-07-13 | Operating | 2400 | 5 (171.1) | 7837 EU5 | 171.1
VA | Remington Combustion Turbine Station | 7838 | 1 |  | 2023 | ARP, CSNOX, CSOSG3, CSSO2G1, RGGI | 1525 | 3 |  | Fauquier County | VA061 | 61 | Electric Utility | 38.5447 | -77.7707 | Virginia Electric & Power Company (Owner),Dominion Generation (Operator) | Phase 2 |  | Combustion turbine | Pipeline Natural Gas | Diesel Oil |  | Dry Low NOx Burners,Water Injection |  |  | 2000-07-09 | Operating | 2223 | 1 (178.5) | 7838 1 | 178.5
VA | Remington Combustion Turbine Station | 7838 | 2 |  | 2023 | ARP, CSNOX, CSOSG3, CSSO2G1, RGGI | 1525 | 3 |  | Fauquier County | VA061 | 61 | Electric Utility | 38.5447 | -77.7707 | Virginia Electric & Power Company (Owner),Dominion Generation (Operator) | Phase 2 |  | Combustion turbine | Pipeline Natural Gas | Diesel Oil |  | Dry Low NOx Burners,Water Injection |  |  | 2000-07-10 | Operating | 1985 | 2 (178.5) | 7838 2 | 178.5
VA | Remington Combustion Turbine Station | 7838 | 3 |  | 2023 | ARP, CSNOX, CSOSG3, CSSO2G1, RGGI | 1525 | 3 |  | Fauquier County | VA061 | 61 | Electric Utility | 38.5447 | -77.7707 | Virginia Electric & Power Company (Owner),Dominion Generation (Operator) | Phase 2 |  | Combustion turbine | Pipeline Natural Gas | Diesel Oil |  | Dry Low NOx Burners,Water Injection |  |  | 2000-07-05 | Operating | 2223 | 3 (178.5) | 7838 3 | 178.5
VA | Remington Combustion Turbine Station | 7838 | 4 |  | 2023 | ARP, CSNOX, CSOSG3, CSSO2G1, RGGI | 1525 | 3 |  | Fauquier County | VA061 | 61 | Electric Utility | 38.5447 | -77.7707 | Virginia Electric & Power Company (Owner),Dominion Generation (Operator) | Phase 2 |  | Combustion turbine | Pipeline Natural Gas | Diesel Oil |  | Dry Low NOx Burners,Water Injection |  |  | 2000-07-10 | Operating | 1985 | 4 (178.5) | 7838 4 | 178.5
VA | Ladysmith Combustion Turbine Sta | 7839 | 1 |  | 2023 | ARP, CSNOX, CSOSG3, CSSO2G1, RGGI | 1525 | 3 |  | Caroline County | VA033 | 33 | Electric Utility | 38.0725 | -77.5141 | Virginia Electric & Power Company (Owner),Dominion Generation (Operator) | Phase 2 |  | Combustion turbine | Pipeline Natural Gas | Diesel Oil |  | Dry Low NOx Burners,Water Injection |  |  | 2001-05-31 | Operating | 2129 | 1 (178.5) | 7839 1 | 178.5
VA | Ladysmith Combustion Turbine Sta | 7839 | 2 |  | 2023 | ARP, CSNOX, CSOSG3, CSSO2G1, RGGI | 1525 | 3 |  | Caroline County | VA033 | 33 | Electric Utility | 38.0725 | -77.5141 | Virginia Electric & Power Company (Owner),Dominion Generation (Operator) | Phase 2 |  | Combustion turbine | Pipeline Natural Gas | Diesel Oil |  | Dry Low NOx Burners,Water Injection |  |  | 2001-05-23 | Operating | 2223 | 2 (178.5) | 7839 2 | 178.5
VA | Ladysmith Combustion Turbine Sta | 7839 | 3 |  | 2023 | ARP, CSNOX, CSOSG3, CSSO2G1, RGGI | 1525 | 3 |  | Caroline County | VA033 | 33 | Electric Utility | 38.0725 | -77.5141 | Virginia Electric & Power Company (Owner),Dominion Generation (Operator) | Phase 2 |  | Combustion turbine | Pipeline Natural Gas | Diesel Oil |  | Dry Low NOx Burners,Water Injection |  |  | 2008-05-22 | Operating | 2158 | 3 (192.1) | 7839 3 | 192.1
VA | Ladysmith Combustion Turbine Sta | 7839 | 4 |  | 2023 | ARP, CSNOX, CSOSG3, CSSO2G1, RGGI | 1525 | 3 |  | Caroline County | VA033 | 33 | Electric Utility | 38.0725 | -77.5141 | Virginia Electric & Power Company (Owner),Dominion Generation (Operator) | Phase 2 |  | Combustion turbine | Pipeline Natural Gas | Diesel Oil |  | Dry Low NOx Burners,Water Injection |  |  | 2008-06-07 | Operating | 2129 | 4 (192.1) | 7839 4 | 192.1
VA | Ladysmith Combustion Turbine Sta | 7839 | 5 |  | 2023 | ARP, CSNOX, CSOSG3, CSSO2G1, RGGI | 1525 | 3 |  | Caroline County | VA033 | 33 | Electric Utility | 38.0725 | -77.5141 | Virginia Electric & Power Company (Owner),Dominion Generation (Operator) | Phase 2 |  | Combustion turbine | Pipeline Natural Gas | Diesel Oil |  | Dry Low NOx Burners,Water Injection |  |  | 2009-03-22 | Operating | 2129 | 5 (192.1) | 7839 5 | 192.1
IL | Freedom Power Project | 7842 | CT1 |  | 2023 | ARP, CSNOX, CSOSG3, CSSO2G1 | 603695 | 5 | SERC | Fayette County | IL051 | 51 | Electric Utility | 39.1025 | -88.8589 | Southwestern Electric Cooperative, Inc. (Owner),Southwestern Electric Cooperative, Inc. (Operator) | Phase 2 |  | Combustion turbine | Pipeline Natural Gas |  |  | Water Injection |  |  | 2000-06-01 | Operating | 465 | CT1 (47) | 7842 CT1 | 47
MN | Pleasant Valley Station | 7843 | 11 |  | 2023 | ARP, CSNOX, CSSO2G2 | 607684 | 5 | MAPP | Mower County | MN099 | 99 | Electric Utility | 43.7997 | -92.6819 | Great River Energy (Owner),Great River Energy (Operator) | Phase 2 |  | Combustion turbine | Pipeline Natural Gas | Diesel Oil |  | Dry Low NOx Burners,Water Injection |  |  | 2001-04-04 | Operating | 1772 | 11 (197) | 7843 11 | 197
MN | Pleasant Valley Station | 7843 | 12 |  | 2023 | ARP, CSNOX, CSSO2G2 | 607684 | 5 | MAPP | Mower County | MN099 | 99 | Electric Utility | 43.7997 | -92.6819 | Great River Energy (Owner),Great River Energy (Operator) | Phase 2 |  | Combustion turbine | Pipeline Natural Gas | Diesel Oil |  | Dry Low NOx Burners,Water Injection |  |  | 2001-04-06 | Operating | 1819.6 | 12 (197) | 7843 12 | 197
MN | Pleasant Valley Station | 7843 | 13 |  | 2023 | ARP, CSNOX, CSSO2G2 | 607684 | 5 | MAPP | Mower County | MN099 | 99 | Electric Utility | 43.7997 | -92.6819 | Great River Energy (Owner),Great River Energy (Operator) | Phase 2 |  | Combustion turbine | Pipeline Natural Gas | Diesel Oil |  | Dry Low NOx Burners,Water Injection |  |  | 2002-04-21 | Operating | 1475.3 | 13 (147.5) | 7843 13 | 147.5
MN | Minnesota River Station | 7844 | U001 |  | 2023 | ARP, CSNOX, CSSO2G2 | 610251 | 5 | MAPP | Carver County | MN019 | 19 | Electric Utility | 44.795 | -93.5808 | City of Chaska (Owner),Minnesota Municipal Power Agency (Operator) | Phase 2 |  | Combustion turbine | Pipeline Natural Gas | Diesel Oil |  | Dry Low NOx Burners |  |  | 2001-05-01 | Operating | 560 | UOO1 (49) | 7844 U001 | 49
TN | Lagoon Creek | 7845 | LCC1 |  | 2023 | ARP, CSNOX, CSOSG2, CSSO2G1 | 609315 | 4 |  | Haywood County | TN075 | 75 | Electric Utility | 35.6578 | -89.3964 | Tennessee Valley Authority (Owner),Tennessee Valley Authority (Operator) | Phase 2 |  | Combined cycle | Pipeline Natural Gas |  |  | Dry Low NOx Burners,Selective Catalytic Reduction |  |  | 2010-06-30 | Operating | 2243 | CTG1 (173.4), STG1 (257.6) | 7845 LCC1 | 302.2 | Y
TN | Lagoon Creek | 7845 | LCC2 |  | 2023 | ARP, CSNOX, CSOSG2, CSSO2G1 | 609315 | 4 |  | Haywood County | TN075 | 75 | Electric Utility | 35.6578 | -89.3964 | Tennessee Valley Authority (Owner),Tennessee Valley Authority (Operator) | Phase 2 |  | Combined cycle | Pipeline Natural Gas |  |  | Dry Low NOx Burners,Selective Catalytic Reduction |  |  | 2010-06-22 | Operating | 2243 | STG1 (257.6), CTG2 (173.4) | 7845 LCC2 | 302.2 | Y
TN | Lagoon Creek | 7845 | LCT1 |  | 2023 | ARP, CSNOX, CSOSG2, CSSO2G1 | 609315 | 4 |  | Haywood County | TN075 | 75 | Electric Utility | 35.6578 | -89.3964 | Tennessee Valley Authority (Owner),Tennessee Valley Authority (Operator) | Phase 2 |  | Combustion turbine | Pipeline Natural Gas | Diesel Oil |  | Dry Low NOx Burners,Water Injection |  |  | 2001-04-05 | Operating | 1175.4 | GT1 (84.5) | 7845 LCT1 | 84.5
TN | Lagoon Creek | 7845 | LCT10 |  | 2023 | ARP, CSNOX, CSOSG2, CSSO2G1 | 609315 | 4 |  | Haywood County | TN075 | 75 | Electric Utility | 35.6578 | -89.3964 | Tennessee Valley Authority (Owner),Tennessee Valley Authority (Operator) | Phase 2 |  | Combustion turbine | Pipeline Natural Gas | Diesel Oil |  | Dry Low NOx Burners,Water Injection |  |  | 2002-04-10 | Operating | 1175.4 | GT10 (86.2) | 7845 LCT10 | 86.2
TN | Lagoon Creek | 7845 | LCT11 |  | 2023 | ARP, CSNOX, CSOSG2, CSSO2G1 | 609315 | 4 |  | Haywood County | TN075 | 75 | Electric Utility | 35.6578 | -89.3964 | Tennessee Valley Authority (Owner),Tennessee Valley Authority (Operator) | Phase 2 |  | Combustion turbine | Pipeline Natural Gas | Diesel Oil |  | Dry Low NOx Burners,Water Injection |  |  | 2002-04-11 | Operating | 1175.4 | GT11 (86.2) | 7845 LCT11 | 86.2
TN | Lagoon Creek | 7845 | LCT12 |  | 2023 | ARP, CSNOX, CSOSG2, CSSO2G1 | 609315 | 4 |  | Haywood County | TN075 | 75 | Electric Utility | 35.6578 | -89.3964 | Tennessee Valley Authority (Owner),Tennessee Valley Authority (Operator) | Phase 2 |  | Combustion turbine | Pipeline Natural Gas | Diesel Oil |  | Dry Low NOx Burners,Water Injection |  |  | 2002-04-19 | Operating | 1175.4 | GT12 (86.2) | 7845 LCT12 | 86.2
TN | Lagoon Creek | 7845 | LCT2 |  | 2023 | ARP, CSNOX, CSOSG2, CSSO2G1 | 609315 | 4 |  | Haywood County | TN075 | 75 | Electric Utility | 35.6578 | -89.3964 | Tennessee Valley Authority (Owner),Tennessee Valley Authority (Operator) | Phase 2 |  | Combustion turbine | Pipeline Natural Gas | Diesel Oil |  | Dry Low NOx Burners,Water Injection |  |  | 2001-04-06 | Operating | 1175.4 | GT2 (84.5) | 7845 LCT2 | 84.5
TN | Lagoon Creek | 7845 | LCT3 |  | 2023 | ARP, CSNOX, CSOSG2, CSSO2G1 | 609315 | 4 |  | Haywood County | TN075 | 75 | Electric Utility | 35.6578 | -89.3964 | Tennessee Valley Authority (Owner),Tennessee Valley Authority (Operator) | Phase 2 |  | Combustion turbine | Pipeline Natural Gas | Diesel Oil |  | Dry Low NOx Burners,Water Injection |  |  | 2001-04-13 | Operating | 1175.4 | GT3 (84.5) | 7845 LCT3 | 84.5
TN | Lagoon Creek | 7845 | LCT4 |  | 2023 | ARP, CSNOX, CSOSG2, CSSO2G1 | 609315 | 4 |  | Haywood County | TN075 | 75 | Electric Utility | 35.6578 | -89.3964 | Tennessee Valley Authority (Owner),Tennessee Valley Authority (Operator) | Phase 2 |  | Combustion turbine | Pipeline Natural Gas | Diesel Oil |  | Dry Low NOx Burners,Water Injection |  |  | 2001-05-01 | Operating | 1175.4 | GT4 (84.5) | 7845 LCT4 | 84.5
TN | Lagoon Creek | 7845 | LCT5 |  | 2023 | ARP, CSNOX, CSOSG2, CSSO2G1 | 609315 | 4 |  | Haywood County | TN075 | 75 | Electric Utility | 35.6578 | -89.3964 | Tennessee Valley Authority (Owner),Tennessee Valley Authority (Operator) | Phase 2 |  | Combustion turbine | Pipeline Natural Gas | Diesel Oil |  | Dry Low NOx Burners,Water Injection |  |  | 2001-05-01 | Operating | 1175.4 | GT5 (84.5) | 7845 LCT5 | 84.5
TN | Lagoon Creek | 7845 | LCT6 |  | 2023 | ARP, CSNOX, CSOSG2, CSSO2G1 | 609315 | 4 |  | Haywood County | TN075 | 75 | Electric Utility | 35.6578 | -89.3964 | Tennessee Valley Authority (Owner),Tennessee Valley Authority (Operator) | Phase 2 |  | Combustion turbine | Pipeline Natural Gas | Diesel Oil |  | Dry Low NOx Burners,Water Injection |  |  | 2001-05-09 | Operating | 1175.4 | GT6 (84.5) | 7845 LCT6 | 84.5
TN | Lagoon Creek | 7845 | LCT7 |  | 2023 | ARP, CSNOX, CSOSG2, CSSO2G1 | 609315 | 4 |  | Haywood County | TN075 | 75 | Electric Utility | 35.6578 | -89.3964 | Tennessee Valley Authority (Owner),Tennessee Valley Authority (Operator) | Phase 2 |  | Combustion turbine | Pipeline Natural Gas | Diesel Oil |  | Dry Low NOx Burners,Water Injection |  |  | 2001-05-18 | Operating | 1175.4 | GT7 (84.5) | 7845 LCT7 | 84.5
TN | Lagoon Creek | 7845 | LCT8 |  | 2023 | ARP, CSNOX, CSOSG2, CSSO2G1 | 609315 | 4 |  | Haywood County | TN075 | 75 | Electric Utility | 35.6578 | -89.3964 | Tennessee Valley Authority (Owner),Tennessee Valley Authority (Operator) | Phase 2 |  | Combustion turbine | Pipeline Natural Gas | Diesel Oil |  | Dry Low NOx Burners,Water Injection |  |  | 2001-06-01 | Operating | 1175.4 | GT8 (84.5) | 7845 LCT8 | 84.5
TN | Lagoon Creek | 7845 | LCT9 |  | 2023 | ARP, CSNOX, CSOSG2, CSSO2G1 | 609315 | 4 |  | Haywood County | TN075 | 75 | Electric Utility | 35.6578 | -89.3964 | Tennessee Valley Authority (Owner),Tennessee Valley Authority (Operator) | Phase 2 |  | Combustion turbine | Pipeline Natural Gas | Diesel Oil |  | Dry Low NOx Burners,Water Injection |  |  | 2002-04-02 | Operating | 1175.4 | GT9 (86.2) | 7845 LCT9 | 86.2
FL | Brandy Branch | 7846 | 1 |  | 2023 | ARP | 605471 | 4 |  | Duval County | FL031 | 31 | Electric Utility | 30.3206 | -81.9486 | JEA (Owner),JEA (Operator) | Phase 2 |  | Combustion turbine | Pipeline Natural Gas | Diesel Oil |  | Dry Low NOx Burners,Water Injection |  |  | 2001-05-31 | Operating | 1822 | 001 (203.8) | 7846 1 | 203.8
FL | Brandy Branch | 7846 | 2 |  | 2023 | ARP | 605471 | 4 |  | Duval County | FL031 | 31 | Electric Utility | 30.3206 | -81.9486 | JEA (Owner),JEA (Operator) | Phase 2 |  | Combined cycle | Pipeline Natural Gas | Diesel Oil |  | Dry Low NOx Burners,Selective Catalytic Reduction,Water Injection |  |  | 2001-05-31 | Operating | 2170 | 002 (203.8), 004 (268.4) | 7846 2 | 338 | Y
FL | Brandy Branch | 7846 | 3 |  | 2023 | ARP | 605471 | 4 |  | Duval County | FL031 | 31 | Electric Utility | 30.3206 | -81.9486 | JEA (Owner),JEA (Operator) | Phase 2 |  | Combined cycle | Pipeline Natural Gas | Diesel Oil |  | Dry Low NOx Burners,Selective Catalytic Reduction,Water Injection |  |  | 2001-10-02 | Operating | 2170 | 003 (203.8), 004 (268.4) | 7846 3 | 338 | Y
MO | Holden Power Plant | 7848 | 1 |  | 2023 | ARP, CSNOX, CSOSG2, CSSO2G1 | 606546 | 7 |  | Johnson County | MO101 | 101 | Electric Utility | 38.7538 | -93.9983 | Associated Electric Cooperative, Inc. (Owner),Associated Electric Cooperative, Inc. (Operator) | Phase 2 |  | Combustion turbine | Pipeline Natural Gas | Diesel Oil |  | Dry Low NOx Burners,Water Injection |  |  | 2002-06-01 | Operating | 1406 | 11 (107.1) | 7848 1 | 107.1
MO | Holden Power Plant | 7848 | 2 |  | 2023 | ARP, CSNOX, CSOSG2, CSSO2G1 | 606546 | 7 |  | Johnson County | MO101 | 101 | Electric Utility | 38.7538 | -93.9983 | Associated Electric Cooperative, Inc. (Owner),Associated Electric Cooperative, Inc. (Operator) | Phase 2 |  | Combustion turbine | Pipeline Natural Gas | Diesel Oil |  | Dry Low NOx Burners,Water Injection |  |  | 2002-06-01 | Operating | 1406 | 12 (107.1) | 7848 2 | 107.1
MO | Holden Power Plant | 7848 | 3 |  | 2023 | ARP, CSNOX, CSOSG2, CSSO2G1 | 606546 | 7 |  | Johnson County | MO101 | 101 | Electric Utility | 38.7538 | -93.9983 | Associated Electric Cooperative, Inc. (Owner),Associated Electric Cooperative, Inc. (Operator) | Phase 2 |  | Combustion turbine | Pipeline Natural Gas | Diesel Oil |  | Dry Low NOx Burners,Water Injection |  |  | 2002-06-01 | Operating | 1406 | 13 (107.1) | 7848 3 | 107.1
WI | Elk Mound Generating Station | 7863 | 1 |  | 2023 | ARP, CSNOX, CSOSG3, CSSO2G1 | 606455 | 5 | MAPP | Chippewa County | WI017 | 17 | Electric Utility | 44.9019 | -91.5678 | Dairyland Power Cooperative (Owner),Dairyland Power Cooperative (Operator) | Phase 2 |  | Combustion turbine | Pipeline Natural Gas | Diesel Oil |  | Dry Low NOx Burners,Water Injection |  |  | 2001-05-23 | Operating | 565 | 1 (51) | 7863 1 | 51
WI | Elk Mound Generating Station | 7863 | 2 |  | 2023 | ARP, CSNOX, CSOSG3, CSSO2G1 | 606455 | 5 | MAPP | Chippewa County | WI017 | 17 | Electric Utility | 44.9019 | -91.5678 | Dairyland Power Cooperative (Owner),Dairyland Power Cooperative (Operator) | Phase 2 |  | Combustion turbine | Pipeline Natural Gas | Diesel Oil |  | Dry Low NOx Burners,Water Injection |  |  | 2001-06-03 | Operating | 565 | 2 (51) | 7863 2 | 51
NY | Glenwood Landing Energy Center | 7869 | UGT011 |  | 2023 | RGGI, SIPNOX | 606257 | 2 |  | Nassau County | NY059 | 59 | Electric Utility | 40.8275 | -73.6478 | National Grid Generation LLC (Owner),National Grid Generation LLC (Operator) |  |  | Combustion turbine | Diesel Oil | [5 empty] | 1967-06-01 | Operating | 266 | GT1 (16) | 7869 UGT011 | 16
NY | Glenwood Landing Energy Center | 7869 | UGT012 |  | 2023 | ARP, CSNOX, CSOSG3, CSSO2G1, RGGI | 606257 | 2 |  | Nassau County | NY059 | 59 | Electric Utility | 40.8275 | -73.6478 | National Grid Glenwood Energy Center LLC (Owner),National Grid Glenwood Energy Center LLC (Operator) | Phase 2 |  | Combustion turbine | Pipeline Natural Gas | Diesel Oil |  | Water Injection,Selective Catalytic Reduction |  |  | 2002-06-01 | Operating | 470 | GT4 (45) | 7869 UGT012 | 45 | Y
NY | Glenwood Landing Energy Center | 7869 | UGT013 |  | 2023 | ARP, CSNOX, CSOSG3, CSSO2G1, RGGI | 606257 | 2 |  | Nassau County | NY059 | 59 | Electric Utility | 40.8275 | -73.6478 | National Grid Glenwood Energy Center LLC (Owner),National Grid Glenwood Energy Center LLC (Operator) | Phase 2 |  | Combustion turbine | Pipeline Natural Gas | Diesel Oil |  | Water Injection,Selective Catalytic Reduction |  |  | 2002-06-01 | Operating | 470 | GT5 (45) | 7869 UGT013 | 45 | Y
WA | Encogen Generating Station | 7870 | CT1 |  | 2023 | ARP | 610010 (Ended May 02, 2023), 610011 (Started May 02, 2023)(Ended May 02, 2023) | 10 |  | Whatcom County | WA073 | 73 | Electric Utility | 48.746 | -122.486 | Puget Sound Energy, Inc. (Owner),Puget Sound Energy, Inc. (Operator) | Phase 2 |  | Combined cycle | Natural Gas |  |  | Selective Catalytic Reduction,Steam Injection |  |  | 1993-07-01 | Operating | 525 | CTG1 (39.4), STG (58.2) | 7870 CT1 | 58.8 | Y
WA | Encogen Generating Station | 7870 | CT2 |  | 2023 | ARP | 610010 (Ended May 02, 2023), 610011 (Started May 02, 2023)(Ended May 02, 2023) | 10 |  | Whatcom County | WA073 | 73 | Electric Utility | 48.746 | -122.486 | Puget Sound Energy, Inc. (Owner),Puget Sound Energy, Inc. (Operator) | Phase 2 |  | Combined cycle | Natural Gas |  |  | Selective Catalytic Reduction,Steam Injection |  |  | 1993-07-01 | Operating | 525 | STG (58.2), CTG2 (39.4) | 7870 CT2 | 58.8 | Y
WA | Encogen Generating Station | 7870 | CT3 |  | 2023 | ARP | 610010 (Ended May 02, 2023), 610011 (Started May 02, 2023)(Ended May 02, 2023) | 10 |  | Whatcom County | WA073 | 73 | Electric Utility | 48.746 | -122.486 | Puget Sound Energy, Inc. (Owner),Puget Sound Energy, Inc. (Operator) | Phase 2 |  | Combined cycle | Natural Gas |  |  | Selective Catalytic Reduction,Steam Injection |  |  | 1993-07-01 | Operating | 525 | STG (58.2), CTG3 (39.4) | 7870 CT3 | 58.8 | Y
OH | Robert P Mone | 7872 | 1 |  | 2023 | ARP, CSNOX, CSOSG3, CSSO2G1 | 609050 | 5 | ECAR | Van Wert County | OH161 | 161 | Electric Utility | 40.9297 | -84.7392 | National Power Cooperative, Inc. (Owner),Buckeye Power, Inc. (Operator) | Phase 2 |  | Combustion turbine | Pipeline Natural Gas | Diesel Oil |  | Dry Low NOx Burners,Water Injection |  |  | 2002-06-14 | Operating | 1946.3 | 1 (198) | 7872 1 | 198
OH | Robert P Mone | 7872 | 2 |  | 2023 | ARP, CSNOX, CSOSG3, CSSO2G1 | 609050 | 5 | ECAR | Van Wert County | OH161 | 161 | Electric Utility | 40.9297 | -84.7392 | National Power Cooperative, Inc. (Owner),Buckeye Power, Inc. (Operator) | Phase 2 |  | Combustion turbine | Pipeline Natural Gas | Diesel Oil |  | Dry Low NOx Burners,Water Injection |  |  | 2002-06-28 | Operating | 1946.3 | 2 (198) | 7872 2 | 198
OH | Robert P Mone | 7872 | 3 |  | 2023 | ARP, CSNOX, CSOSG3, CSSO2G1 | 609050 | 5 | ECAR | Van Wert County | OH161 | 161 | Electric Utility | 40.9297 | -84.7392 | National Power Cooperative, Inc. (Owner),Buckeye Power, Inc. (Operator) | Phase 2 |  | Combustion turbine | Pipeline Natural Gas | Diesel Oil |  | Dry Low NOx Burners,Water Injection |  |  | 2002-07-09 | Operating | 1946.3 | 3 (198) | 7872 3 | 198
FL | Bayside Power Station | 7873 | CT1A |  | 2023 | ARP | 602607 | 4 | FRCC | Hillsborough County | FL057 | 57 | Electric Utility | 27.9072 | -82.4231 | Tampa Electric Company (Owner),Tampa Electric Company (Operator) | Phase 2 |  | Combined cycle | Pipeline Natural Gas |  |  | Dry Low NOx Burners,Selective Catalytic Reduction |  |  | 2003-03-15 | Operating | 1866 | 1A (169), 1ST (239) | 7873 CT1A | 248.6667 | Y
FL | Bayside Power Station | 7873 | CT1B |  | 2023 | ARP | 602607 | 4 | FRCC | Hillsborough County | FL057 | 57 | Electric Utility | 27.9072 | -82.4231 | Tampa Electric Company (Owner),Tampa Electric Company (Operator) | Phase 2 |  | Combined cycle | Pipeline Natural Gas |  |  | Dry Low NOx Burners,Selective Catalytic Reduction |  |  | 2003-03-15 | Operating | 1866 | 1ST (239), 1B (169) | 7873 CT1B | 248.6667 | Y
FL | Bayside Power Station | 7873 | CT1C |  | 2023 | ARP | 602607 | 4 | FRCC | Hillsborough County | FL057 | 57 | Electric Utility | 27.9072 | -82.4231 | Tampa Electric Company (Owner),Tampa Electric Company (Operator) | Phase 2 |  | Combined cycle | Pipeline Natural Gas |  |  | Dry Low NOx Burners,Selective Catalytic Reduction |  |  | 2003-03-11 | Operating | 1866 | 1ST (239), 1C (169) | 7873 CT1C | 248.6667 | Y
FL | Bayside Power Station | 7873 | CT2A |  | 2023 | ARP | 602607 | 4 | FRCC | Hillsborough County | FL057 | 57 | Electric Utility | 27.9072 | -82.4231 | Tampa Electric Company (Owner),Tampa Electric Company (Operator) | Phase 2 |  | Combined cycle | Pipeline Natural Gas |  |  | Dry Low NOx Burners,Selective Catalytic Reduction |  |  | 2003-09-16 | Operating | 1842 | 2A (169), 2ST (414) | 7873 CT2A | 272.5 | Y
FL | Bayside Power Station | 7873 | CT2B |  | 2023 | ARP | 602607 | 4 | FRCC | Hillsborough County | FL057 | 57 | Electric Utility | 27.9072 | -82.4231 | Tampa Electric Company (Owner),Tampa Electric Company (Operator) | Phase 2 |  | Combined cycle | Pipeline Natural Gas |  |  | Dry Low NOx Burners,Selective Catalytic Reduction |  |  | 2003-09-05 | Operating | 1842 | 2ST (414), 2B (169) | 7873 CT2B | 272.5 | Y
FL | Bayside Power Station | 7873 | CT2C |  | 2023 | ARP | 602607 | 4 | FRCC | Hillsborough County | FL057 | 57 | Electric Utility | 27.9072 | -82.4231 | Tampa Electric Company (Owner),Tampa Electric Company (Operator) | Phase 2 |  | Combined cycle | Pipeline Natural Gas |  |  | Dry Low NOx Burners,Selective Catalytic Reduction |  |  | 2003-11-19 | Operating | 1842 | 2C (169), 2ST (414) | 7873 CT2C | 272.5 | Y
FL | Bayside Power Station | 7873 | CT2D |  | 2023 | ARP | 602607 | 4 | FRCC | Hillsborough County | FL057 | 57 | Electric Utility | 27.9072 | -82.4231 | Tampa Electric Company (Owner),Tampa Electric Company (Operator) | Phase 2 |  | Combined cycle | Pipeline Natural Gas |  |  | Dry Low NOx Burners,Selective Catalytic Reduction |  |  | 2003-11-18 | Operating | 1842 | 2ST (414), 2D (169) | 7873 CT2D | 272.5 | Y
FL | Bayside Power Station | 7873 | CT3A |  | 2023 | ARP | 602607 | 4 | FRCC | Hillsborough County | FL057 | 57 | Electric Utility | 27.9072 | -82.4231 | Tampa Electric Company (Owner),Tampa Electric Company (Operator) | Phase 2 |  | Combustion turbine | Pipeline Natural Gas |  |  | Water Injection |  |  | 2009-06-29 | Operating | 342.7 | 3 (62) | 7873 CT3A | 62
FL | Bayside Power Station | 7873 | CT3B |  | 2023 | ARP | 602607 | 4 | FRCC | Hillsborough County | FL057 | 57 | Electric Utility | 27.9072 | -82.4231 | Tampa Electric Company (Owner),Tampa Electric Company (Operator) | Phase 2 |  | Combustion turbine | Pipeline Natural Gas |  |  | Water Injection |  |  | 2009-06-29 | Operating | 342.7 | 3 (62) | 7873 CT3B | 62
FL | Bayside Power Station | 7873 | CT4A |  | 2023 | ARP | 602607 | 4 | FRCC | Hillsborough County | FL057 | 57 | Electric Utility | 27.9072 | -82.4231 | Tampa Electric Company (Owner),Tampa Electric Company (Operator) | Phase 2 |  | Combustion turbine | Pipeline Natural Gas |  |  | Water Injection |  |  | 2009-06-25 | Operating | 342.7 | 4 (62) | 7873 CT4A | 62
FL | Bayside Power Station | 7873 | CT4B |  | 2023 | ARP | 602607 | 4 | FRCC | Hillsborough County | FL057 | 57 | Electric Utility | 27.9072 | -82.4231 | Tampa Electric Company (Owner),Tampa Electric Company (Operator) | Phase 2 |  | Combustion turbine | Pipeline Natural Gas |  |  | Water Injection |  |  | 2009-06-25 | Operating | 342.7 | 4 (62) | 7873 CT4B | 62
FL | Bayside Power Station | 7873 | CT5A |  | 2023 | ARP | 602607 | 4 | FRCC | Hillsborough County | FL057 | 57 | Electric Utility | 27.9072 | -82.4231 | Tampa Electric Company (Owner),Tampa Electric Company (Operator) | Phase 2 |  | Combustion turbine | Pipeline Natural Gas |  |  | Water Injection |  |  | 2009-04-02 | Operating | 342.7 | 5 (62) | 7873 CT5A | 62
FL | Bayside Power Station | 7873 | CT5B |  | 2023 | ARP | 602607 | 4 | FRCC | Hillsborough County | FL057 | 57 | Electric Utility | 27.9072 | -82.4231 | Tampa Electric Company (Owner),Tampa Electric Company (Operator) | Phase 2 |  | Combustion turbine | Pipeline Natural Gas |  |  | Water Injection |  |  | 2009-04-02 | Operating | 342.7 | 5 (62) | 7873 CT5B | 62
FL | Bayside Power Station | 7873 | CT6A |  | 2023 | ARP | 602607 | 4 | FRCC | Hillsborough County | FL057 | 57 | Electric Utility | 27.9072 | -82.4231 | Tampa Electric Company (Owner),Tampa Electric Company (Operator) | Phase 2 |  | Combustion turbine | Pipeline Natural Gas |  |  | Water Injection |  |  | 2009-03-25 | Operating | 342.7 | 6 (62) | 7873 CT6A | 62
FL | Bayside Power Station | 7873 | CT6B |  | 2023 | ARP | 602607 | 4 | FRCC | Hillsborough County | FL057 | 57 | Electric Utility | 27.9072 | -82.4231 | Tampa Electric Company (Owner),Tampa Electric Company (Operator) | Phase 2 |  | Combustion turbine | Pipeline Natural Gas |  |  | Water Injection |  |  | 2009-03-25 | Operating | 342.7 | 6 (62) | 7873 CT6B | 62
NE | Terry Bundy Generating Station | 7887 | SVGS2 |  | 2023 | ARP, CSNOX, CSSO2G2 | 608164 | 7 |  | Lancaster County | NE109 | 109 | Electric Utility | 40.9108 | -96.6147 | Lincoln Electric System (Owner),Lincoln Electric System (Operator) | Phase 2 |  | Combined cycle | Pipeline Natural Gas | Diesel Oil |  | Water Injection,Selective Catalytic Reduction |  |  | 2003-08-07 | Operating | 461 | 2 (45), 1 (27) | 7887 SVGS2 | 58.5 | Y
NE | Terry Bundy Generating Station | 7887 | SVGS3 |  | 2023 | ARP, CSNOX, CSSO2G2 | 608164 | 7 |  | Lancaster County | NE109 | 109 | Electric Utility | 40.9108 | -96.6147 | Lincoln Electric System (Owner),Lincoln Electric System (Operator) | Phase 2 |  | Combined cycle | Pipeline Natural Gas | Diesel Oil |  | Water Injection,Selective Catalytic Reduction |  |  | 2003-08-05 | Operating | 461 | 1 (27), 3 (45) | 7887 SVGS3 | 58.5 | Y
NE | Terry Bundy Generating Station | 7887 | SVGS4 |  | 2023 | ARP, CSNOX, CSSO2G2 | 608164 | 7 |  | Lancaster County | NE109 | 109 | Electric Utility | 40.9108 | -96.6147 | Lincoln Electric System (Owner),Lincoln Electric System (Operator) | Phase 2 |  | Combustion turbine | Pipeline Natural Gas | Diesel Oil |  | Water Injection,Selective Catalytic Reduction |  |  | 2003-08-11 | Operating | 439 | 4 (45) | 7887 SVGS4 | 45 | Y
AL | E B Harris Generating Plant | 7897 | 1A |  | 2023 | ARP, CSNOX, CSOSG2, CSSO2G2 | 602440 (Ended Oct 31, 2023), 610766 (Started Oct 31, 2023) | 4 |  | Autauga County | AL001 | 1 | Electric Utility | 32.3814 | -86.5736 | Southern Company (Owner),Alabama Power Company (Operator) | Phase 2 |  | Combined cycle | Pipeline Natural Gas |  |  | Dry Low NOx Burners,Selective Catalytic Reduction |  |  | 2003-02-05 | Operating | 2600 | ST1 (284), CT1A (203.2) | 7897 1A | 345.2 | Y
AL | E B Harris Generating Plant | 7897 | 1B |  | 2023 | ARP, CSNOX, CSOSG2, CSSO2G2 | 602440 (Ended Oct 31, 2023), 610766 (Started Oct 31, 2023) | 4 |  | Autauga County | AL001 | 1 | Electric Utility | 32.3814 | -86.5736 | Southern Company (Owner),Alabama Power Company (Operator) | Phase 2 |  | Combined cycle | Pipeline Natural Gas |  |  | Dry Low NOx Burners,Selective Catalytic Reduction |  |  | 2003-01-20 | Operating | 2600 | CT1B (203.2), ST1 (284) | 7897 1B | 345.2 | Y
AL | E B Harris Generating Plant | 7897 | 2A |  | 2023 | ARP, CSNOX, CSOSG2, CSSO2G2 | 602440 (Ended Oct 31, 2023), 610766 (Started Oct 31, 2023) | 4 |  | Autauga County | AL001 | 1 | Electric Utility | 32.3814 | -86.5736 | Southern Company (Owner),Alabama Power Company (Operator) | Phase 2 |  | Combined cycle | Pipeline Natural Gas |  |  | Dry Low NOx Burners,Selective Catalytic Reduction |  |  | 2003-03-22 | Operating | 2600 | ST2 (282), CT2A (203.2) | 7897 2A | 344.2 | Y
AL | E B Harris Generating Plant | 7897 | 2B |  | 2023 | ARP, CSNOX, CSOSG2, CSSO2G2 | 602440 (Ended Oct 31, 2023), 610766 (Started Oct 31, 2023) | 4 |  | Autauga County | AL001 | 1 | Electric Utility | 32.3814 | -86.5736 | Southern Company (Owner),Alabama Power Company (Operator) | Phase 2 |  | Combined cycle | Pipeline Natural Gas |  |  | Dry Low NOx Burners,Selective Catalytic Reduction |  |  | 2003-03-23 | Operating | 2600 | CT2B (203.2), ST2 (282) | 7897 2B | 344.2 | Y
TX | Sand Hill Energy Center | 7900 | SH1 |  | 2023 | ARP, CSOSG2 | 605338 | 6 | ERCOT | Travis County | TX453 | 453 | Electric Utility | 30.2091 | -97.6139 | City of Austin (Owner),City of Austin (Operator) | Phase 2 |  | Combustion turbine | Pipeline Natural Gas |  |  | Water Injection,Selective Catalytic Reduction |  |  | 2001-03-01 | Operating | 478 | SH1 (60.5) | 7900 SH1 | 60.5 | Y
TX | Sand Hill Energy Center | 7900 | SH2 |  | 2023 | ARP, CSOSG2 | 605338 | 6 | ERCOT | Travis County | TX453 | 453 | Electric Utility | 30.2091 | -97.6139 | City of Austin (Owner),City of Austin (Operator) | Phase 2 |  | Combustion turbine | Pipeline Natural Gas |  |  | Water Injection,Selective Catalytic Reduction |  |  | 2001-03-01 | Operating | 478 | SH2 (60.5) | 7900 SH2 | 60.5 | Y
TX | Sand Hill Energy Center | 7900 | SH3 |  | 2023 | ARP, CSOSG2 | 605338 | 6 | ERCOT | Travis County | TX453 | 453 | Electric Utility | 30.2091 | -97.6139 | City of Austin (Owner),City of Austin (Operator) | Phase 2 |  | Combustion turbine | Pipeline Natural Gas |  |  | Water Injection,Selective Catalytic Reduction |  |  | 2001-03-01 | Operating | 478 | SH3 (60.5) | 7900 SH3 | 60.5 | Y
TX | Sand Hill Energy Center | 7900 | SH4 |  | 2023 | ARP, CSOSG2 | 605338 | 6 | ERCOT | Travis County | TX453 | 453 | Electric Utility | 30.2091 | -97.6139 | City of Austin (Owner),City of Austin (Operator) | Phase 2 |  | Combustion turbine | Pipeline Natural Gas |  |  | Water Injection,Selective Catalytic Reduction |  |  | 2001-03-01 | Operating | 478 | SH4 (60.5) | 7900 SH4 | 60.5 | Y
TX | Sand Hill Energy Center | 7900 | SH5 |  | 2023 | ARP, CSOSG2 | 605338 | 6 | ERCOT | Travis County | TX453 | 453 | Electric Utility | 30.2091 | -97.6139 | City of Austin (Owner),City of Austin (Operator) | Phase 2 |  | Combined cycle | Pipeline Natural Gas |  |  | Dry Low NOx Burners,Selective Catalytic Reduction |  |  | 2004-07-01 | Operating | 2700 | 5C (191.1), 5A (198.9) | 7900 SH5 | 390 | Y
TX | Sand Hill Energy Center | 7900 | SH6 |  | 2023 | ARP, CSOSG2 | 605338 | 6 | ERCOT | Travis County | TX453 | 453 | Electric Utility | 30.2091 | -97.6139 | City of Austin (Owner),City of Austin (Operator) | Phase 2 |  | Combustion turbine | Pipeline Natural Gas |  |  | Water Injection,Selective Catalytic Reduction |  |  | 2010-05-11 | Operating | 478 | SH6 (60.5) | 7900 SH6 | 60.5 | Y
TX | Sand Hill Energy Center | 7900 | SH7 |  | 2023 | ARP, CSOSG2 | 605338 | 6 | ERCOT | Travis County | TX453 | 453 | Electric Utility | 30.2091 | -97.6139 | City of Austin (Owner),City of Austin (Operator) | Phase 2 |  | Combustion turbine | Pipeline Natural Gas |  |  | Water Injection,Selective Catalytic Reduction |  |  | 2010-06-09 | Operating | 478 | SH7 (60.5) | 7900 SH7 | 60.5 | Y
TX | H W Pirkey Power Plant | 7902 | 1 |  | 2023 | ARP, CSOSG2, MATS, TXSO2 | 608993 (Ended Apr 12, 2023), 610620 (Started Apr 12, 2023) | 6 |  | Harrison County | TX203 | 203 | Electric Utility | 32.4607 | -94.4852 | Northeast Texas Electric Cooperative (Owner),Oklahoma Municipal Power Authority (Owner),Southwestern Electric Power Company (Owner),Southwestern Electric Power Company (Operator) | Phase 2 | Early Election | Dry bottom wall-fired boiler | Coal |  | Wet Limestone | Low NOx Burner Technology (Dry Bottom only),Low NOx Burner Technology w/ Overfire Air | Electrostatic Precipitator,Wet Scrubber | Halogenated PAC Sorbent Injection | 1984-12-05 | Operating | 6821 | 1 (720.5) | 7902 1 | 720.5
MO | McCartney Generating Station | 7903 | MGS1A |  | 2023 | ARP, CSNOX, CSOSG2, CSSO2G1 | 500501 | 7 | SPP | Greene County | MO077 | 77 | Electric Utility | 37.2479 | -93.1709 | City of Springfield, MO (Owner),City of Springfield, MO (Operator) | Phase 2 |  | Combustion turbine | Pipeline Natural Gas |  |  | Water Injection |  |  | 2002-05-01 | Operating | 265.3 | MGS1 (58.9) | 7903 MGS1A | 58.9
MO | McCartney Generating Station | 7903 | MGS1B |  | 2023 | ARP, CSNOX, CSOSG2, CSSO2G1 | 500501 | 7 | SPP | Greene County | MO077 | 77 | Electric Utility | 37.2479 | -93.1709 | City of Springfield, MO (Owner),City of Springfield, MO (Operator) | Phase 2 |  | Combustion turbine | Pipeline Natural Gas |  |  | Water Injection |  |  | 2002-05-01 | Operating | 265.3 | MGS1 (58.9) | 7903 MGS1B | 58.9
MO | McCartney Generating Station | 7903 | MGS2A |  | 2023 | ARP, CSNOX, CSOSG2, CSSO2G1 | 500501 | 7 | SPP | Greene County | MO077 | 77 | Electric Utility | 37.2479 | -93.1709 | City of Springfield, MO (Owner),City of Springfield, MO (Operator) | Phase 2 |  | Combustion turbine | Pipeline Natural Gas |  |  | Water Injection |  |  | 2002-05-01 | Operating | 265.3 | MGS2 (58.9) | 7903 MGS2A | 58.9
MO | McCartney Generating Station | 7903 | MGS2B |  | 2023 | ARP, CSNOX, CSOSG2, CSSO2G1 | 500501 | 7 | SPP | Greene County | MO077 | 77 | Electric Utility | 37.2479 | -93.1709 | City of Springfield, MO (Owner),City of Springfield, MO (Operator) | Phase 2 |  | Combustion turbine | Pipeline Natural Gas |  |  | Water Injection |  |  | 2002-05-01 | Operating | 265.3 | MGS2 (58.9) | 7903 MGS2B | 58.9
NY | Vernon Boulevard | 7909 | VB01 |  | 2023 | ARP, CSNOX, CSOSG3, CSSO2G1, RGGI | 605253 | 2 |  | Queens County | NY081 | 81 | Electric Utility | 40.7539 | -73.9506 | New York Power Authority (Owner),New York Power Authority (Operator) | Phase 2 |  | Combustion turbine | Pipeline Natural Gas |  |  | Selective Catalytic Reduction |  |  | 2001-08-15 | Operating | 430 | VB01 (47) | 7909 VB01 | 47 | Y
NY | Vernon Boulevard | 7909 | VB02 |  | 2023 | ARP, CSNOX, CSOSG3, CSSO2G1, RGGI | 605253 | 2 |  | Queens County | NY081 | 81 | Electric Utility | 40.7539 | -73.9506 | New York Power Authority (Owner),New York Power Authority (Operator) | Phase 2 |  | Combustion turbine | Pipeline Natural Gas |  |  | Selective Catalytic Reduction |  |  | 2001-08-02 | Operating | 455 | VB02 (47) | 7909 VB02 | 47 | Y
NY | 23rd and 3rd | 7910 | 2301 |  | 2023 | ARP, CSNOX, CSOSG3, CSSO2G1, RGGI | 605253 | 2 | NPCC | Kings County | NY047 | 47 | Electric Utility | 40.663 | -74 | New York Power Authority (Owner),New York Power Authority (Operator) | Phase 2 |  | Combustion turbine | Pipeline Natural Gas |  |  | Selective Catalytic Reduction |  |  | 2001-08-02 | Operating | 505 | 1 (47) | 7910 2301 | 47 | Y
NY | 23rd and 3rd | 7910 | 2302 |  | 2023 | ARP, CSNOX, CSOSG3, CSSO2G1, RGGI | 605253 | 2 | NPCC | Kings County | NY047 | 47 | Electric Utility | 40.663 | -74 | New York Power Authority (Owner),New York Power Authority (Operator) | Phase 2 |  | Combustion turbine | Pipeline Natural Gas |  |  | Selective Catalytic Reduction |  |  | 2001-08-02 | Operating | 505 | 1 (47), 2 (47) | 7910 2302 | 94 | Y
NY | Brentwood | 7912 | BW01 |  | 2023 | ARP, CSNOX, CSOSG3, CSSO2G1, RGGI | 605253 | 2 |  | Suffolk County | NY103 | 103 | Electric Utility | 40.787 | -73.2933 | New York Power Authority (Owner),New York Power Authority (Operator) | Phase 2 |  | Combustion turbine | Pipeline Natural Gas |  |  | Selective Catalytic Reduction |  |  | 2001-07-25 | Operating | 480 | 1 (47) | 7912 BW01 | 47 | Y
NY | Hell Gate | 7913 | HG01 |  | 2023 | ARP, CSNOX, CSOSG3, CSSO2G1, RGGI | 605253 | 2 |  | Bronx County | NY005 | 5 | Electric Utility | 40.7988 | -73.9093 | New York Power Authority (Owner),New York Power Authority (Operator) | Phase 2 |  | Combustion turbine | Pipeline Natural Gas |  |  | Selective Catalytic Reduction |  |  | 2001-08-02 | Operating | 475 | HG01 (47) | 7913 HG01 | 47 | Y
NY | Hell Gate | 7913 | HG02 |  | 2023 | ARP, CSNOX, CSOSG3, CSSO2G1, RGGI | 605253 | 2 |  | Bronx County | NY005 | 5 | Electric Utility | 40.7988 | -73.9093 | New York Power Authority (Owner),New York Power Authority (Operator) | Phase 2 |  | Combustion turbine | Pipeline Natural Gas |  |  | Selective Catalytic Reduction |  |  | 2001-08-02 | Operating | 486 | HG02 (47) | 7913 HG02 | 47 | Y
NY | Harlem River Yard | 7914 | HR01 |  | 2023 | ARP, CSNOX, CSOSG3, CSSO2G1, RGGI | 605253 | 2 |  | Bronx County | NY005 | 5 | Electric Utility | 40.7989 | -73.9147 | New York Power Authority (Owner),New York Power Authority (Operator) | Phase 2 |  | Combustion turbine | Pipeline Natural Gas |  |  | Selective Catalytic Reduction |  |  | 2001-07-25 | Operating | 475 | HR01 (47) | 7914 HR01 | 47 | Y
NY | Harlem River Yard | 7914 | HR02 |  | 2023 | ARP, CSNOX, CSOSG3, CSSO2G1, RGGI | 605253 | 2 |  | Bronx County | NY005 | 5 | Electric Utility | 40.7989 | -73.9147 | New York Power Authority (Owner),New York Power Authority (Operator) | Phase 2 |  | Combustion turbine | Pipeline Natural Gas |  |  | Selective Catalytic Reduction |  |  | 2001-07-25 | Operating | 475 | HR02 (47) | 7914 HR02 | 47 | Y
NY | North 1st | 7915 | NO1 |  | 2023 | ARP, CSNOX, CSOSG3, CSSO2G1, RGGI | 605253 | 2 | NPCC | Kings County | NY047 | 47 | Electric Utility | 40.7168 | -73.9665 | New York Power Authority (Owner),New York Power Authority (Operator) | Phase 2 |  | Combustion turbine | Pipeline Natural Gas |  |  | Selective Catalytic Reduction |  |  | 2001-08-17 | Operating | 500 | N01 (47) | 7915 NO1 | 47 | Y
GA | Talbot Energy Facility | 7916 | 1 |  | 2023 | ARP, CSNOX, CSOSG1, CSSO2G2 | 3066 (Ended Jan 31, 2023), 610555 (Started Jan 31, 2023) | 4 |  | Talbot County | GA263 | 263 | Electric Utility | 32.5892 | -84.6917 | Oglethorpe Power Corporation (Owner),Oglethorpe Power Corporation (Operator) | Phase 2 |  | Combustion turbine | Pipeline Natural Gas |  |  | Dry Low NOx Burners |  |  | 2002-04-03 | Operating | 1353 | 1 (121) | 7916 1 | 121
GA | Talbot Energy Facility | 7916 | 2 |  | 2023 | ARP, CSNOX, CSOSG1, CSSO2G2 | 3066 (Ended Jan 31, 2023), 610555 (Started Jan 31, 2023) | 4 |  | Talbot County | GA263 | 263 | Electric Utility | 32.5892 | -84.6917 | Oglethorpe Power Corporation (Owner),Oglethorpe Power Corporation (Operator) | Phase 2 |  | Combustion turbine | Pipeline Natural Gas |  |  | Dry Low NOx Burners |  |  | 2002-04-09 | Operating | 1361 | 2 (121) | 7916 2 | 121
GA | Talbot Energy Facility | 7916 | 3 |  | 2023 | ARP, CSNOX, CSOSG1, CSSO2G2 | 3066 (Ended Jan 31, 2023), 610555 (Started Jan 31, 2023) | 4 |  | Talbot County | GA263 | 263 | Electric Utility | 32.5892 | -84.6917 | Oglethorpe Power Corporation (Owner),Oglethorpe Power Corporation (Operator) | Phase 2 |  | Combustion turbine | Pipeline Natural Gas |  |  | Dry Low NOx Burners |  |  | 2002-04-23 | Operating | 1399 | 3 (121) | 7916 3 | 121
GA | Talbot Energy Facility | 7916 | 4 |  | 2023 | ARP, CSNOX, CSOSG1, CSSO2G2 | 3066 (Ended Jan 31, 2023), 610555 (Started Jan 31, 2023) | 4 |  | Talbot County | GA263 | 263 | Electric Utility | 32.5892 | -84.6917 | Oglethorpe Power Corporation (Owner),Oglethorpe Power Corporation (Operator) | Phase 2 |  | Combustion turbine | Pipeline Natural Gas |  |  | Dry Low NOx Burners |  |  | 2002-05-22 | Operating | 1410 | 4 (121) | 7916 4 | 121
GA | Talbot Energy Facility | 7916 | 5 |  | 2023 | ARP, CSNOX, CSOSG1, CSSO2G2 | 3066 (Ended Jan 31, 2023), 610555 (Started Jan 31, 2023) | 4 |  | Talbot County | GA263 | 263 | Electric Utility | 32.5892 | -84.6917 | Oglethorpe Power Corporation (Owner),Oglethorpe Power Corporation (Operator) | Phase 2 |  | Combustion turbine | Pipeline Natural Gas | Diesel Oil |  | Dry Low NOx Burners |  |  | 2003-03-17 | Operating | 1386 | 5 (121) | 7916 5 | 121
GA | Talbot Energy Facility | 7916 | 6 |  | 2023 | ARP, CSNOX, CSOSG1, CSSO2G2 | 3066 (Ended Jan 31, 2023), 610555 (Started Jan 31, 2023) | 4 |  | Talbot County | GA263 | 263 | Electric Utility | 32.5892 | -84.6917 | Oglethorpe Power Corporation (Owner),Oglethorpe Power Corporation (Operator) | Phase 2 |  | Combustion turbine | Pipeline Natural Gas | Diesel Oil |  | Dry Low NOx Burners |  |  | 2003-04-08 | Operating | 1360 | 6 (121) | 7916 6 | 121
GA | Chattahoochee Energy Facility | 7917 | 8A |  | 2023 | ARP, CSNOX, CSOSG1, CSSO2G2 | 3066 (Ended Jan 31, 2023), 610555 (Started Jan 31, 2023) | 4 |  | Heard County | GA149 | 149 | Electric Utility | 33.407 | -85.0387 | Oglethorpe Power Corporation (Owner),Oglethorpe Power Corporation (Operator) | Phase 2 |  | Combined cycle | Pipeline Natural Gas |  |  | Selective Catalytic Reduction |  |  | 2002-11-25 | Operating | 1830 | 1 (176), 3 (187.7) | 7917 8A | 269.85 | Y
GA | Chattahoochee Energy Facility | 7917 | 8B |  | 2023 | ARP, CSNOX, CSOSG1, CSSO2G2 | 3066 (Ended Jan 31, 2023), 610555 (Started Jan 31, 2023) | 4 |  | Heard County | GA149 | 149 | Electric Utility | 33.407 | -85.0387 | Oglethorpe Power Corporation (Owner),Oglethorpe Power Corporation (Operator) | Phase 2 |  | Combined cycle | Pipeline Natural Gas |  |  | Selective Catalytic Reduction |  |  | 2002-11-27 | Operating | 1875 | 2 (176), 3 (187.7) | 7917 8B | 269.85 | Y
MN | Lakefield Junction Generating | 7925 | CT01 |  | 2023 | ARP, CSNOX, CSSO2G2 | 607684 | 5 | MAPP | Martin County | MN091 | 91 | Electric Utility | 43.7984 | -94.8415 | Great River Energy (Owner),Great River Energy (Operator) | Phase 2 |  | Combustion turbine | Pipeline Natural Gas | Diesel Oil |  | Dry Low NOx Burners,Water Injection |  |  | 2001-05-01 | Operating | 1184 | 1 (105) | 7925 CT01 | 105
MN | Lakefield Junction Generating | 7925 | CT02 |  | 2023 | ARP, CSNOX, CSSO2G2 | 607684 | 5 | MAPP | Martin County | MN091 | 91 | Electric Utility | 43.7984 | -94.8415 | Great River Energy (Owner),Great River Energy (Operator) | Phase 2 |  | Combustion turbine | Pipeline Natural Gas | Diesel Oil |  | Dry Low NOx Burners,Water Injection |  |  | 2001-06-02 | Operating | 1184 | 2 (105) | 7925 CT02 | 105
MN | Lakefield Junction Generating | 7925 | CT03 |  | 2023 | ARP, CSNOX, CSSO2G2 | 607684 | 5 | MAPP | Martin County | MN091 | 91 | Electric Utility | 43.7984 | -94.8415 | Great River Energy (Owner),Great River Energy (Operator) | Phase 2 |  | Combustion turbine | Pipeline Natural Gas | Diesel Oil |  | Dry Low NOx Burners,Water Injection |  |  | 2001-05-26 | Operating | 1184 | 3 (105) | 7925 CT03 | 105
MN | Lakefield Junction Generating | 7925 | CT04 |  | 2023 | ARP, CSNOX, CSSO2G2 | 607684 | 5 | MAPP | Martin County | MN091 | 91 | Electric Utility | 43.7984 | -94.8415 | Great River Energy (Owner),Great River Energy (Operator) | Phase 2 |  | Combustion turbine | Pipeline Natural Gas | Diesel Oil |  | Dry Low NOx Burners,Water Injection |  |  | 2001-05-22 | Operating | 1184 | 4 (105) | 7925 CT04 | 105
MN | Lakefield Junction Generating | 7925 | CT05 |  | 2023 | ARP, CSNOX, CSSO2G2 | 607684 | 5 | MAPP | Martin County | MN091 | 91 | Electric Utility | 43.7984 | -94.8415 | Great River Energy (Owner),Great River Energy (Operator) | Phase 2 |  | Combustion turbine | Pipeline Natural Gas | Diesel Oil |  | Dry Low NOx Burners,Water Injection |  |  | 2001-05-14 | Operating | 1184 | 5 (105) | 7925 CT05 | 105
MN | Lakefield Junction Generating | 7925 | CT06 |  | 2023 | ARP, CSNOX, CSSO2G2 | 607684 | 5 | MAPP | Martin County | MN091 | 91 | Electric Utility | 43.7984 | -94.8415 | Great River Energy (Owner),Great River Energy (Operator) | Phase 2 |  | Combustion turbine | Pipeline Natural Gas | Diesel Oil |  | Dry Low NOx Burners,Water Injection |  |  | 2001-05-09 | Operating | 1184 | 6 (105) | 7925 CT06 | 105
KS | Osawatomie Generating Station | 7928 | 1 |  | 2023 | ARP, CSNOX, CSOSG2, CSSO2G2 | 605879 | 7 |  | Miami County | KS121 | 121 | Electric Utility | 38.5325 | -94.9042 | Evergy, Inc. (Owner),Evergy, Inc. (Operator) | Phase 2 |  | Combustion turbine | Pipeline Natural Gas | [5 empty] | 2003-05-28 | Operating | 902 | 1 (102) | 7928 1 | 102
KS | West Gardner Generating Station | 7929 | 1 |  | 2023 | ARP, CSNOX, CSOSG2, CSSO2G2 | 605879 | 7 |  | Johnson County | KS091 | 91 | Electric Utility | 38.7878 | -94.985 | Evergy, Inc. (Owner),Evergy, Inc. (Operator) | Phase 2 |  | Combustion turbine | Pipeline Natural Gas |  |  | Other |  |  | 2003-03-26 | Operating | 975 | 1 (102) | 7929 1 | 102
KS | West Gardner Generating Station | 7929 | 2 |  | 2023 | ARP, CSNOX, CSOSG2, CSSO2G2 | 605879 | 7 |  | Johnson County | KS091 | 91 | Electric Utility | 38.7878 | -94.985 | Evergy, Inc. (Owner),Evergy, Inc. (Operator) | Phase 2 |  | Combustion turbine | Pipeline Natural Gas |  |  | Other |  |  | 2003-04-10 | Operating | 975 | 2 (102) | 7929 2 | 102
KS | West Gardner Generating Station | 7929 | 3 |  | 2023 | ARP, CSNOX, CSOSG2, CSSO2G2 | 605879 | 7 |  | Johnson County | KS091 | 91 | Electric Utility | 38.7878 | -94.985 | Evergy, Inc. (Owner),Evergy, Inc. (Operator) | Phase 2 |  | Combustion turbine | Pipeline Natural Gas |  |  | Other |  |  | 2003-04-22 | Operating | 975 | 3 (102) | 7929 3 | 102
KS | West Gardner Generating Station | 7929 | 4 |  | 2023 | ARP, CSNOX, CSOSG2, CSSO2G2 | 605879 | 7 |  | Johnson County | KS091 | 91 | Electric Utility | 38.7878 | -94.985 | Evergy, Inc. (Owner),Evergy, Inc. (Operator) | Phase 2 |  | Combustion turbine | Pipeline Natural Gas |  |  | Other |  |  | 2003-04-29 | Operating | 975 | 4 (102) | 7929 4 | 102
GA | Wansley (7946) | 7946 | CT9A |  | 2023 | ARP, CSNOX, CSOSG1, CSSO2G2 | 2131 | 4 | SERC | Heard County | GA149 | 149 | Electric Utility | 33.4082 | -85.0399 | Municipal Electric Authority of Georgia (Owner),Municipal Electric Authority of Georgia (Operator) | Phase 2 |  | Combined cycle | Pipeline Natural Gas |  |  | Dry Low NOx Burners,Selective Catalytic Reduction |  |  | 2004-01-26 | Operating | 2150 | CT2 (171), ST1 (226) | 7946 CT9A | 284 | Y
GA | Wansley (7946) | 7946 | CT9B |  | 2023 | ARP, CSNOX, CSOSG1, CSSO2G2 | 2131 | 4 | SERC | Heard County | GA149 | 149 | Electric Utility | 33.4082 | -85.0399 | Municipal Electric Authority of Georgia (Owner),Municipal Electric Authority of Georgia (Operator) | Phase 2 |  | Combined cycle | Pipeline Natural Gas |  |  | Dry Low NOx Burners,Selective Catalytic Reduction |  |  | 2004-01-26 | Operating | 2150 | CT1 (171), ST1 (226) | 7946 CT9B | 284 | Y
MN | Solway Plant | 7947 | 1 |  | 2023 | ARP, CSNOX, CSSO2G2 | 607660 | 5 |  | Beltrami County | MN007 | 7 | Electric Utility | 47.5444 | -95.1297 | Otter Tail Power Company (Owner),Otter Tail Power Company (Operator) | Phase 2 |  | Combustion turbine | Pipeline Natural Gas | Diesel Oil |  | Water Injection |  |  | 2003-06-01 | Operating | 502.2 | 1 (44) | 7947 1 | 44
IN | Hoosier Energy Lawrence Co Station | 7948 | 1 |  | 2023 | ARP, CSNOX, CSOSG3, CSSO2G1 | 604624 | 5 |  | Lawrence County | IN093 | 93 | Electric Utility | 38.8003 | -86.4511 | Hoosier Energy REC, Inc. (Owner),Hoosier Energy REC, Inc. (Operator) | Phase 2 |  | Combustion turbine | Pipeline Natural Gas |  |  | Water Injection |  |  | 2005-04-01 | Operating | 508 | 1 (47) | 7948 1 | 47
IN | Hoosier Energy Lawrence Co Station | 7948 | 2 |  | 2023 | ARP, CSNOX, CSOSG3, CSSO2G1 | 604624 | 5 |  | Lawrence County | IN093 | 93 | Electric Utility | 38.8003 | -86.4511 | Hoosier Energy REC, Inc. (Owner),Hoosier Energy REC, Inc. (Operator) | Phase 2 |  | Combustion turbine | Pipeline Natural Gas |  |  | Water Injection |  |  | 2005-04-01 | Operating | 508 | 2 (47) | 7948 2 | 47
IN | Hoosier Energy Lawrence Co Station | 7948 | 3 |  | 2023 | ARP, CSNOX, CSOSG3, CSSO2G1 | 604624 | 5 |  | Lawrence County | IN093 | 93 | Electric Utility | 38.8003 | -86.4511 | Hoosier Energy REC, Inc. (Owner),Hoosier Energy REC, Inc. (Operator) | Phase 2 |  | Combustion turbine | Pipeline Natural Gas |  |  | Water Injection |  |  | 2005-03-19 | Operating | 508 | 3 (47) | 7948 3 | 47
IN | Hoosier Energy Lawrence Co Station | 7948 | 4 |  | 2023 | ARP, CSNOX, CSOSG3, CSSO2G1 | 604624 | 5 |  | Lawrence County | IN093 | 93 | Electric Utility | 38.8003 | -86.4511 | Hoosier Energy REC, Inc. (Owner),Hoosier Energy REC, Inc. (Operator) | Phase 2 |  | Combustion turbine | Pipeline Natural Gas |  |  | Water Injection |  |  | 2005-03-02 | Operating | 508 | 4 (47) | 7948 4 | 47
IN | Hoosier Energy Lawrence Co Station | 7948 | 5 |  | 2023 | ARP, CSNOX, CSOSG3, CSSO2G1 | 604624 | 5 |  | Lawrence County | IN093 | 93 | Electric Utility | 38.8003 | -86.4511 | Hoosier Energy REC, Inc. (Owner),Hoosier Energy REC, Inc. (Operator) | Phase 2 |  | Combustion turbine | Pipeline Natural Gas |  |  | Water Injection |  |  | 2005-02-21 | Operating | 508 | 5 (47) | 7948 5 | 47
IN | Hoosier Energy Lawrence Co Station | 7948 | 6 |  | 2023 | ARP, CSNOX, CSOSG3, CSSO2G1 | 604624 | 5 |  | Lawrence County | IN093 | 93 | Electric Utility | 38.8003 | -86.4511 | Hoosier Energy REC, Inc. (Owner),Hoosier Energy REC, Inc. (Operator) | Phase 2 |  | Combustion turbine | Pipeline Natural Gas |  |  | Water Injection |  |  | 2005-02-12 | Operating | 508 | 6 (47) | 7948 6 | 47
ID | Evander Andrews Power Complex | 7953 | CT1 |  | 2023 | ARP | 608322 (Ended Oct 31, 2023), 609418 (Started Oct 31, 2023) | 10 | WECC | Elmore County | ID039 | 39 | Electric Utility | 43.1794 | -115.7328 | Idaho Power Company (Owner),Idaho Power Company (Operator) | Phase 2 |  | Combustion turbine | Pipeline Natural Gas |  |  | Dry Low NOx Burners |  |  | 2008-02-22 | Operating | 2250 | 1 (179) | 7953 CT1 | 179
ID | Evander Andrews Power Complex | 7953 | CT2 |  | 2023 | ARP | 608322 (Ended Oct 31, 2023), 609418 (Started Oct 31, 2023) | 10 | WECC | Elmore County | ID039 | 39 | Electric Utility | 43.1794 | -115.7328 | Idaho Power Company (Owner),Idaho Power Company (Operator) | Phase 2 |  | Combustion turbine | Pipeline Natural Gas |  |  | Dry Low NOx Burners |  |  | 2001-09-25 | Operating | 750 | 2 (45.9) | 7953 CT2 | 45.9
ID | Evander Andrews Power Complex | 7953 | CT3 |  | 2023 | ARP | 608322 (Ended Oct 31, 2023), 609418 (Started Oct 31, 2023) | 10 | WECC | Elmore County | ID039 | 39 | Electric Utility | 43.1794 | -115.7328 | Idaho Power Company (Owner),Idaho Power Company (Operator) | Phase 2 |  | Combustion turbine | Pipeline Natural Gas |  |  | Dry Low NOx Burners |  |  | 2001-09-30 | Operating | 750 | 3 (45.9) | 7953 CT3 | 45.9
MS | Kemper County | 7960 | KCT1 |  | 2023 | ARP, CSOSG2 | 609315 | 4 |  | Kemper County | MS069 | 69 | Electric Utility | 32.7976 | -88.6057 | Tennessee Valley Authority (Owner),Tennessee Valley Authority (Operator) | Phase 2 |  | Combustion turbine | Pipeline Natural Gas | Diesel Oil |  | Dry Low NOx Burners,Water Injection |  |  | 2002-04-18 | Operating | 1092.5 | GT1 (93) | 7960 KCT1 | 93
MS | Kemper County | 7960 | KCT2 |  | 2023 | ARP, CSOSG2 | 609315 | 4 |  | Kemper County | MS069 | 69 | Electric Utility | 32.7976 | -88.6057 | Tennessee Valley Authority (Owner),Tennessee Valley Authority (Operator) | Phase 2 |  | Combustion turbine | Pipeline Natural Gas | Diesel Oil |  | Dry Low NOx Burners,Water Injection |  |  | 2002-04-18 | Operating | 1096.8 | GT2 (93) | 7960 KCT2 | 93
MS | Kemper County | 7960 | KCT3 |  | 2023 | ARP, CSOSG2 | 609315 | 4 |  | Kemper County | MS069 | 69 | Electric Utility | 32.7976 | -88.6057 | Tennessee Valley Authority (Owner),Tennessee Valley Authority (Operator) | Phase 2 |  | Combustion turbine | Pipeline Natural Gas | Diesel Oil |  | Dry Low NOx Burners,Water Injection |  |  | 2002-04-23 | Operating | 1076.6 | GT3 (93) | 7960 KCT3 | 93
MS | Kemper County | 7960 | KCT4 |  | 2023 | ARP, CSOSG2 | 609315 | 4 |  | Kemper County | MS069 | 69 | Electric Utility | 32.7976 | -88.6057 | Tennessee Valley Authority (Owner),Tennessee Valley Authority (Operator) | Phase 2 |  | Combustion turbine | Pipeline Natural Gas | Diesel Oil |  | Dry Low NOx Burners,Water Injection |  |  | 2002-04-28 | Operating | 1076.6 | GT4 (93) | 7960 KCT4 | 93
DE | Warren F. Sam Beasley Pwr Station | 7962 | 1 |  | 2023 | ARP, RGGI, SIPNOX | 606164 | 3 | MAAC | Kent County | DE001 | 1 | Electric Utility | 39.2798 | -75.6246 | Delaware Municipal Electric Corporation (Owner),Delaware Municipal Electric Corporation (Operator) | Phase 2 |  | Combustion turbine | Pipeline Natural Gas |  |  | Water Injection,Selective Catalytic Reduction |  |  | 2002-01-11 | Operating | 560 | 001 (45) | 7962 1 | 45 | Y
DE | Warren F. Sam Beasley Pwr Station | 7962 | 2 |  | 2023 | ARP, RGGI, SIPNOX | 606164 | 3 | MAAC | Kent County | DE001 | 1 | Electric Utility | 39.2798 | -75.6246 | Delaware Municipal Electric Corporation (Owner),Delaware Municipal Electric Corporation (Operator) | Phase 2 |  | Combustion turbine | Pipeline Natural Gas | Diesel Oil |  | Water Injection,Selective Catalytic Reduction |  |  | 2012-04-25 | Operating | 500 | 002 (51) | 7962 2 | 51 | Y
MO | Peno Creek Energy Center | 7964 | CT1A |  | 2023 | ARP, CSNOX, CSOSG2, CSSO2G1 | 607655 | 7 |  | Pike County | MO163 | 163 | Electric Utility | 39.3531 | -91.2295 | Union Electric Company (Owner),Union Electric Company (Operator) | Phase 2 |  | Combustion turbine | Pipeline Natural Gas | Diesel Oil |  | Water Injection |  |  | 2002-04-27 | Operating | 325 | 1 (57) | 7964 CT1A | 57
MO | Peno Creek Energy Center | 7964 | CT1B |  | 2023 | ARP, CSNOX, CSOSG2, CSSO2G1 | 607655 | 7 |  | Pike County | MO163 | 163 | Electric Utility | 39.3531 | -91.2295 | Union Electric Company (Owner),Union Electric Company (Operator) | Phase 2 |  | Combustion turbine | Pipeline Natural Gas | Diesel Oil |  | Water Injection |  |  | 2002-05-11 | Operating | 325 | 1 (57) | 7964 CT1B | 57
MO | Peno Creek Energy Center | 7964 | CT2A |  | 2023 | ARP, CSNOX, CSOSG2, CSSO2G1 | 607655 | 7 |  | Pike County | MO163 | 163 | Electric Utility | 39.3531 | -91.2295 | Union Electric Company (Owner),Union Electric Company (Operator) | Phase 2 |  | Combustion turbine | Pipeline Natural Gas | Diesel Oil |  | Water Injection |  |  | 2002-05-08 | Operating | 325 | 2 (57) | 7964 CT2A | 57
MO | Peno Creek Energy Center | 7964 | CT2B |  | 2023 | ARP, CSNOX, CSOSG2, CSSO2G1 | 607655 | 7 |  | Pike County | MO163 | 163 | Electric Utility | 39.3531 | -91.2295 | Union Electric Company (Owner),Union Electric Company (Operator) | Phase 2 |  | Combustion turbine | Pipeline Natural Gas | Diesel Oil |  | Water Injection |  |  | 2002-05-09 | Operating | 325 | 2 (57) | 7964 CT2B | 57
MO | Peno Creek Energy Center | 7964 | CT3A |  | 2023 | ARP, CSNOX, CSOSG2, CSSO2G1 | 607655 | 7 |  | Pike County | MO163 | 163 | Electric Utility | 39.3531 | -91.2295 | Union Electric Company (Owner),Union Electric Company (Operator) | Phase 2 |  | Combustion turbine | Pipeline Natural Gas | Diesel Oil |  | Water Injection |  |  | 2002-05-10 | Operating | 325 | 3 (57) | 7964 CT3A | 57
MO | Peno Creek Energy Center | 7964 | CT3B |  | 2023 | ARP, CSNOX, CSOSG2, CSSO2G1 | 607655 | 7 |  | Pike County | MO163 | 163 | Electric Utility | 39.3531 | -91.2295 | Union Electric Company (Owner),Union Electric Company (Operator) | Phase 2 |  | Combustion turbine | Pipeline Natural Gas | Diesel Oil |  | Water Injection |  |  | 2002-05-10 | Operating | 325 | 3 (57) | 7964 CT3B | 57
MO | Peno Creek Energy Center | 7964 | CT4A |  | 2023 | ARP, CSNOX, CSOSG2, CSSO2G1 | 607655 | 7 |  | Pike County | MO163 | 163 | Electric Utility | 39.3531 | -91.2295 | Union Electric Company (Owner),Union Electric Company (Operator) | Phase 2 |  | Combustion turbine | Pipeline Natural Gas | Diesel Oil |  | Water Injection |  |  | 2002-05-24 | Operating | 325 | 4 (57) | 7964 CT4A | 57
MO | Peno Creek Energy Center | 7964 | CT4B |  | 2023 | ARP, CSNOX, CSOSG2, CSSO2G1 | 607655 | 7 |  | Pike County | MO163 | 163 | Electric Utility | 39.3531 | -91.2295 | Union Electric Company (Owner),Union Electric Company (Operator) | Phase 2 |  | Combustion turbine | Pipeline Natural Gas | Diesel Oil |  | Water Injection |  |  | 2002-05-24 | Operating | 325 | 4 (57) | 7964 CT4B | 57
NM | Lordsburg Generating Station | 7967 | 1 |  | 2023 | ARP | 610023 | 6 |  | Hidalgo County | NM023 | 23 | Electric Utility | 32.3494 | -108.6975 | Public Service Company of New Mexico (Owner),Public Service Company of New Mexico (Operator) | Phase 2 |  | Combustion turbine | Pipeline Natural Gas |  |  | Water Injection |  |  | 2002-07-01 | Operating | 422 | 1 (44) | 7967 1 | 44
NM | Lordsburg Generating Station | 7967 | 2 |  | 2023 | ARP | 610023 | 6 |  | Hidalgo County | NM023 | 23 | Electric Utility | 32.3494 | -108.6975 | Public Service Company of New Mexico (Owner),Public Service Company of New Mexico (Operator) | Phase 2 |  | Combustion turbine | Pipeline Natural Gas |  |  | Water Injection |  |  | 2002-07-01 | Operating | 422 | 2 (44) | 7967 2 | 44
MI | Sumpter Plant | 7972 | 1 |  | 2023 | ARP, CSNOX, CSOSG3, CSSO2G1 | 609685 | 5 |  | Wayne County | MI163 | 163 | Electric Utility | 42.167 | -83.5318 | Wolverine Power Supply Cooperative, Inc. (Owner),Wolverine Power Supply Cooperative, Inc. (Operator) | Phase 2 |  | Combustion turbine | Pipeline Natural Gas |  |  | Dry Low NOx Burners |  |  | 2002-04-15 | Operating | 1169.3 | 1 (85) | 7972 1 | 85
MI | Sumpter Plant | 7972 | 2 |  | 2023 | ARP, CSNOX, CSOSG3, CSSO2G1 | 609685 | 5 |  | Wayne County | MI163 | 163 | Electric Utility | 42.167 | -83.5318 | Wolverine Power Supply Cooperative, Inc. (Owner),Wolverine Power Supply Cooperative, Inc. (Operator) | Phase 2 |  | Combustion turbine | Pipeline Natural Gas |  |  | Dry Low NOx Burners |  |  | 2002-04-15 | Operating | 1150.1 | 2 (85) | 7972 2 | 85
MI | Sumpter Plant | 7972 | 3 |  | 2023 | ARP, CSNOX, CSOSG3, CSSO2G1 | 609685 | 5 |  | Wayne County | MI163 | 163 | Electric Utility | 42.167 | -83.5318 | Wolverine Power Supply Cooperative, Inc. (Owner),Wolverine Power Supply Cooperative, Inc. (Operator) | Phase 2 |  | Combustion turbine | Pipeline Natural Gas |  |  | Dry Low NOx Burners |  |  | 2002-04-15 | Operating | 1127.3 | 3 (85) | 7972 3 | 85
MI | Sumpter Plant | 7972 | 4 |  | 2023 | ARP, CSNOX, CSOSG3, CSSO2G1 | 609685 | 5 |  | Wayne County | MI163 | 163 | Electric Utility | 42.167 | -83.5318 | Wolverine Power Supply Cooperative, Inc. (Owner),Wolverine Power Supply Cooperative, Inc. (Operator) | Phase 2 |  | Combustion turbine | Pipeline Natural Gas |  |  | Dry Low NOx Burners |  |  | 2002-04-15 | Operating | 1155.7 | 4 (85) | 7972 4 | 85
NM | Pyramid Generating Station | 7975 | 1 |  | 2023 | ARP | 603008 | 6 |  | Hidalgo County | NM023 | 23 | Electric Utility | 32.2363 | -108.5494 | Tri-State Generation & Transmission (Owner),Tri-State Generation & Transmission (Operator) | Phase 2 |  | Combustion turbine | Pipeline Natural Gas | Diesel Oil |  | Water Injection |  |  | 2003-02-22 | Operating | 500 | 1 (45) | 7975 1 | 45
NM | Pyramid Generating Station | 7975 | 2 |  | 2023 | ARP | 603008 | 6 |  | Hidalgo County | NM023 | 23 | Electric Utility | 32.2363 | -108.5494 | Tri-State Generation & Transmission (Owner),Tri-State Generation & Transmission (Operator) | Phase 2 |  | Combustion turbine | Pipeline Natural Gas | Diesel Oil |  | Water Injection |  |  | 2003-03-04 | Operating | 500 | 2 (45) | 7975 2 | 45
NM | Pyramid Generating Station | 7975 | 3 |  | 2023 | ARP | 603008 | 6 |  | Hidalgo County | NM023 | 23 | Electric Utility | 32.2363 | -108.5494 | Tri-State Generation & Transmission (Owner),Tri-State Generation & Transmission (Operator) | Phase 2 |  | Combustion turbine | Pipeline Natural Gas | Diesel Oil |  | Water Injection |  |  | 2003-03-10 | Operating | 500 | 3 (45) | 7975 3 | 45
NM | Pyramid Generating Station | 7975 | 4 |  | 2023 | ARP | 603008 | 6 |  | Hidalgo County | NM023 | 23 | Electric Utility | 32.2363 | -108.5494 | Tri-State Generation & Transmission (Owner),Tri-State Generation & Transmission (Operator) | Phase 2 |  | Combustion turbine | Pipeline Natural Gas | Diesel Oil |  | Water Injection |  |  | 2003-03-18 | Operating | 500 | 4 (45) | 7975 4 | 45
SC | Mill Creek Combustion Turbine Station | 7981 | 1 |  | 2023 | ARP, CSNOX, CSSO2G2, SIPNOX | 609197 (Ended Feb 24, 2023), 608414 (Started Feb 24, 2023) | 4 |  | Cherokee County | SC021 | 21 | Electric Utility | 35.1597 | -81.4306 | Duke Energy Corporation (Owner),Duke Energy Corporation (Operator) | Phase 2 |  | Combustion turbine | Natural Gas | Diesel Oil |  | Dry Low NOx Burners,Water Injection |  |  | 2002-12-09 | Operating | 1244 | 1 (90) | 7981 1 | 90
SC | Mill Creek Combustion Turbine Station | 7981 | 2 |  | 2023 | ARP, CSNOX, CSSO2G2, SIPNOX | 609197 (Ended Feb 24, 2023), 608414 (Started Feb 24, 2023) | 4 |  | Cherokee County | SC021 | 21 | Electric Utility | 35.1597 | -81.4306 | Duke Energy Corporation (Owner),Duke Energy Corporation (Operator) | Phase 2 |  | Combustion turbine | Natural Gas | Diesel Oil |  | Dry Low NOx Burners,Water Injection |  |  | 2002-12-12 | Operating | 1244 | 2 (90) | 7981 2 | 90
SC | Mill Creek Combustion Turbine Station | 7981 | 3 |  | 2023 | ARP, CSNOX, CSSO2G2, SIPNOX | 609197 (Ended Feb 24, 2023), 608414 (Started Feb 24, 2023) | 4 |  | Cherokee County | SC021 | 21 | Electric Utility | 35.1597 | -81.4306 | Duke Energy Corporation (Owner),Duke Energy Corporation (Operator) | Phase 2 |  | Combustion turbine | Natural Gas | Diesel Oil |  | Dry Low NOx Burners,Water Injection |  |  | 2002-12-11 | Operating | 1244 | 3 (90) | 7981 3 | 90
SC | Mill Creek Combustion Turbine Station | 7981 | 4 |  | 2023 | ARP, CSNOX, CSSO2G2, SIPNOX | 609197 (Ended Feb 24, 2023), 608414 (Started Feb 24, 2023) | 4 |  | Cherokee County | SC021 | 21 | Electric Utility | 35.1597 | -81.4306 | Duke Energy Corporation (Owner),Duke Energy Corporation (Operator) | Phase 2 |  | Combustion turbine | Natural Gas | Diesel Oil |  | Dry Low NOx Burners,Water Injection |  |  | 2002-12-16 | Operating | 1244 | 4 (90) | 7981 4 | 90
SC | Mill Creek Combustion Turbine Station | 7981 | 5 |  | 2023 | ARP, CSNOX, CSSO2G2, SIPNOX | 609197 (Ended Feb 24, 2023), 608414 (Started Feb 24, 2023) | 4 |  | Cherokee County | SC021 | 21 | Electric Utility | 35.1597 | -81.4306 | Duke Energy Corporation (Owner),Duke Energy Corporation (Operator) | Phase 2 |  | Combustion turbine | Natural Gas | Diesel Oil |  | Dry Low NOx Burners,Water Injection |  |  | 2003-01-21 | Operating | 1243.9 | 5 (90) | 7981 5 | 90
SC | Mill Creek Combustion Turbine Station | 7981 | 6 |  | 2023 | ARP, CSNOX, CSSO2G2, SIPNOX | 609197 (Ended Feb 24, 2023), 608414 (Started Feb 24, 2023) | 4 |  | Cherokee County | SC021 | 21 | Electric Utility | 35.1597 | -81.4306 | Duke Energy Corporation (Owner),Duke Energy Corporation (Operator) | Phase 2 |  | Combustion turbine | Natural Gas | Diesel Oil |  | Dry Low NOx Burners,Water Injection |  |  | 2003-01-28 | Operating | 1243.9 | 6 (90) | 7981 6 | 90
SC | Mill Creek Combustion Turbine Station | 7981 | 7 |  | 2023 | ARP, CSNOX, CSSO2G2, SIPNOX | 609197 (Ended Feb 24, 2023), 608414 (Started Feb 24, 2023) | 4 |  | Cherokee County | SC021 | 21 | Electric Utility | 35.1597 | -81.4306 | Duke Energy Corporation (Owner),Duke Energy Corporation (Operator) | Phase 2 |  | Combustion turbine | Natural Gas | Diesel Oil |  | Dry Low NOx Burners,Water Injection |  |  | 2003-01-25 | Operating | 1243.9 | 7 (90) | 7981 7 | 90
SC | Mill Creek Combustion Turbine Station | 7981 | 8 |  | 2023 | ARP, CSNOX, CSSO2G2, SIPNOX | 609197 (Ended Feb 24, 2023), 608414 (Started Feb 24, 2023) | 4 |  | Cherokee County | SC021 | 21 | Electric Utility | 35.1597 | -81.4306 | Duke Energy Corporation (Owner),Duke Energy Corporation (Operator) | Phase 2 |  | Combustion turbine | Natural Gas | Diesel Oil |  | Dry Low NOx Burners,Water Injection |  |  | 2003-02-07 | Operating | 1243.9 | 8 (90) | 7981 8 | 90
MI | Kalkaska CT Project #1 | 7984 | 1A |  | 2023 | ARP, CSNOX, CSOSG3, CSSO2G1 | 608223 | 5 |  | Kalkaska County | MI079 | 79 | Electric Utility | 44.6889 | -85.2019 | Michigan Public Power Agency (Owner),Traverse City Light & Power (Operator) | Phase 2 |  | Combustion turbine | Pipeline Natural Gas |  |  | Water Injection,Other |  |  | 2002-11-25 | Operating | 325 | 001 (60.5) | 7984 1A | 60.5
MI | Kalkaska CT Project #1 | 7984 | 1B |  | 2023 | ARP, CSNOX, CSOSG3, CSSO2G1 | 608223 | 5 |  | Kalkaska County | MI079 | 79 | Electric Utility | 44.6889 | -85.2019 | Michigan Public Power Agency (Owner),Traverse City Light & Power (Operator) | Phase 2 |  | Combustion turbine | Pipeline Natural Gas |  |  | Water Injection,Other |  |  | 2002-11-25 | Operating | 325 | 001 (60.5) | 7984 1B | 60.5
IA | Greater Des Moines Energy Center | 7985 | 1 |  | 2023 | ARP, CSNOX, CSOSG2, CSSO2G1 | 609505 (Ended May 19, 2023), 610382 (Started May 19, 2023) | 7 |  | Polk County | IA153 | 153 | Electric Utility | 41.5563 | -93.5283 | MidAmerican Energy Company (Owner),MidAmerican Energy Company (Operator) | Phase 2 |  | Combined cycle | Pipeline Natural Gas |  |  | Selective Catalytic Reduction,Dry Low NOx Burners |  |  | 2003-04-01 | Operating | 2200 | GT1 (190.4), ST1 (195.5) | 7985 1 | 288.15 | Y
IA | Greater Des Moines Energy Center | 7985 | 2 |  | 2023 | ARP, CSNOX, CSOSG2, CSSO2G1 | 609505 (Ended May 19, 2023), 610382 (Started May 19, 2023) | 7 |  | Polk County | IA153 | 153 | Electric Utility | 41.5563 | -93.5283 | MidAmerican Energy Company (Owner),MidAmerican Energy Company (Operator) | Phase 2 |  | Combined cycle | Pipeline Natural Gas |  |  | Selective Catalytic Reduction,Dry Low NOx Burners |  |  | 2003-03-20 | Operating | 2200 | ST1 (195.5), GT2 (190.4) | 7985 2 | 288.15 | Y
CA | Lake | 7987 | 1 |  | 2023 | ARP | 610038 | 9 | WECC | Los Angeles County | CA037 | 37 | Electric Utility | 34.1775 | -118.3147 | City of Burbank (Owner),City of Burbank (Operator) | Phase 2 |  | Combustion turbine | Pipeline Natural Gas |  |  | Water Injection,Selective Catalytic Reduction |  |  | 2002-06-22 | Operating | 460.5 | L1 (48) | 7987 1 | 48 | Y
MS | Silver Creek Generating Plant | 7988 | 1 |  | 2023 | ARP, CSOSG2 | 609473 | 4 |  | Jefferson Davis County | MS065 | 65 | Electric Utility | 31.6004 | -89.9468 | Cooperative Energy (Owner),Cooperative Energy (Operator) | Phase 2 |  | Combustion turbine | Pipeline Natural Gas |  |  | Dry Low NOx Burners |  |  | 2003-10-29 | Operating | 1150 | 1 (90) | 7988 1 | 90
MS | Silver Creek Generating Plant | 7988 | 2 |  | 2023 | ARP, CSOSG2 | 609473 | 4 |  | Jefferson Davis County | MS065 | 65 | Electric Utility | 31.6004 | -89.9468 | Cooperative Energy (Owner),Cooperative Energy (Operator) | Phase 2 |  | Combustion turbine | Pipeline Natural Gas |  |  | Dry Low NOx Burners |  |  | 2004-01-28 | Operating | 1150 | 2 (90) | 7988 2 | 90
MS | Silver Creek Generating Plant | 7988 | 3 |  | 2023 | ARP, CSOSG2 | 609473 | 4 |  | Jefferson Davis County | MS065 | 65 | Electric Utility | 31.6004 | -89.9468 | Cooperative Energy (Owner),Cooperative Energy (Operator) | Phase 2 |  | Combustion turbine | Pipeline Natural Gas |  |  | Dry Low NOx Burners |  |  | 2005-03-29 | Operating | 1150 | 3 (90) | 7988 3 | 90
MS | Sylvarena Generating Plant | 7989 | 1 |  | 2023 | ARP, CSOSG2 | 609473 | 4 |  | Smith County | MS129 | 129 | Electric Utility | 31.9842 | -89.4131 | Cooperative Energy (Owner),Cooperative Energy (Operator) | Phase 2 |  | Combustion turbine | Pipeline Natural Gas |  |  | Water Injection |  |  | 2003-04-18 | Operating | 575 | 1 (75) | 7989 1 | 75
MS | Sylvarena Generating Plant | 7989 | 2 |  | 2023 | ARP, CSOSG2 | 609473 | 4 |  | Smith County | MS129 | 129 | Electric Utility | 31.9842 | -89.4131 | Cooperative Energy (Owner),Cooperative Energy (Operator) | Phase 2 |  | Combustion turbine | Pipeline Natural Gas |  |  | Water Injection |  |  | 2003-04-28 | Operating | 565 | 2 (75) | 7989 2 | 75
MS | Sylvarena Generating Plant | 7989 | 3 |  | 2023 | ARP, CSOSG2 | 609473 | 4 |  | Smith County | MS129 | 129 | Electric Utility | 31.9842 | -89.4131 | Cooperative Energy (Owner),Cooperative Energy (Operator) | Phase 2 |  | Combustion turbine | Pipeline Natural Gas |  |  | Water Injection |  |  | 2003-04-26 | Operating | 615 | 3 (75) | 7989 3 | 75
WI | West Campus Cogeneration Facility | 7991 | U1 |  | 2023 | ARP, CSNOX, CSOSG3, CSSO2G1 | 605961 | 5 |  | Dane County | WI025 | 25 | Cogeneration | 43.0751 | -89.4251 | Madison Gas & Electric Company (Owner),Madison Gas & Electric Company (Operator) | Phase 2 |  | Combined cycle | Natural Gas | Diesel Oil |  | Water Injection,Selective Catalytic Reduction |  |  | 2005-04-26 | Operating | 733 | 1 (54), STG1 (61.3) | 7991 U1 | 84.65 | Y
WI | West Campus Cogeneration Facility | 7991 | U2 |  | 2023 | CSNOX, CSOSG3, CSSO2G1 | 605961 | 5 |  | Dane County | WI025 | 25 | Cogeneration | 43.0751 | -89.4251 | Madison Gas & Electric Company (Owner),Madison Gas & Electric Company (Operator) |  |  | Combined cycle | Natural Gas | Diesel Oil |  | Water Injection,Selective Catalytic Reduction |  |  | 2005-04-26 | Operating | 733 | STG1 (61.3), CT2 (54) | 7991 U2 | 84.65 | Y
WA | Grays Harbor Energy Center | 7999 | 1 |  | 2023 | ARP | 609006 | 10 |  | Grays Harbor County | WA027 | 27 | Electric Utility | 46.9688 | -123.48 | Grays Harbor Energy, LLC (Owner),Grays Harbor Energy, LLC (Operator) | Phase 2 |  | Combined cycle | Natural Gas |  |  | Dry Low NOx Burners,Selective Catalytic Reduction |  |  | 2008-02-01 | Operating | 3000 | CT1 (175), ST1 (300) | 7999 1 | 325 | Y
WA | Grays Harbor Energy Center | 7999 | 2 |  | 2023 | ARP | 609006 | 10 |  | Grays Harbor County | WA027 | 27 | Electric Utility | 46.9688 | -123.48 | Grays Harbor Energy, LLC (Owner),Grays Harbor Energy, LLC (Operator) | Phase 2 |  | Combined cycle | Natural Gas |  |  | Dry Low NOx Burners,Selective Catalytic Reduction |  |  | 2008-02-07 | Operating | 3000 | ST1 (300), CT2 (175) | 7999 2 | 325 | Y
NE | Beatrice | 8000 | 1 |  | 2023 | ARP, CSNOX, CSSO2G2 | 609180 | 7 | MAPP | Gage County | NE067 | 67 | Electric Utility | 40.3286 | -96.8067 | Nebraska Public Power District (Owner),Nebraska Public Power District (Operator) | Phase 2 |  | Combined cycle | Pipeline Natural Gas |  |  | Dry Low NOx Burners,Selective Catalytic Reduction |  |  | 2004-10-05 | Operating | 1314 | CT1 (76.6), ST1 (93.9) | 8000 1 | 123.55 | Y
NE | Beatrice | 8000 | 2 |  | 2023 | ARP, CSNOX, CSSO2G2 | 609180 | 7 | MAPP | Gage County | NE067 | 67 | Electric Utility | 40.3286 | -96.8067 | Nebraska Public Power District (Owner),Nebraska Public Power District (Operator) | Phase 2 |  | Combined cycle | Pipeline Natural Gas |  |  | Dry Low NOx Burners,Selective Catalytic Reduction |  |  | 2004-10-06 | Operating | 1323 | ST1 (93.9), CT2 (76.6) | 8000 2 | 123.55 | Y
NH | Newington | 8002 | 1 |  | 2023 | ARP, MATS, NHNOX, RGGI | 606930 | 1 | NPCC | Rockingham County | NH015 | 15 | Electric Utility | 43.0974 | -70.7834 | GSP Newington LLC (Owner),GSP Newington LLC (Operator) | Phase 2 |  | Tangentially-fired | Residual Oil | Pipeline Natural Gas |  | Low NOx Burner Technology w/ Separated OFA,Water Injection | Electrostatic Precipitator |  | 1974-06-01 | Operating | 5475 | 1 (414) | 8002 1 | 414
NY | Roseton Generating LLC | 8006 | 1 |  | 2023 | ARP, CSNOX, CSOSG3, CSSO2G1, MATS, RGGI | 606640 | 2 | NPCC | Orange County | NY071 | 71 | Electric Utility | 41.5711 | -73.9747 | Castleton Commodities International (CCI) (Owner),Castleton Commodities International (CCI) (Operator) | Phase 2 |  | Tangentially-fired | Residual Oil | Pipeline Natural Gas |  | Other | Cyclone |  | 1974-12-01 | Operating | 7031 | 1 (621) | 8006 1 | 621
NY | Roseton Generating LLC | 8006 | 2 |  | 2023 | ARP, CSNOX, CSOSG3, CSSO2G1, MATS, RGGI | 606640 | 2 | NPCC | Orange County | NY071 | 71 | Electric Utility | 41.5711 | -73.9747 | Castleton Commodities International (CCI) (Owner),Castleton Commodities International (CCI) (Operator) | Phase 2 |  | Tangentially-fired | Residual Oil | Pipeline Natural Gas |  | Other | Cyclone |  | 1974-09-01 | Operating | 6987 | 2 (621) | 8006 2 | 621
NY | Holtsville Facility | 8007 | U00001 | CP001 | 2023 | CSNOX, CSOSG3, CSSO2G1, RGGI | 606257 | 2 |  | Suffolk County | NY103 | 103 | Electric Utility | 40.8153 | -73.0664 | National Grid Generation LLC (Owner),National Grid Generation LLC (Operator) |  |  | Combustion turbine | Diesel Oil |  |  | Water Injection |  |  | 1974-07-01 | Operating | 416 | 1 (56.7) | 8007 U00001 | 56.7
NY | Holtsville Facility | 8007 | U00002 | CP001 | 2023 | CSNOX, CSOSG3, CSSO2G1, RGGI | 606257 | 2 |  | Suffolk County | NY103 | 103 | Electric Utility | 40.8153 | -73.0664 | National Grid Generation LLC (Owner),National Grid Generation LLC (Operator) |  |  | Combustion turbine | Diesel Oil |  |  | Water Injection |  |  | 1974-07-01 | Operating | 416 | 1 (56.7) | 8007 U00002 | 56.7
NY | Holtsville Facility | 8007 | U00003 | CP001 | 2023 | CSNOX, CSOSG3, CSSO2G1, RGGI | 606257 | 2 |  | Suffolk County | NY103 | 103 | Electric Utility | 40.8153 | -73.0664 | National Grid Generation LLC (Owner),National Grid Generation LLC (Operator) |  |  | Combustion turbine | Diesel Oil |  |  | Water Injection |  |  | 1974-07-01 | Operating | 416 | 2 (56.7) | 8007 U00003 | 56.7
NY | Holtsville Facility | 8007 | U00004 | CP001 | 2023 | CSNOX, CSOSG3, CSSO2G1, RGGI | 606257 | 2 |  | Suffolk County | NY103 | 103 | Electric Utility | 40.8153 | -73.0664 | National Grid Generation LLC (Owner),National Grid Generation LLC (Operator) |  |  | Combustion turbine | Diesel Oil |  |  | Water Injection |  |  | 1974-07-01 | Operating | 416 | 2 (56.7) | 8007 U00004 | 56.7
NY | Holtsville Facility | 8007 | U00005 | CP001 | 2023 | CSNOX, CSOSG3, CSSO2G1, RGGI | 606257 | 2 |  | Suffolk County | NY103 | 103 | Electric Utility | 40.8153 | -73.0664 | National Grid Generation LLC (Owner),National Grid Generation LLC (Operator) |  |  | Combustion turbine | Diesel Oil |  |  | Water Injection |  |  | 1974-07-01 | Operating | 416 | 3 (56.7) | 8007 U00005 | 56.7
NY | Holtsville Facility | 8007 | U00006 | CP001 | 2023 | CSNOX, CSOSG3, CSSO2G1, RGGI | 606257 | 2 |  | Suffolk County | NY103 | 103 | Electric Utility | 40.8153 | -73.0664 | National Grid Generation LLC (Owner),National Grid Generation LLC (Operator) |  |  | Combustion turbine | Diesel Oil |  |  | Water Injection |  |  | 1974-07-01 | Operating | 416 | 3 (56.7) | 8007 U00006 | 56.7
NY | Holtsville Facility | 8007 | U00007 | CP001 | 2023 | CSNOX, CSOSG3, CSSO2G1, RGGI | 606257 | 2 |  | Suffolk County | NY103 | 103 | Electric Utility | 40.8153 | -73.0664 | National Grid Generation LLC (Owner),National Grid Generation LLC (Operator) |  |  | Combustion turbine | Diesel Oil |  |  | Water Injection |  |  | 1974-07-01 | Operating | 416 | 4 (56.7) | 8007 U00007 | 56.7
NY | Holtsville Facility | 8007 | U00008 | CP001 | 2023 | CSNOX, CSOSG3, CSSO2G1, RGGI | 606257 | 2 |  | Suffolk County | NY103 | 103 | Electric Utility | 40.8153 | -73.0664 | National Grid Generation LLC (Owner),National Grid Generation LLC (Operator) |  |  | Combustion turbine | Diesel Oil |  |  | Water Injection |  |  | 1974-07-01 | Operating | 416 | 4 (56.7) | 8007 U00008 | 56.7
NY | Holtsville Facility | 8007 | U00009 | CP001 | 2023 | CSNOX, CSOSG3, CSSO2G1, RGGI | 606257 | 2 |  | Suffolk County | NY103 | 103 | Electric Utility | 40.8153 | -73.0664 | National Grid Generation LLC (Owner),National Grid Generation LLC (Operator) |  |  | Combustion turbine | Diesel Oil |  |  | Water Injection |  |  | 1974-07-01 | Operating | 416 | 5 (56.7) | 8007 U00009 | 56.7
NY | Holtsville Facility | 8007 | U00010 | CP001 | 2023 | CSNOX, CSOSG3, CSSO2G1, RGGI | 606257 | 2 |  | Suffolk County | NY103 | 103 | Electric Utility | 40.8153 | -73.0664 | National Grid Generation LLC (Owner),National Grid Generation LLC (Operator) |  |  | Combustion turbine | Diesel Oil |  |  | Water Injection |  |  | 1974-07-01 | Operating | 416 | 5 (56.7) | 8007 U00010 | 56.7
NY | Holtsville Facility | 8007 | U00011 | CP001 | 2023 | CSNOX, CSOSG3, CSSO2G1, RGGI | 606257 | 2 |  | Suffolk County | NY103 | 103 | Electric Utility | 40.8153 | -73.0664 | National Grid Generation LLC (Owner),National Grid Generation LLC (Operator) |  |  | Combustion turbine | Diesel Oil |  |  | Water Injection |  |  | 1974-07-01 | Operating | 416 | 6 (56.7) | 8007 U00011 | 56.7
NY | Holtsville Facility | 8007 | U00012 | CP001 | 2023 | CSNOX, CSOSG3, CSSO2G1, RGGI | 606257 | 2 |  | Suffolk County | NY103 | 103 | Electric Utility | 40.8153 | -73.0664 | National Grid Generation LLC (Owner),National Grid Generation LLC (Operator) |  |  | Combustion turbine | Diesel Oil |  |  | Water Injection |  |  | 1974-07-01 | Operating | 416 | 6 (56.7) | 8007 U00012 | 56.7
NY | Holtsville Facility | 8007 | U00013 | CP001 | 2023 | CSNOX, CSOSG3, CSSO2G1, RGGI | 606257 | 2 |  | Suffolk County | NY103 | 103 | Electric Utility | 40.8153 | -73.0664 | National Grid Generation LLC (Owner),National Grid Generation LLC (Operator) |  |  | Combustion turbine | Diesel Oil |  |  | Water Injection |  |  | 1974-07-01 | Operating | 416 | 7 (56.7) | 8007 U00013 | 56.7
NY | Holtsville Facility | 8007 | U00014 | CP001 | 2023 | CSNOX, CSOSG3, CSSO2G1, RGGI | 606257 | 2 |  | Suffolk County | NY103 | 103 | Electric Utility | 40.8153 | -73.0664 | National Grid Generation LLC (Owner),National Grid Generation LLC (Operator) |  |  | Combustion turbine | Diesel Oil |  |  | Water Injection |  |  | 1974-07-01 | Operating | 416 | 7 (56.7) | 8007 U00014 | 56.7
NY | Holtsville Facility | 8007 | U00015 | CP001 | 2023 | CSNOX, CSOSG3, CSSO2G1, RGGI | 606257 | 2 |  | Suffolk County | NY103 | 103 | Electric Utility | 40.8153 | -73.0664 | National Grid Generation LLC (Owner),National Grid Generation LLC (Operator) |  |  | Combustion turbine | Diesel Oil |  |  | Dry Low NOx Burners |  |  | 1974-07-01 | Operating | 416 | 8 (56.7) | 8007 U00015 | 56.7
NY | Holtsville Facility | 8007 | U00016 | CP001 | 2023 | CSNOX, CSOSG3, CSSO2G1, RGGI | 606257 | 2 |  | Suffolk County | NY103 | 103 | Electric Utility | 40.8153 | -73.0664 | National Grid Generation LLC (Owner),National Grid Generation LLC (Operator) |  |  | Combustion turbine | Diesel Oil |  |  | Water Injection |  |  | 1974-07-01 | Operating | 416 | 8 (56.7) | 8007 U00016 | 56.7
NY | Holtsville Facility | 8007 | U00017 | CP001 | 2023 | CSNOX, CSOSG3, CSSO2G1, RGGI | 606257 | 2 |  | Suffolk County | NY103 | 103 | Electric Utility | 40.8153 | -73.0664 | National Grid Generation LLC (Owner),National Grid Generation LLC (Operator) |  |  | Combustion turbine | Diesel Oil |  |  | Dry Low NOx Burners |  |  | 1974-07-01 | Operating | 416 | 9 (56.7) | 8007 U00017 | 56.7
NY | Holtsville Facility | 8007 | U00018 | CP001 | 2023 | CSNOX, CSOSG3, CSSO2G1, RGGI | 606257 | 2 |  | Suffolk County | NY103 | 103 | Electric Utility | 40.8153 | -73.0664 | National Grid Generation LLC (Owner),National Grid Generation LLC (Operator) |  |  | Combustion turbine | Diesel Oil |  |  | Water Injection |  |  | 1974-07-01 | Operating | 416 | 9 (56.7) | 8007 U00018 | 56.7
NY | Holtsville Facility | 8007 | U00019 | CP001 | 2023 | CSNOX, CSOSG3, CSSO2G1, RGGI | 606257 | 2 |  | Suffolk County | NY103 | 103 | Electric Utility | 40.8153 | -73.0664 | National Grid Generation LLC (Owner),National Grid Generation LLC (Operator) |  |  | Combustion turbine | Diesel Oil |  |  | Water Injection |  |  | 1974-07-01 | Operating | 416 | 10 (56.7) | 8007 U00019 | 56.7
NY | Holtsville Facility | 8007 | U00020 | CP001 | 2023 | CSNOX, CSOSG3, CSSO2G1, RGGI | 606257 | 2 |  | Suffolk County | NY103 | 103 | Electric Utility | 40.8153 | -73.0664 | National Grid Generation LLC (Owner),National Grid Generation LLC (Operator) |  |  | Combustion turbine | Diesel Oil |  |  | Water Injection |  |  | 1974-07-01 | Operating | 416 | 10 (56.7) | 8007 U00020 | 56.7
NJ | Mickleton Energy Center | 8008 | 1001 |  | 2023 | CSNOX, CSOSG3, CSSO2G1, RGGI | 1277 | 2 |  | Gloucester County | NJ015 | 15 | Electric Utility | 39.8139 | -75.2508 | Calpine New Jersey Generation, LLC (Owner),Calpine Operating Services Company, Inc. (Operator) |  |  | Combustion turbine | Pipeline Natural Gas |  |  | Water Injection,Selective Catalytic Reduction |  |  | 1974-06-28 | Operating | 1092 | MICK (71.2) | 8008 1001 | 71.2 | Y
PA | Croydon Generating Station | 8012 | 11 |  | 2023 | CSNOX, CSOSG3, CSSO2G1, RGGI | 609041 | 3 |  | Bucks County | PA017 | 17 | Electric Utility | 40.08 | -74.8917 | Exelon Generation Company LLC (Owner),Exelon Generation Company LLC (Operator) |  |  | Combustion turbine | Diesel Oil | [5 empty] | 1974-04-19 | Operating | 838 | 11 (50) | 8012 11 | 50
PA | Croydon Generating Station | 8012 | 12 |  | 2023 | CSNOX, CSOSG3, CSSO2G1, RGGI | 609041 | 3 |  | Bucks County | PA017 | 17 | Electric Utility | 40.08 | -74.8917 | Exelon Generation Company LLC (Owner),Exelon Generation Company LLC (Operator) |  |  | Combustion turbine | Diesel Oil | [5 empty] | 1974-04-19 | Operating | 838 | 12 (50) | 8012 12 | 50
PA | Croydon Generating Station | 8012 | 21 |  | 2023 | CSNOX, CSOSG3, CSSO2G1, RGGI | 609041 | 3 |  | Bucks County | PA017 | 17 | Electric Utility | 40.08 | -74.8917 | Exelon Generation Company LLC (Owner),Exelon Generation Company LLC (Operator) |  |  | Combustion turbine | Diesel Oil | [5 empty] | 1974-04-19 | Operating | 838 | 21 (50) | 8012 21 | 50
PA | Croydon Generating Station | 8012 | 22 |  | 2023 | CSNOX, CSOSG3, CSSO2G1, RGGI | 609041 | 3 |  | Bucks County | PA017 | 17 | Electric Utility | 40.08 | -74.8917 | Exelon Generation Company LLC (Owner),Exelon Generation Company LLC (Operator) |  |  | Combustion turbine | Diesel Oil | [5 empty] | 1974-04-19 | Operating | 838 | 22 (50) | 8012 22 | 50
PA | Croydon Generating Station | 8012 | 31 |  | 2023 | CSNOX, CSOSG3, CSSO2G1, RGGI | 609041 | 3 |  | Bucks County | PA017 | 17 | Electric Utility | 40.08 | -74.8917 | Exelon Generation Company LLC (Owner),Exelon Generation Company LLC (Operator) |  |  | Combustion turbine | Diesel Oil | [5 empty] | 1974-04-19 | Operating | 838 | 31 (50) | 8012 31 | 50
PA | Croydon Generating Station | 8012 | 32 |  | 2023 | CSNOX, CSOSG3, CSSO2G1, RGGI | 609041 | 3 |  | Bucks County | PA017 | 17 | Electric Utility | 40.08 | -74.8917 | Exelon Generation Company LLC (Owner),Exelon Generation Company LLC (Operator) |  |  | Combustion turbine | Diesel Oil | [5 empty] | 1974-04-19 | Operating | 838 | 32 (50) | 8012 32 | 50
PA | Croydon Generating Station | 8012 | 41 |  | 2023 | CSNOX, CSOSG3, CSSO2G1, RGGI | 609041 | 3 |  | Bucks County | PA017 | 17 | Electric Utility | 40.08 | -74.8917 | Exelon Generation Company LLC (Owner),Exelon Generation Company LLC (Operator) |  |  | Combustion turbine | Diesel Oil | [5 empty] | 1974-04-19 | Operating | 838 | 41 (50) | 8012 41 | 50
PA | Croydon Generating Station | 8012 | 42 |  | 2023 | CSNOX, CSOSG3, CSSO2G1, RGGI | 609041 | 3 |  | Bucks County | PA017 | 17 | Electric Utility | 40.08 | -74.8917 | Exelon Generation Company LLC (Owner),Exelon Generation Company LLC (Operator) |  |  | Combustion turbine | Diesel Oil | [5 empty] | 1974-04-19 | Operating | 838 | 42 (50) | 8012 42 | 50
IL | Factory Gas Turbine | 8016 | 2 |  | 2023 | CSNOX, CSOSG3, CSSO2G1 | 602221 | 5 |  | Sangamon County | IL167 | 167 | Electric Utility | 39.8266 | -89.6368 | City of Springfield, IL (Owner),City of Springfield, IL (Operator) |  |  | Combustion turbine | Diesel Oil | [5 empty] | 1973-08-01 | Operating | 316 | 1 (26.6) | 8016 2 | 26.6
WI | Columbia | 8023 | 1 |  | 2023 | ARP, CSNOX, CSOSG3, CSSO2G1, MATS | 608055 | 5 | MAIN | Columbia County | WI021 | 21 | Electric Utility | 43.4864 | -89.4203 | Wisconsin Public Service Corporation (Owner),Wisconsin Power & Light Company (Owner),Madison Gas & Electric Company (Owner),Wisconsin Power & Light Company (Operator) | Phase 2 | Early Election | Tangentially-fired | Coal |  | Dry Lime FGD | Low NOx Burner Technology w/ Separated OFA | Baghouse,Electrostatic Precipitator | Additives to Enhance PAC and Existing Equipment Performance | 1975-03-19 | Operating | 6929 | 1 (512) | 8023 1 | 512
WI | Columbia | 8023 | 2 |  | 2023 | ARP, CSNOX, CSOSG3, CSSO2G1, MATS | 608055 | 5 | MAIN | Columbia County | WI021 | 21 | Electric Utility | 43.4864 | -89.4203 | Wisconsin Public Service Corporation (Owner),Wisconsin Power & Light Company (Owner),Madison Gas & Electric Company (Owner),Wisconsin Power & Light Company (Operator) | Phase 2 | Early Election | Tangentially-fired | Coal |  | Dry Lime FGD | Low NOx Burner Technology w/ Separated OFA,Selective Catalytic Reduction | Baghouse,Electrostatic Precipitator | Additives to Enhance PAC and Existing Equipment Performance | 1978-02-20 | Operating | 6525 | 2 (511) | 8023 2 | 511 | Y
MN | Blue Lake Generating Plant | 8027 | 1 |  | 2023 | CSNOX, CSSO2G2 | 608123 | 5 |  | Scott County | MN139 | 139 | Electric Utility | 44.7855 | -93.4315 | Northern States Power (Xcel Energy) (Owner),Northern States Power (Xcel Energy) (Operator) |  |  | Combustion turbine | Diesel Oil | [5 empty] | 1974-04-26 | Operating | 648 | 1 (63) | 8027 1 | 63
MN | Blue Lake Generating Plant | 8027 | 2 |  | 2023 | CSNOX, CSSO2G2 | 608123 | 5 |  | Scott County | MN139 | 139 | Electric Utility | 44.7855 | -93.4315 | Northern States Power (Xcel Energy) (Owner),Northern States Power (Xcel Energy) (Operator) |  |  | Combustion turbine | Diesel Oil | [5 empty] | 1974-04-26 | Operating | 648 | 2 (63) | 8027 2 | 63
MN | Blue Lake Generating Plant | 8027 | 3 |  | 2023 | CSNOX, CSSO2G2 | 608123 | 5 |  | Scott County | MN139 | 139 | Electric Utility | 44.7855 | -93.4315 | Northern States Power (Xcel Energy) (Owner),Northern States Power (Xcel Energy) (Operator) |  |  | Combustion turbine | Diesel Oil | [5 empty] | 1974-04-26 | Operating | 648 | 3 (63) | 8027 3 | 63
MN | Blue Lake Generating Plant | 8027 | 4 |  | 2023 | CSNOX, CSSO2G2 | 608123 | 5 |  | Scott County | MN139 | 139 | Electric Utility | 44.7855 | -93.4315 | Northern States Power (Xcel Energy) (Owner),Northern States Power (Xcel Energy) (Operator) |  |  | Combustion turbine | Diesel Oil | [5 empty] | 1974-04-26 | Operating | 740 | 4 (63) | 8027 4 | 63
MN | Blue Lake Generating Plant | 8027 | 7 |  | 2023 | ARP, CSNOX, CSSO2G2 | 608123 | 5 |  | Scott County | MN139 | 139 | Electric Utility | 44.7855 | -93.4315 | Northern States Power (Xcel Energy) (Owner),Northern States Power (Xcel Energy) (Operator) | Phase 2 |  | Combustion turbine | Pipeline Natural Gas |  |  | Dry Low NOx Burners |  |  | 2005-06-01 | Operating | 2118 | 7 (195) | 8027 7 | 195
MN | Blue Lake Generating Plant | 8027 | 8 |  | 2023 | ARP, CSNOX, CSSO2G2 | 608123 | 5 |  | Scott County | MN139 | 139 | Electric Utility | 44.7855 | -93.4315 | Northern States Power (Xcel Energy) (Owner),Northern States Power (Xcel Energy) (Operator) | Phase 2 |  | Combustion turbine | Pipeline Natural Gas |  |  | Dry Low NOx Burners |  |  | 2005-05-23 | Operating | 2155 | 8 (195) | 8027 8 | 195
IA | Sycamore Combustion Turbine | 8029 | 1 |  | 2023 | CSNOX, CSOSG2, CSSO2G1 | 609505 (Ended May 19, 2023), 610382 (Started May 19, 2023) | 7 |  | Polk County | IA153 | 153 | Electric Utility | 41.6722 | -93.6769 | MidAmerican Energy Company (Owner),MidAmerican Energy Company (Operator) |  |  | Combustion turbine | Pipeline Natural Gas | Diesel Oil |  |  |  |  | 1974-08-02 | Operating | 1099 | 1 (78.8) | 8029 1 | 78.8
IA | Sycamore Combustion Turbine | 8029 | 2 |  | 2023 | CSNOX, CSOSG2, CSSO2G1 | 609505 (Ended May 19, 2023), 610382 (Started May 19, 2023) | 7 |  | Polk County | IA153 | 153 | Electric Utility | 41.6722 | -93.6769 | MidAmerican Energy Company (Owner),MidAmerican Energy Company (Operator) |  |  | Combustion turbine | Pipeline Natural Gas | Diesel Oil |  |  |  |  | 1974-10-25 | Operating | 1099 | 2 (78.8) | 8029 2 | 78.8
IA | Emery Station | 8031 | 11 |  | 2023 | ARP, CSNOX, CSOSG2, CSSO2G1 | 608055 | 7 |  | Cerro Gordo County | IA033 | 33 | Electric Utility | 43.094 | -93.2922 | Interstate Power & Light Company (Owner),Interstate Power & Light Company (Operator) | Phase 2 |  | Combined cycle | Pipeline Natural Gas |  |  | Dry Low NOx Burners,Water Injection,Ammonia Injection,Selective Catalytic Reduction |  |  | 2004-04-20 | Operating | 2688 | 11 (173), ST1 (244.6) | 8031 11 | 295.3 | Y
IA | Emery Station | 8031 | 12 |  | 2023 | ARP, CSNOX, CSOSG2, CSSO2G1 | 608055 | 7 |  | Cerro Gordo County | IA033 | 33 | Electric Utility | 43.094 | -93.2922 | Interstate Power & Light Company (Owner),Interstate Power & Light Company (Operator) | Phase 2 |  | Combined cycle | Pipeline Natural Gas |  |  | Dry Low NOx Burners,Water Injection,Ammonia Injection,Selective Catalytic Reduction |  |  | 2004-04-29 | Operating | 2688 | ST1 (244.6), 12 (173) | 8031 12 | 295.3 | Y
KS | Clifton Station | 8037 | CL1 |  | 2023 | CSNOX, CSOSG2, CSSO2G2 | 608386 | 7 | SPP | Washington County | KS201 | 201 | Electric Utility | 39.6125 | -97.2778 | Sunflower Electric Power Corporation (Owner),Sunflower Electric Power Corporation (Operator) |  |  | Combustion turbine | Pipeline Natural Gas | [5 empty] | 1974-12-01 | Operating | 1425 | 1 (78.75) | 8037 CL1 | 78.75
NC | Belews Creek | 8042 | 1 |  | 2023 | ARP, CSNOX, CSSO2G1, MATS, SIPNOX | 608414 | 4 | SERC | Stokes County | NC169 | 169 | Electric Utility | 36.2811 | -80.0603 | Duke Energy Carolinas, LLC (Owner),Duke Energy Carolinas, LLC (Operator) | Phase 2 | Phase 2 Group 2 | Cell burner boiler | Coal | Pipeline Natural Gas | Wet Limestone | Low NOx Cell Burner,Overfire Air,Selective Catalytic Reduction | Electrostatic Precipitator,Wet Scrubber |  | 1974-08-05 | Operating | 12253 | 1 (1080.1) | 8042 1 | 1080.1 | Y
NC | Belews Creek | 8042 | 2 |  | 2023 | ARP, CSNOX, CSSO2G1, MATS, SIPNOX | 608414 | 4 | SERC | Stokes County | NC169 | 169 | Electric Utility | 36.2811 | -80.0603 | Duke Energy Carolinas, LLC (Owner),Duke Energy Carolinas, LLC (Operator) | Phase 2 | Phase 2 Group 2 | Cell burner boiler | Coal | Pipeline Natural Gas | Wet Limestone | Low NOx Cell Burner,Overfire Air,Selective Catalytic Reduction | Electrostatic Precipitator,Wet Scrubber |  | 1975-12-13 | Operating | 12632 | 2 (1080.1) | 8042 2 | 1080.1 | Y
FL | Anclote | 8048 | 1 |  | 2023 | ARP | 610088 | 4 | FRCC | Pasco County | FL101 | 101 | Electric Utility | 28.1844 | -82.7887 | Duke Energy Florida, LLC (Owner),Duke Energy Florida, LLC (Operator) | Phase 2 |  | Tangentially-fired | Pipeline Natural Gas | [5 empty] | 1974-10-16 | Operating | 5600 | 1 (556.2) | 8048 1 | 556.2
FL | Anclote | 8048 | 2 |  | 2023 | ARP | 610088 | 4 | FRCC | Pasco County | FL101 | 101 | Electric Utility | 28.1844 | -82.7887 | Duke Energy Florida, LLC (Owner),Duke Energy Florida, LLC (Operator) | Phase 2 |  | Tangentially-fired | Pipeline Natural Gas | [5 empty] | 1978-10-31 | Operating | 5500 | 2 (556.2) | 8048 2 | 556.2
FL | Intercession City | 8049 | **10 |  | 2023 | ARP | 610088 | 4 | FRCC | Osceola County | FL097 | 97 | Electric Utility | 28.2628 | -81.5486 | Duke Energy Florida, LLC (Owner),Duke Energy Florida, LLC (Operator) | Phase 2 |  | Combustion turbine | Pipeline Natural Gas | Diesel Oil |  | Water Injection |  |  | 1993-08-19 | Operating | 1159 | P10 (115) | 8049 **10 | 115
FL | Intercession City | 8049 | **11 |  | 2023 | ARP | 610088 | 4 | FRCC | Osceola County | FL097 | 97 | Electric Utility | 28.2628 | -81.5486 | Georgia Power Company (Owner),Duke Energy Florida, LLC (Owner),Duke Energy Florida, LLC (Operator) | Phase 2 |  | Combustion turbine | Diesel Oil |  |  | Water Injection |  |  | 1996-06-10 | Operating | 2032 | P11 (165) | 8049 **11 | 165
FL | Intercession City | 8049 | **12 |  | 2023 | ARP | 610088 | 4 | FRCC | Osceola County | FL097 | 97 | Electric Utility | 28.2628 | -81.5486 | Duke Energy Florida, LLC (Owner),Duke Energy Florida, LLC (Operator) | Phase 2 |  | Combustion turbine | Pipeline Natural Gas | Diesel Oil |  | Dry Low NOx Burners,Water Injection |  |  | 2000-12-01 | Operating | 1207 | P12 (115) | 8049 **12 | 115
FL | Intercession City | 8049 | **13 |  | 2023 | ARP | 610088 | 4 | FRCC | Osceola County | FL097 | 97 | Electric Utility | 28.2628 | -81.5486 | Duke Energy Florida, LLC (Owner),Duke Energy Florida, LLC (Operator) | Phase 2 |  | Combustion turbine | Pipeline Natural Gas | Diesel Oil |  | Dry Low NOx Burners,Water Injection |  |  | 2000-12-04 | Operating | 1768.9 | P13 (115) | 8049 **13 | 115
FL | Intercession City | 8049 | **14 |  | 2023 | ARP | 610088 | 4 | FRCC | Osceola County | FL097 | 97 | Electric Utility | 28.2628 | -81.5486 | Duke Energy Florida, LLC (Owner),Duke Energy Florida, LLC (Operator) | Phase 2 |  | Combustion turbine | Pipeline Natural Gas | Diesel Oil |  | Dry Low NOx Burners,Water Injection |  |  | 2000-12-01 | Operating | 1072 | P14 (115) | 8049 **14 | 115
FL | Intercession City | 8049 | **7 |  | 2023 | ARP | 610088 | 4 | FRCC | Osceola County | FL097 | 97 | Electric Utility | 28.2628 | -81.5486 | Duke Energy Florida, LLC (Owner),Duke Energy Florida, LLC (Operator) | Phase 2 |  | Combustion turbine | Pipeline Natural Gas | Diesel Oil |  | Water Injection |  |  | 1993-08-19 | Operating | 1238 | P7 (115) | 8049 **7 | 115
FL | Intercession City | 8049 | **8 |  | 2023 | ARP | 610088 | 4 | FRCC | Osceola County | FL097 | 97 | Electric Utility | 28.2628 | -81.5486 | Duke Energy Florida, LLC (Owner),Duke Energy Florida, LLC (Operator) | Phase 2 |  | Combustion turbine | Pipeline Natural Gas | Diesel Oil |  | Water Injection |  |  | 1993-08-19 | Operating | 1186 | P8 (115) | 8049 **8 | 115
FL | Intercession City | 8049 | **9 |  | 2023 | ARP | 610088 | 4 | FRCC | Osceola County | FL097 | 97 | Electric Utility | 28.2628 | -81.5486 | Duke Energy Florida, LLC (Owner),Duke Energy Florida, LLC (Operator) | Phase 2 |  | Combustion turbine | Pipeline Natural Gas | Diesel Oil |  | Water Injection |  |  | 1993-08-19 | Operating | 1153 | P9 (115) | 8049 **9 | 115
NY | Pouch Terminal | 8053 | PT01 |  | 2023 | ARP, CSNOX, CSOSG3, CSSO2G1, RGGI | 605253 | 2 | NPCC | Richmond County | NY085 | 85 | Electric Utility | 40.6188 | -74.069 | New York Power Authority (Owner),New York Power Authority (Operator) | Phase 2 |  | Combustion turbine | Pipeline Natural Gas |  |  | Selective Catalytic Reduction |  |  | 2001-08-08 | Operating | 517 | PT01 (47) | 8053 PT01 | 47 | Y
MS | Gerald Andrus | 8054 | 1 |  | 2023 | ARP, CSOSG2 | 609775 (Ended Mar 31, 2023), 610584 (Started Mar 31, 2023) | 4 | SPP | Washington County | MS151 | 151 | Electric Utility | 33.3503 | -91.1181 | Entergy Corporation (Owner),Entergy Corporation (Operator) | Phase 2 |  | Dry bottom wall-fired boiler | Pipeline Natural Gas | Residual Oil |  | Overfire Air |  |  | 1975-05-28 | Operating | 8100 | 1 (781.5) | 8054 1 | 781.5
LA | Waterford 1 & 2 | 8056 | 1 |  | 2023 | ARP, CSOSG2E | 609775 (Ended Mar 31, 2023), 610584 (Started Mar 31, 2023) | 6 |  | St. Charles Parish | LA089 | 89 | Electric Utility | 29.9994 | -90.4758 | Entergy Corporation (Owner),Entergy Corporation (Operator) | Phase 2 |  | Dry bottom wall-fired boiler | Pipeline Natural Gas | Residual Oil |  | Low NOx Cell Burner,Combustion Modification/Fuel Reburning |  |  | 1974-01-01 | Operating | 4600 | 1 (445.5) | 8056 1 | 445.5
LA | Waterford 1 & 2 | 8056 | 2 |  | 2023 | ARP, CSOSG2E | 609775 (Ended Mar 31, 2023), 610584 (Started Mar 31, 2023) | 6 |  | St. Charles Parish | LA089 | 89 | Electric Utility | 29.9994 | -90.4758 | Entergy Corporation (Owner),Entergy Corporation (Operator) | Phase 2 |  | Dry bottom wall-fired boiler | Pipeline Natural Gas | Residual Oil |  | Low NOx Cell Burner,Combustion Modification/Fuel Reburning |  |  | 1975-01-01 | Operating | 4620 | 2 (445.5) | 8056 2 | 445.5
LA | Waterford 1 & 2 | 8056 | 4 |  | 2023 | ARP, CSOSG2E | 609775 (Ended Mar 31, 2023), 610584 (Started Mar 31, 2023) | 6 |  | St. Charles Parish | LA089 | 89 | Electric Utility | 29.9994 | -90.4758 | Entergy Corporation (Owner),Entergy Corporation (Operator) | Phase 2 |  | Combustion turbine | Diesel Oil |  |  | Steam Injection |  |  | 2009-08-15 | Operating | 507 | 4 (35) | 8056 4 | 35
OK | Comanche (8059) | 8059 | 7251 | CP001 | 2023 | ARP, CSOSG2 | 608993 (Ended Apr 12, 2023), 610620 (Started Apr 12, 2023) | 6 | SPP | Comanche County | OK031 | 31 | Electric Utility | 34.5431 | -98.3244 | Public Service Company of Oklahoma (Owner),Public Service Company of Oklahoma (Operator) | Phase 2 |  | Combined cycle | Pipeline Natural Gas |  |  | Dry Low NOx Burners |  |  | 1973-06-30 | Operating | 1450 | 1G1 (85), 1S (106.8) | 8059 7251 | 138.4
OK | Comanche (8059) | 8059 | 7252 | CP001 | 2023 | ARP, CSOSG2 | 608993 (Ended Apr 12, 2023), 610620 (Started Apr 12, 2023) | 6 | SPP | Comanche County | OK031 | 31 | Electric Utility | 34.5431 | -98.3244 | Public Service Company of Oklahoma (Owner),Public Service Company of Oklahoma (Operator) | Phase 2 |  | Combined cycle | Pipeline Natural Gas |  |  | Dry Low NOx Burners |  |  | 1973-06-30 | Operating | 1450 | 1S (106.8), 1G2 (85) | 8059 7252 | 138.4
WY | Jim Bridger | 8066 | BW71 |  | 2023 | ARP, MATS | 608875 | 8 | WECC | Sweetwater County | WY037 | 37 | Electric Utility | 41.7378 | -108.7875 | Idaho Power Company (Owner),Pacificorp (Owner),Pacificorp (Operator) | Phase 2 | Phase 1 Group 1 | Tangentially-fired | Coal |  | Sodium Based | Low NOx Burner Technology w/ Closed-coupled OFA | Electrostatic Precipitator | Additives to Enhance PAC and Existing Equipment Performance,Halogenated PAC Sorbent Injection | 1974-11-30 | Operating | 7875 | 1 (530) | 8066 BW71 | 530
WY | Jim Bridger | 8066 | BW72 |  | 2023 | ARP, MATS | 608875 | 8 | WECC | Sweetwater County | WY037 | 37 | Electric Utility | 41.7378 | -108.7875 | Idaho Power Company (Owner),Pacificorp (Owner),Pacificorp (Operator) | Phase 2 | Phase 1 Group 1 | Tangentially-fired | Coal |  | Sodium Based | Low NOx Burner Technology w/ Closed-coupled OFA | Electrostatic Precipitator | Additives to Enhance PAC and Existing Equipment Performance,Halogenated PAC Sorbent Injection | 1975-12-01 | Operating | 7875 | 2 (530) | 8066 BW72 | 530
WY | Jim Bridger | 8066 | BW73 |  | 2023 | ARP, MATS | 608875 | 8 | WECC | Sweetwater County | WY037 | 37 | Electric Utility | 41.7378 | -108.7875 | Idaho Power Company (Owner),Pacificorp (Owner),Pacificorp (Operator) | Phase 2 | Phase 1 Group 1 | Tangentially-fired | Coal |  | Sodium Based | Selective Catalytic Reduction,Low NOx Burner Technology w/ Closed-coupled OFA | Electrostatic Precipitator | Additives to Enhance PAC and Existing Equipment Performance,Halogenated PAC Sorbent Injection | 1976-09-01 | Operating | 7458 | 3 (530) | 8066 BW73 | 530 | Y
WY | Jim Bridger | 8066 | BW74 |  | 2023 | ARP, MATS | 608875 | 8 | WECC | Sweetwater County | WY037 | 37 | Electric Utility | 41.7378 | -108.7875 | Idaho Power Company (Owner),Pacificorp (Owner),Pacificorp (Operator) | Phase 2 | Early Election | Tangentially-fired | Coal |  | Sodium Based | Selective Catalytic Reduction,Low NOx Burner Technology w/ Closed-coupled OFA | Electrostatic Precipitator | Additives to Enhance PAC and Existing Equipment Performance,Halogenated PAC Sorbent Injection | 1979-11-29 | Operating | 7536 | 4 (530) | 8066 BW74 | 530 | Y
AZ | Santan | 8068 | 5A |  | 2023 | ARP | 608572 | 9 |  | Maricopa County | AZ013 | 13 | Electric Utility | 33.3333 | -111.751 | Salt River Project (Owner),Salt River Project (Operator) | Phase 2 |  | Combined cycle | Pipeline Natural Gas |  |  | Dry Low NOx Burners,Selective Catalytic Reduction |  |  | 2004-11-05 | Operating | 2530 | ST5A (153.8), ST5S (314.5) | 8068 5A | 311.05 | Y
AZ | Santan | 8068 | 5B |  | 2023 | ARP | 608572 | 9 |  | Maricopa County | AZ013 | 13 | Electric Utility | 33.3333 | -111.751 | Salt River Project (Owner),Salt River Project (Operator) | Phase 2 |  | Combined cycle | Pipeline Natural Gas |  |  | Dry Low NOx Burners,Selective Catalytic Reduction |  |  | 2004-11-01 | Operating | 2530 | ST5S (314.5), ST5B (153.8) | 8068 5B | 311.05 | Y
AZ | Santan | 8068 | 6A |  | 2023 | ARP | 608572 | 9 |  | Maricopa County | AZ013 | 13 | Electric Utility | 33.3333 | -111.751 | Salt River Project (Owner),Salt River Project (Operator) | Phase 2 |  | Combined cycle | Pipeline Natural Gas |  |  | Dry Low NOx Burners,Selective Catalytic Reduction |  |  | 2005-10-23 | Operating | 2300 | ST6S (136.1), ST6A (153.8) | 8068 6A | 289.9 | Y
UT | Huntington | 8069 | 1 |  | 2023 | ARP, MATS | 608875 | 8 | WECC | Emery County | UT015 | 15 | Electric Utility | 39.3792 | -111.0781 | Pacificorp (Owner),Pacificorp (Operator) | Phase 2 | Early Election | Tangentially-fired | Coal |  | Wet Lime FGD | Low NOx Burner Technology w/ Closed-coupled/Separated OFA | Baghouse |  | 1977-06-01 | Operating | 5263 | 1 (445) | 8069 1 | 445
UT | Huntington | 8069 | 2 |  | 2023 | ARP, MATS | 608875 | 8 | WECC | Emery County | UT015 | 15 | Electric Utility | 39.3792 | -111.0781 | Pacificorp (Owner),Pacificorp (Operator) | Phase 2 | Phase 2 Group 1 | Tangentially-fired | Coal |  | Wet Lime FGD | Low NOx Burner Technology w/ Closed-coupled/Separated OFA | Baghouse |  | 1974-07-17 | Operating | 5733 | 2 (450) | 8069 2 | 450
OH | Gen J M Gavin | 8102 | 1 |  | 2023 | ARP, CSNOX, CSOSG3, CSSO2G1, MATS | 610098 | 5 | ECAR | Gallia County | OH053 | 53 | Electric Utility | 38.9347 | -82.1158 | Gavin Power, LLC (Owner),Consolidated Asset Management Services, LLC (Operator) | Table 1 | Phase 2 Group 2 | Cell burner boiler | Coal |  | Wet Lime FGD | Low NOx Cell Burner,Selective Catalytic Reduction | Electrostatic Precipitator |  | 1974-10-20 | Operating | 15826 | 1 (1300) | 8102 1 | 1300 | Y
OH | Gen J M Gavin | 8102 | 2 |  | 2023 | ARP, CSNOX, CSOSG3, CSSO2G1, MATS | 610098 | 5 | ECAR | Gallia County | OH053 | 53 | Electric Utility | 38.9347 | -82.1158 | Gavin Power, LLC (Owner),Consolidated Asset Management Services, LLC (Operator) | Table 1 | Phase 2 Group 2 | Cell burner boiler | Coal |  | Wet Lime FGD | Low NOx Cell Burner,Selective Catalytic Reduction | Electrostatic Precipitator |  | 1975-07-06 | Operating | 16250 | 2 (1300) | 8102 2 | 1300 | Y
CO | Ray D Nixon | 8219 | 1 |  | 2023 | ARP, MATS | 610356 | 8 | WECC | El Paso County | CO041 | 41 | Electric Utility | 38.6306 | -104.7056 | Colorado Springs Utilities (Owner),Colorado Springs Utilities (Operator) | Phase 2 | Early Election | Dry bottom wall-fired boiler | Coal | Diesel Oil | Dry Lime FGD | Low NOx Burner Technology w/ Overfire Air | Baghouse | Halogenated PAC Sorbent Injection | 1980-04-04 | Operating | 2610 | 1 (207) | 8219 1 | 207
CO | Ray D Nixon | 8219 | 2 |  | 2023 | ARP | 610356 | 8 | WECC | El Paso County | CO041 | 41 | Electric Utility | 38.6306 | -104.7056 | Colorado Springs Utilities (Owner),Colorado Springs Utilities (Operator) | Phase 2 |  | Combustion turbine | Pipeline Natural Gas |  |  | Dry Low NOx Burners |  |  | 1999-07-03 | Operating | 425 | GT1 (35.8) | 8219 2 | 35.8
CO | Ray D Nixon | 8219 | 3 |  | 2023 | ARP | 610356 | 8 | WECC | El Paso County | CO041 | 41 | Electric Utility | 38.6306 | -104.7056 | Colorado Springs Utilities (Owner),Colorado Springs Utilities (Operator) | Phase 2 |  | Combustion turbine | Pipeline Natural Gas |  |  | Dry Low NOx Burners |  |  | 1999-06-28 | Operating | 420 | GT2 (35.8) | 8219 3 | 35.8
ND | Coyote | 8222 | B1 |  | 2023 | ARP, MATS | 607660 | 8 | MAPP | Mercer County | ND057 | 57 | Electric Utility | 47.2217 | -101.8139 | Montana Dakota Utilities Company (Owner),Northern Municipal Power Agency (Owner),Northwestern Public Service Company (Owner),Otter Tail Power Company (Owner),Otter Tail Power Company (Operator) | Phase 2 | Phase 2 Group 2 | Cyclone boiler | Coal | Diesel Oil | Dry Lime FGD | Overfire Air | Baghouse | Halogenated PAC Sorbent Injection | 1981-05-01 | Operating | 5280 | 1 (450) | 8222 B1 | 450
AZ | Springerville Generating Station | 8223 | 1 |  | 2023 | ARP, MATS | 607519 | 9 | WECC | Apache County | AZ001 | 1 | Electric Utility | 34.3186 | -109.1636 | Tucson Electric Power Company (Owner),Tucson Electric Power Company (Operator) | Phase 2 | Early Election | Tangentially-fired | Coal |  | Dry Lime FGD | Low NOx Burner Technology w/ Closed-coupled OFA | Baghouse |  | 1985-06-01 | Operating | 4700 | 1 (424.8) | 8223 1 | 424.8
AZ | Springerville Generating Station | 8223 | 2 |  | 2023 | ARP, MATS | 607519 | 9 | WECC | Apache County | AZ001 | 1 | Electric Utility | 34.3186 | -109.1636 | Tucson Electric Power Company (Owner),Tucson Electric Power Company (Operator) | Phase 2 | Early Election | Tangentially-fired | Coal |  | Dry Lime FGD | Low NOx Burner Technology w/ Closed-coupled OFA | Baghouse |  | 1990-06-01 | Operating | 4700 | 2 (424.8) | 8223 2 | 424.8
AZ | Springerville Generating Station | 8223 | 4 |  | 2023 | ARP, MATS | 607519 | 9 | WECC | Apache County | AZ001 | 1 | Electric Utility | 34.3186 | -109.1636 | Salt River Project (Owner),Tucson Electric Power Company (Operator) | Phase 2 |  | Dry bottom wall-fired boiler | Coal | Diesel Oil | Dry Lime FGD | Low NOx Burner Technology (Dry Bottom only),Selective Catalytic Reduction | Baghouse |  | 2009-10-03 | Operating | 5040 | 4 (458.1) | 8223 4 | 458.1 | Y
AZ | Springerville Generating Station | 8223 | TS3 |  | 2023 | ARP, MATS | 607519 | 9 | WECC | Apache County | AZ001 | 1 | Electric Utility | 34.3186 | -109.1636 | Tri-State Generation & Transmission (Owner),Tucson Electric Power Company (Operator) | Phase 2 |  | Dry bottom wall-fired boiler | Coal | Diesel Oil | Dry Lime FGD | Low NOx Burner Technology (Dry Bottom only),Selective Catalytic Reduction | Baghouse |  | 2006-06-02 | Operating | 5040 | 3 (458.1) | 8223 TS3 | 458.1 | Y
NV | North Valmy | 8224 | 1 |  | 2023 | ARP, MATS | 610268 | 9 | WECC | Humboldt County | NV013 | 13 | Electric Utility | 40.8831 | -117.1542 | Idaho Power Company (Owner),Sierra Pacific Power Company (Owner),Sierra Pacific Power Company (Operator) | Phase 2 | Early Election | Dry bottom wall-fired boiler | Coal |  |  | Low NOx Burner Technology (Dry Bottom only) | Baghouse |  | 1981-12-11 | Operating | 2750 | 1 (254.3) | 8224 1 | 254.3
NV | North Valmy | 8224 | 2 |  | 2023 | ARP, MATS | 610268 | 9 | WECC | Humboldt County | NV013 | 13 | Electric Utility | 40.8831 | -117.1542 | Idaho Power Company (Owner),Sierra Pacific Power Company (Owner),Sierra Pacific Power Company (Operator) | Phase 2 | Early Election | Dry bottom wall-fired boiler | Coal |  | Dry Lime FGD | Low NOx Burner Technology (Dry Bottom only) | Baghouse |  | 1985-05-21 | Operating | 3050 | 2 (267) | 8224 2 | 267
NY | Astoria Generating Station | 8906 | 20 |  | 2023 | ARP, CSNOX, CSOSG3, CSSO2G1, RGGI | 601740 | 2 |  | Queens County | NY081 | 81 | Electric Utility | 40.7869 | -73.9122 | Astoria Generating Company, LP (Owner),Astoria Operating Services, Inc. (Operator) | Phase 2 |  | Dry bottom wall-fired boiler | Pipeline Natural Gas | [5 empty] | 1953-01-01 | Operating | 2300 | 2 (200) | 8906 20 | 200
NY | Astoria Generating Station | 8906 | 31RH | CP30 | 2023 | ARP, CSNOX, CSOSG3, CSSO2G1, RGGI | 601740 | 2 |  | Queens County | NY081 | 81 | Electric Utility | 40.7869 | -73.9122 | Astoria Generating Company, LP (Owner),Astoria Operating Services, Inc. (Operator) | Phase 2 |  | Dry bottom wall-fired boiler | Pipeline Natural Gas | Diesel Oil |  |  |  |  | 1958-09-01 | Operating | 3984 | 3 (376.2) | 8906 31RH | 376.2
NY | Astoria Generating Station | 8906 | 32SH | CP30 | 2023 | ARP, CSNOX, CSOSG3, CSSO2G1, RGGI | 601740 | 2 |  | Queens County | NY081 | 81 | Electric Utility | 40.7869 | -73.9122 | Astoria Generating Company, LP (Owner),Astoria Operating Services, Inc. (Operator) | Phase 2 |  | Dry bottom wall-fired boiler | Pipeline Natural Gas | Diesel Oil |  |  |  |  | 1958-09-01 | Operating | 3984 | 3 (376.2) | 8906 32SH | 376.2
NY | Astoria Generating Station | 8906 | 51RH | CP50 | 2023 | ARP, CSNOX, CSOSG3, CSSO2G1, RGGI | 601740 | 2 |  | Queens County | NY081 | 81 | Electric Utility | 40.7869 | -73.9122 | Astoria Generating Company, LP (Owner),Astoria Operating Services, Inc. (Operator) | Phase 2 |  | Tangentially-fired | Pipeline Natural Gas | Diesel Oil |  |  |  |  | 1962-05-01 | Operating | 4094 | ST5 (387.2) | 8906 51RH | 387.2
NY | Astoria Generating Station | 8906 | 52SH | CP50 | 2023 | ARP, CSNOX, CSOSG3, CSSO2G1, RGGI | 601740 | 2 |  | Queens County | NY081 | 81 | Electric Utility | 40.7869 | -73.9122 | Astoria Generating Company, LP (Owner),Astoria Operating Services, Inc. (Operator) | Phase 2 |  | Tangentially-fired | Pipeline Natural Gas | Diesel Oil |  |  |  |  | 1962-05-01 | Operating | 4094 | ST5 (387.2) | 8906 52SH | 387.2
NY | Astoria Generating Station | 8906 | CT0001 |  | 2023 | RGGI, SIPNOX | 601740 | 2 |  | Queens County | NY081 | 81 | Electric Utility | 40.7869 | -73.9122 | Astoria Generating Company, LP (Owner),Astoria Operating Services, Inc. (Operator) |  |  | Combustion turbine | Pipeline Natural Gas | [5 empty] | 1967-07-01 | Operating | 243 | 1 (15) | 8906 CT0001 | 15
DE | Energy Center Dover LLC | 10030 | 2 |  | 2023 | ARP, RGGI, SIPNOX | 606162 (Ended Jan 24, 2023), 607793 (Started Jan 24, 2023) | 3 |  | Kent County | DE001 | 1 | Electric Utility | 39.1467 | -75.5461 | Energy Center Dover LLC (Owner) (Ended Mar 14, 2023),Cartier Energy, LLC (Owner) (Started Mar 14, 2023),DCO Operations, LLC (Operator) | Phase 2 |  | Combined cycle | Pipeline Natural Gas |  |  | Selective Catalytic Reduction,Water Injection |  |  | 2001-06-01 | Operating | 655 | KD-1 (50), COG1 (18) | 10030 2 | 68 | Y
DE | Energy Center Dover LLC | 10030 | 3 |  | 2023 | ARP, RGGI, SIPNOX | 606162 (Ended Jan 24, 2023), 607793 (Started Jan 24, 2023) | 3 |  | Kent County | DE001 | 1 | Electric Utility | 39.1467 | -75.5461 | Energy Center Dover LLC (Owner) (Ended Mar 14, 2023),Cartier Energy, LLC (Owner) (Started Mar 14, 2023),DCO Operations, LLC (Operator) | Phase 2 |  | Combustion turbine | Pipeline Natural Gas | Diesel Oil |  | Water Injection |  |  | 2001-06-01 | Operating | 530 | KD-2 (50) | 10030 3 | 50
CA | Calpine Gilroy Cogen, LP | 10034 | S-100 |  | 2023 | ARP | 602696 | 9 |  | Santa Clara County | CA085 | 85 | Cogeneration | 37.0001 | -121.5367 | Calpine Corporation (Owner),Calpine Corporation (Operator) | Phase 2 |  | Combined cycle | Pipeline Natural Gas |  |  | Dry Low NOx Burners |  |  | 1987-09-01 | Operating | 1085 | GEN2 (40), GEN1 (90) | 10034 S-100 | 130
MN | Taconite Harbor Energy Center | 10075 | 1 |  | 2023 | ARP, CSNOX, CSSO2G2, MATS | 610522 | 5 | MAPP | Cook County | MN031 | 31 | Electric Utility | 47.5314 | -90.9111 | Minnesota Power, Inc. (Owner),Minnesota Power, Inc. (Operator) | Phase 2 | Phase 2 Group 1 | Tangentially-fired | Coal |  | Other | Overfire Air,Selective Non-catalytic Reduction | Electrostatic Precipitator |  | 2002-05-10 | Operating (Retired 03/31/2023) | 900 | GEN1 (84) | 10075 1 | 84 | Y
MN | Taconite Harbor Energy Center | 10075 | 2 |  | 2023 | ARP, CSNOX, CSSO2G2, MATS | 610522 | 5 | MAPP | Cook County | MN031 | 31 | Electric Utility | 47.5314 | -90.9111 | Minnesota Power, Inc. (Owner),Minnesota Power, Inc. (Operator) | Phase 2 | Phase 2 Group 1 | Tangentially-fired | Coal |  | Other | Overfire Air,Selective Non-catalytic Reduction | Electrostatic Precipitator |  | 2002-02-01 | Operating (Retired 03/31/2023) | 900 | GEN2 (84) | 10075 2 | 84 | Y
PA | Gilberton Power Company | 10113 | 31 | CS001 | 2023 | ARP, CSNOX, CSOSG3, CSSO2G1, MATS, RGGI | 608145 | 3 |  | Schuylkill County | PA107 | 107 | Cogeneration | 40.79 | -76.1984 | Gilberton Power Company (Owner),Gilberton Power Company (Operator) | Phase 2 |  | Circulating fluidized bed boiler | Coal Refuse |  | Fluidized Bed Limestone Injection | Overfire Air | Baghouse |  | 1988-10-01 | Operating | 550 | GEN1 (88.4) | 10113 31 | 88.4
PA | Gilberton Power Company | 10113 | 32 | CS001 | 2023 | ARP, CSNOX, CSOSG3, CSSO2G1, MATS, RGGI | 608145 | 3 |  | Schuylkill County | PA107 | 107 | Cogeneration | 40.79 | -76.1984 | Gilberton Power Company (Owner),Gilberton Power Company (Operator) | Phase 2 |  | Circulating fluidized bed boiler | Coal Refuse |  | Fluidized Bed Limestone Injection | Overfire Air | Baghouse |  | 1988-10-01 | Operating | 550 | GEN1 (88.4) | 10113 32 | 88.4
PA | Colver Green Energy | 10143 | AAB01 |  | 2023 | ARP, CSNOX, CSOSG3, CSSO2G1, MATS, RGGI | 609870 | 3 | MAAC | Cambria County | PA021 | 21 | Electric Utility | 40.55 | -78.8 | Generation Holdings LP (Owner),Colver Green Energy LLC (Operator) | Phase 2 |  | Circulating fluidized bed boiler | Coal Refuse |  | Dry Lime FGD | Ammonia Injection | Baghouse |  | 1995-05-16 | Operating | 1400 | COLV (118) | 10143 AAB01 | 118
WV | Grant Town Power Plant | 10151 | 1A | CS1 | 2023 | CSNOX, CSOSG2E, CSSO2G1, MATS | 2894 | 3 |  | Marion County | WV049 | 49 | Small Power Producer | 39.5611 | -80.1642 | American Bituminous Power Partners (Owner),Edison Mission Operation & Maintenance (Operator) |  |  | Circulating fluidized bed boiler | Coal Refuse |  | Fluidized Bed Limestone Injection | Selective Non-catalytic Reduction,Combustion Modification/Fuel Reburning | Baghouse |  | 1993-04-01 | Operating | 866.5 | GEN1 (95.7) | 10151 1A | 95.7 | Y
WV | Grant Town Power Plant | 10151 | 1B | CS1 | 2023 | CSNOX, CSOSG2E, CSSO2G1, MATS | 2894 | 3 |  | Marion County | WV049 | 49 | Small Power Producer | 39.5611 | -80.1642 | American Bituminous Power Partners (Owner),Edison Mission Operation & Maintenance (Operator) |  |  | Circulating fluidized bed boiler | Coal Refuse |  | Fluidized Bed Limestone Injection | Selective Non-catalytic Reduction,Combustion Modification/Fuel Reburning | Baghouse |  | 1993-04-01 | Operating | 866.5 | GEN1 (95.7) | 10151 1B | 95.7 | Y
TX | Power Island | 10154 | 1 |  | 2023 | ARP, CSOSG2 | 608794 | 6 |  | Brazoria County | TX039 | 39 | Cogeneration | 29.2293 | -95.1952 | INEOS USA LLC (Owner),INEOS USA LLC (Operator) | Phase 2 |  | Combustion turbine | [6 empty] | 2018-12-01 | Future |  | GEN2 (50) | 10154 1 | 50
TX | Power Island | 10154 | 2 |  | 2023 | ARP, CSOSG2 | 608794 | 6 |  | Brazoria County | TX039 | 39 | Cogeneration | 29.2293 | -95.1952 | INEOS USA LLC (Owner),INEOS USA LLC (Operator) | Phase 2 |  | Combustion turbine | [6 empty] | 2018-12-01 | Future |  | GEN3 (50) | 10154 2 | 50
CA | Fresno Cogeneration Partners, LP | 10156 | GEN1 |  | 2023 | ARP | 602281 | 9 |  | Fresno County | CA019 | 19 | Electric Utility | 36.6183 | -120.1 | Fresno Cogeneration Partners, LP (Owner),Wellhead Electric Company, Inc (Operator) | Phase 2 |  | Combined cycle | Pipeline Natural Gas |  |  | Water Injection,Selective Catalytic Reduction |  |  | 2005-01-17 | Operating | 495 | GEN4 (71.2), GEN2 (12.5) | 10156 GEN1 | 83.7 | Y
CA | Carson Cogeneration Company | 10169 | D1 |  | 2023 | ARP | 608976 | 9 |  | Los Angeles County | CA037 | 37 | Electric Utility | 33.8759 | -118.2491 | Carson Cogeneration Company (Owner),Energy Holdings (Operator) | Phase 2 |  | Combined cycle | Pipeline Natural Gas |  |  | Water Injection,Selective Catalytic Reduction |  |  | 2003-11-20 | Operating | 453 | GEN1 (45.3), GEN2 (10.5) | 10169 D1 | 55.8 | Y
MA | MBTA South Boston Power Facility | 10176 | A |  | 2023 | RGGI, SIPNOX | 609738 (Ended Apr 27, 2023), 610656 (Started Apr 27, 2023) | 1 | NPCC | Suffolk County | MA025 | 25 | Electric Utility | 42.3414 | -71.0311 | Massachusetts Bay Transportation Authority (Owner),Massachusetts Bay Transportation Authority (Operator) |  |  | Combustion turbine | Other Oil |  |  | Water Injection |  |  | 1979-07-01 | Operating | 396 | 6 (69) | 10176 A | 69
MA | MBTA South Boston Power Facility | 10176 | B |  | 2023 | RGGI, SIPNOX | 609738 (Ended Apr 27, 2023), 610656 (Started Apr 27, 2023) | 1 | NPCC | Suffolk County | MA025 | 25 | Electric Utility | 42.3414 | -71.0311 | Massachusetts Bay Transportation Authority (Owner),Massachusetts Bay Transportation Authority (Operator) |  |  | Combustion turbine | Other Oil |  |  | Water Injection |  |  | 1979-07-01 | Operating | 396 | 6 (69) | 10176 B | 69
NY | Castleton Power, LLC | 10190 | 1 |  | 2023 | ARP, CSNOX, CSOSG3, CSSO2G1, RGGI | 2616 | 2 | NPCC | Rensselaer County | NY083 | 83 | Electric Utility | 42.5375 | -73.7433 | Castleton Power, LLC (Owner),Castleton Energy Services (Operator) | Phase 2 |  | Combined cycle | Pipeline Natural Gas | Diesel Oil |  | Steam Injection |  |  | 1992-09-01 | Operating | 670 | GEN2 (25), GEN1 (47) | 10190 1 | 72
CA | King City Power Plant | 10294 | 2 |  | 2023 | ARP | 602696 | 9 |  | Monterey County | CA053 | 53 | Electric Utility | 36.225 | -121.1278 | Gilroy Energy Center, LLC (Owner),Calpine Operating Services Company, Inc. (Operator) | Phase 2 |  | Combustion turbine | Pipeline Natural Gas |  |  | Dry Low NOx Burners,Water Injection,Ammonia Injection,Selective Catalytic Reduction |  |  | 2001-09-30 | Operating | 500 | CTG1 (47.3) | 10294 2 | 47.3 | Y
CA | King City Power Plant | 10294 | GTG |  | 2023 | ARP | 602696 | 9 |  | Monterey County | CA053 | 53 | Electric Utility | 36.225 | -121.1278 | Calpine King City Cogen, LLC (Owner),Calpine Operating Services Company, Inc. (Operator) | Phase 2 |  | Combined cycle | Pipeline Natural Gas |  |  | Dry Low NOx Burners,Selective Catalytic Reduction |  |  | 1989-02-01 | Operating | 1022 | STG (42.4), GTG (90.8) | 10294 GTG | 133.2 | Y
MA | Bellingham | 10307 | 1 | CP1, CS1 | 2023 | ARP, RGGI, SIPNOX | 610478 | 1 |  | Norfolk County | MA021 | 21 | Electric Utility | 42.0925 | -71.4833 | Northeast Energy Associates, LP (Owner),Northeast Energy Associates, LP (Operator) | Phase 2 |  | Combined cycle | Pipeline Natural Gas | Diesel Oil |  | Steam Injection |  |  | 1991-09-15 | Operating | 1433 | CT1 (128.7), ST1 (128.7) | 10307 1 | 193.05
MA | Bellingham | 10307 | 2 | CP1, CS1 | 2023 | ARP, RGGI, SIPNOX | 610478 | 1 |  | Norfolk County | MA021 | 21 | Electric Utility | 42.0925 | -71.4833 | Northeast Energy Associates, LP (Owner),Northeast Energy Associates, LP (Operator) | Phase 2 |  | Combined cycle | Pipeline Natural Gas | Diesel Oil |  | Steam Injection |  |  | 1991-09-15 | Operating | 1433 | ST1 (128.7), CT2 (128.7) | 10307 2 | 193.05
NJ | Sayreville Power LP | 10308 | 1001 |  | 2023 | ARP, CSNOX, CSOSG3, CSSO2G1, RGGI | 603383 | 2 |  | Middlesex County | NJ023 | 23 | Cogeneration | 40.439 | -74.3444 | Sayreville Power LP (Owner),Sayreville Power LP (Operator) | Phase 2 |  | Combined cycle | Pipeline Natural Gas |  |  | Steam Injection |  |  | 1991-08-13 | Operating | 1400 | ST1 (143.4), CT1 (143.4) | 10308 1001 | 215.1
NJ | Sayreville Power LP | 10308 | 1002 |  | 2023 | ARP, CSNOX, CSOSG3, CSSO2G1, RGGI | 603383 | 2 |  | Middlesex County | NJ023 | 23 | Cogeneration | 40.439 | -74.3444 | Sayreville Power LP (Owner),Sayreville Power LP (Operator) | Phase 2 |  | Combined cycle | Pipeline Natural Gas |  |  | Steam Injection |  |  | 1991-08-13 | Operating | 1400 | ST1 (143.4), CT2 (143.4) | 10308 1002 | 215.1
PA | Mt. Carmel Cogeneration | 10343 | SG-101 |  | 2023 | ARP, CSNOX, CSOSG3, CSSO2G1, MATS, RGGI | 600910 (Ended Sep 27, 2023), 609034 (Started Sep 27, 2023) | 3 |  | Northumberland County | PA097 | 97 | Cogeneration | 40.8092 | -76.4539 | Mt. Carmel Cogeneration, Inc. (Owner),Mt. Carmel Cogeneration, Inc. (Operator) | Phase 2 |  | Circulating fluidized bed boiler | Coal Refuse |  | Fluidized Bed Limestone Injection |  | Baghouse |  | 1990-09-30 | Operating | 624 | TG1 (46) | 10343 SG-101 | 46
CA | Yuba City Energy Center | 10349 | 2 |  | 2023 | ARP | 606775 | 9 |  | Sutter County | CA101 | 101 | Electric Utility | 39.1365 | -121.6397 | Calpine Corporation (Owner),Calpine Corporation (Operator) | Phase 2 |  | Combustion turbine | Pipeline Natural Gas |  |  | Water Injection,Selective Catalytic Reduction |  |  | 2002-06-16 | Operating | 500 | GEN1 (49.5) | 10349 2 | 49.5 | Y
CA | Greenleaf One | 10350 | CTGA |  | 2023 | ARP | 606775 | 9 |  | Sutter County | CA101 | 101 | Electric Utility | 39.0536 | -121.6942 | California Department of Water Resources (Owner),Calpine Greenleaf Holdings, Inc. (Operator) | Phase 2 |  | Combustion turbine | Pipeline Natural Gas |  |  | Water Injection,Selective Catalytic Reduction |  |  | 2021-09-17 | Operating | 366.1 | CTGA (34.9) | 10350 CTGA | 34.9 | Y
CA | Greenleaf One | 10350 | CTGB |  | 2023 | ARP | 606775 | 9 |  | Sutter County | CA101 | 101 | Electric Utility | 39.0536 | -121.6942 | California Department of Water Resources (Owner),Calpine Greenleaf Holdings, Inc. (Operator) | Phase 2 |  | Combustion turbine | Pipeline Natural Gas |  |  | Water Injection,Selective Catalytic Reduction |  |  | 2021-09-18 | Operating | 366.1 | CTGB (34.9) | 10350 CTGB | 34.9 | Y
CA | Kingsburg Cogen Facility | 10405 | 1 |  | 2023 | ARP | 608375 | 9 |  | Fresno County | CA019 | 19 | Electric Utility | 36.547 | -119.578 | KES Kingsburg, LP (Owner),KES Kingsburg, LP (Operator) | Phase 2 |  | Combined cycle | Pipeline Natural Gas |  |  | Selective Catalytic Reduction |  |  | 1991-04-07 | Operating | 425 | GEN1 (23.1), GEN2 (13.1) | 10405 1 | 36.2 | Y
NY | Black River Generation, LLC | 10464 | E0001 | CS-1 | 2023 | CSNOX, CSOSG3, CSSO2G1, RGGI | 606650 | 2 | NPCC | Jefferson County | NY045 | 45 | Electric Utility | 44.0361 | -75.7712 | Black River Generation, LLC (Owner),Black River Generation, LLC (Operator) |  |  | Circulating fluidized bed boiler | Wood | Other Solid Fuel, Petroleum Coke, Tire Derived Fuel |  |  | Baghouse |  | 1991-11-01 | Operating | 288 | GEN1 (55.5) | 10464 E0001 | 55.5
NY | Black River Generation, LLC | 10464 | E0002 | CS-1 | 2023 | CSNOX, CSOSG3, CSSO2G1, RGGI | 606650 | 2 | NPCC | Jefferson County | NY045 | 45 | Electric Utility | 44.0361 | -75.7712 | Black River Generation, LLC (Owner),Black River Generation, LLC (Operator) |  |  | Circulating fluidized bed boiler | Wood | Other Solid Fuel, Petroleum Coke, Tire Derived Fuel |  |  | Baghouse |  | 1991-11-01 | Operating | 288 | GEN1 (55.5) | 10464 E0002 | 55.5
NY | Black River Generation, LLC | 10464 | E0003 | CS-1 | 2023 | CSNOX, CSOSG3, CSSO2G1, RGGI | 606650 | 2 | NPCC | Jefferson County | NY045 | 45 | Electric Utility | 44.0361 | -75.7712 | Black River Generation, LLC (Owner),Black River Generation, LLC (Operator) |  |  | Circulating fluidized bed boiler | Wood | Other Solid Fuel, Petroleum Coke, Tire Derived Fuel |  |  | Baghouse |  | 1991-11-01 | Operating | 288 | GEN1 (55.5) | 10464 E0003 | 55.5
NC | Craven County Wood Energy | 10525 | ES5A |  | 2023 | ARP, CSNOX, CSSO2G1, SIPNOX | 610325 (Ended Nov 21, 2023), 610840 (Started Nov 21, 2023) | 4 | SERC | Craven County | NC049 | 49 | Electric Utility | 35.1285 | -77.17 | Decker Energy (Owner),Hydra-Co Enterprises, Inc (Owner),Craven County Wood Energy, LP (Operator) (Ended Nov 21, 2023),CMS Enterprises Co. (Operator) (Started Nov 21, 2023) | Phase 2 |  | Stoker | Wood | Other Solid Fuel |  |  | Electrostatic Precipitator |  | 1990-10-16 | Operating | 990 | 1UNI (50) | 10525 ES5A | 50
CT | Algonquin Power Windsor Locks, LLC | 10567 | GT1 |  | 2023 | RGGI, SIPNOX | 609011 (Ended Jun 15, 2023), 607688 (Started Jun 15, 2023) | 1 |  | Hartford County | CT003 | 3 | Cogeneration | 41.9227 | -72.6255 | Algonquin Power Windsor Locks, LLC (Owner),Algonquin Power Windsor Locks, LLC (Operator) |  |  | Combined cycle | Pipeline Natural Gas | Residual Oil |  | Steam Injection |  |  | 1990-04-14 | Operating | 555.2 | GTG (40), STG (16) | 10567 GT1 | 56
PA | Ebensburg Power Company | 10603 | 31 |  | 2023 | ARP, CSNOX, CSOSG3, CSSO2G1, MATS, RGGI | 609246 | 3 | MAAC | Cambria County | PA021 | 21 | Cogeneration | 40.455 | -78.7472 | Ebensburg Power Company (Owner),Ebensburg Power Company (Operator) | Phase 2 |  | Circulating fluidized bed boiler | Coal |  | Fluidized Bed Limestone Injection |  | Baghouse |  | 1991-05-12 | Operating | 930 | GEN1 (57.6) | 10603 31 | 57.6
NY | Beaver Falls, LLC | 10617 | 1 |  | 2023 | CSNOX, CSOSG3, CSSO2G1, RGGI | 610340 | 2 |  | Lewis County | NY049 | 49 | Cogeneration | 43.8861 | -75.4342 | SBF LLC (Owner),SBF LLC (Operator) |  |  | Combined cycle | Pipeline Natural Gas | Diesel Oil |  | Selective Catalytic Reduction,Steam Injection |  |  | 1995-01-01 | Operating | 812 | GEN2 (42.3), GEN1 (65.5) | 10617 1 | 107.8 | Y
NY | Allegany Station No. 133 | 10619 | 1 |  | 2023 | ARP, CSNOX, CSOSG3, CSSO2G1, RGGI | 2129 | 2 | NPCC | Allegany County | NY003 | 3 | Electric Utility | 42.5083 | -78.0661 | Allegany Generating Station (Owner),Allegany Generating Station (Operator) | Phase 2 |  | Combined cycle | Pipeline Natural Gas |  |  | Water Injection,Selective Catalytic Reduction |  |  | 1996-02-13 | Operating | 540 | 2 (25), 1 (42) | 10619 1 | 67 | Y
NY | Carthage Energy | 10620 | 1 |  | 2023 | ARP, CSNOX, CSOSG3, CSSO2G1, RGGI | 2129 | 2 | NPCC | Jefferson County | NY045 | 45 | Cogeneration | 43.9842 | -75.6225 | Carthage Energy, LLC (Owner),Wood Group Power Operations, Inc. (Operator) | Phase 2 |  | Combined cycle | Pipeline Natural Gas | Diesel Oil |  | Steam Injection |  |  | 1991-11-01 | Operating | 583 | GEN1 (41), GEN2 (22) | 10620 1 | 63
NY | Syracuse, LLC | 10621 | 1 |  | 2023 | ARP, CSNOX, CSOSG3, CSSO2G1, RGGI | 610340 | 2 | NPCC | Onondaga County | NY067 | 67 | Electric Utility | 43.0667 | -76.2246 | SBF LLC (Owner),SBF LLC (Operator) | Phase 2 |  | Combined cycle | Pipeline Natural Gas | Diesel Oil |  | Selective Catalytic Reduction,Steam Injection |  |  | 1994-02-01 | Operating | 800 | GEN1 (65.5), GEN2 (37.2) | 10621 1 | 37.2 | Y
VA | Hopewell Cogeneration Facility | 10633 | 1 |  | 2023 | CSNOX, CSOSG3, CSSO2G1, RGGI | 603383 | 3 | SERC | Hopewell city | VA670 | 670 | Cogeneration | 37.2914 | -77.2821 | Hopewell Power Generation, LLC (Owner),Hopewell Power Generation, LLC (Operator) |  |  | Combined cycle | Pipeline Natural Gas | Diesel Oil |  | Steam Injection |  |  | 1990-08-01 | Operating | 1517 | ST1 (96), GT1 (89) | 10633 1 | 121
VA | Hopewell Cogeneration Facility | 10633 | 2 |  | 2023 | CSNOX, CSOSG3, CSSO2G1, RGGI | 603383 | 3 | SERC | Hopewell city | VA670 | 670 | Cogeneration | 37.2914 | -77.2821 | Hopewell Power Generation, LLC (Owner),Hopewell Power Generation, LLC (Operator) |  |  | Combined cycle | Pipeline Natural Gas | Diesel Oil |  | Steam Injection |  |  | 1990-08-01 | Operating | 1517 | GT2 (89), ST1 (96) | 10633 2 | 121
VA | Hopewell Cogeneration Facility | 10633 | 3 |  | 2023 | CSNOX, CSOSG3, CSSO2G1, RGGI | 603383 | 3 | SERC | Hopewell city | VA670 | 670 | Cogeneration | 37.2914 | -77.2821 | Hopewell Power Generation, LLC (Owner),Hopewell Power Generation, LLC (Operator) |  |  | Combined cycle | Pipeline Natural Gas | Diesel Oil |  | Steam Injection |  |  | 1990-08-01 | Operating | 1517 | GT3 (89), ST1 (96) | 10633 3 | 121
CA | Bear Mountain Limited | 10649 | GT1 |  | 2023 | ARP | 606765 | 9 |  | Kern County | CA029 | 29 | Electric Utility | 35.4192 | -118.9266 | ContourGlobal (Owner),ContourGlobal (Operator) | Phase 2 |  | Combustion turbine | Pipeline Natural Gas |  |  | Selective Catalytic Reduction |  |  | 1995-04-24 | Operating | 435 | GEN1 (46) | 10649 GT1 | 46 | Y
CA | Badger Creek Limited | 10650 | GT1 |  | 2023 | ARP | 606765 | 9 |  | Kern County | CA029 | 29 | Electric Utility | 35.4837 | -119.0299 | ContourGlobal (Owner),ContourGlobal (Operator) | Phase 2 |  | Combustion turbine | Pipeline Natural Gas |  |  | Selective Catalytic Reduction |  |  | 1991-04-19 | Operating | 432 | GEN1 (46) | 10650 GT1 | 46 | Y
OK | River Valley | 10671 | 1A | CS1 | 2023 | ARP, CSOSG2, MATS | 603925 | 6 |  | Le Flore County | OK079 | 79 | Electric Utility | 35.1931 | -94.6458 | Oklahoma Gas & Electric Company (Owner),Oklahoma Gas & Electric Company (Operator) | Phase 2 |  | Circulating fluidized bed boiler | Coal |  | Fluidized Bed Limestone Injection |  |  |  | 1990-01-15 | Operating | 1500 | GEN1 (175) | 10671 1A | 175
OK | River Valley | 10671 | 1B | CS1 | 2023 | ARP, CSOSG2, MATS | 603925 | 6 |  | Le Flore County | OK079 | 79 | Electric Utility | 35.1931 | -94.6458 | Oklahoma Gas & Electric Company (Owner),Oklahoma Gas & Electric Company (Operator) | Phase 2 |  | Circulating fluidized bed boiler | Coal |  | Fluidized Bed Limestone Injection |  |  |  | 1990-01-15 | Operating | 1500 | GEN1 (175) | 10671 1B | 175
OK | River Valley | 10671 | 2A | CS1 | 2023 | ARP, CSOSG2, MATS | 603925 | 6 |  | Le Flore County | OK079 | 79 | Electric Utility | 35.1931 | -94.6458 | Oklahoma Gas & Electric Company (Owner),Oklahoma Gas & Electric Company (Operator) | Phase 2 |  | Circulating fluidized bed boiler | Coal |  | Fluidized Bed Limestone Injection |  |  |  | 1990-01-15 | Operating | 1500 | GEN2 (175) | 10671 2A | 175
OK | River Valley | 10671 | 2B | CS1 | 2023 | ARP, CSOSG2, MATS | 603925 | 6 |  | Le Flore County | OK079 | 79 | Electric Utility | 35.1931 | -94.6458 | Oklahoma Gas & Electric Company (Owner),Oklahoma Gas & Electric Company (Operator) | Phase 2 |  | Circulating fluidized bed boiler | Coal |  | Fluidized Bed Limestone Injection |  |  |  | 1990-01-15 | Operating | 1500 | GEN2 (175) | 10671 2B | 175
MD | AES Warrior Run | 10678 | 1 |  | 2023 | ARP, CSNOX, CSOSG3, CSSO2G1, MATS, RGGI | 605554 (Ended Oct 09, 2023), 608660 (Started Oct 09, 2023) | 3 |  | Allegany County | MD001 | 1 | Cogeneration | 39.5944 | -78.7456 | AES Corporation (Owner),AES Corporation (Operator) | Phase 2 |  | Circulating fluidized bed boiler | Coal | Diesel Oil | Fluidized Bed Limestone Injection | Ammonia Injection,Selective Non-catalytic Reduction | Baghouse |  | 2000-02-10 | Operating | 2350 | GEN1 (229) | 10678 1 | 229 | Y
CO | Brush Power Projects | 10682 | GT2 |  | 2023 | ARP | 610373 | 8 | WECC | Morgan County | CO087 | 87 | Electric Utility | 40.2415 | -103.631 | Colorado Power Partnership (Owner),Colorado Energy Management, LLC (Operator) | Phase 2 |  | Combustion turbine | Pipeline Natural Gas |  |  | Water Injection |  |  | 2000-05-29 | Operating | 734 | GT2 (25) | 10682 GT2 | 25
CO | Brush Power Projects | 10682 | GT4 | MS4A, MS4B | 2023 | ARP | 610373 | 8 | WECC | Morgan County | CO087 | 87 | Electric Utility | 40.2415 | -103.631 | BIV Generation Company, LLC (Owner),Colorado Energy Management, LLC (Operator) | Phase 2 |  | Combined cycle | Pipeline Natural Gas |  |  | Water Injection |  |  | 2001-02-19 | Operating | 843 | GT4 (23.8), ST4 (90) | 10682 GT4 | 68.8
CO | Brush Power Projects | 10682 | GT5 | MS5A, MS5B | 2023 | ARP | 610373 | 8 | WECC | Morgan County | CO087 | 87 | Electric Utility | 40.2415 | -103.631 | BIV Generation Company, LLC (Owner),Colorado Energy Management, LLC (Operator) | Phase 2 |  | Combined cycle | Pipeline Natural Gas |  |  | Water Injection |  |  | 2001-02-19 | Operating | 845 | ST4 (90), GT5 (23.8) | 10682 GT5 | 68.8
NY | Selkirk Cogen Partners | 10725 | CTG101 |  | 2023 | ARP, CSNOX, CSOSG3, CSSO2G1, RGGI | 609450 | 2 |  | Albany County | NY001 | 1 | Cogeneration | 42.5744 | -73.8592 | Selkirk Cogen Partners, LP (Owner),Selkirk Cogen Partners, LP (Operator) | Phase 2 |  | Combined cycle | Pipeline Natural Gas | Diesel Oil |  | Steam Injection |  |  | 1992-04-17 | Operating | 1215 | GEN2 (12), GEN1 (95.2) | 10725 CTG101 | 107.2
NY | Selkirk Cogen Partners | 10725 | CTG201 |  | 2023 | ARP, CSNOX, CSOSG3, CSSO2G1, RGGI | 609450 | 2 |  | Albany County | NY001 | 1 | Cogeneration | 42.5744 | -73.8592 | Selkirk Cogen Partners, LP (Owner),Selkirk Cogen Partners, LP (Operator) | Phase 2 |  | Combined cycle | Pipeline Natural Gas | Diesel Oil |  | Selective Catalytic Reduction,Steam Injection |  |  | 1994-09-01 | Operating | 1259 | GEN3 (95.2), GEN5 (148.4) | 10725 CTG201 | 169.4 | Y
NY | Selkirk Cogen Partners | 10725 | CTG301 |  | 2023 | ARP, CSNOX, CSOSG3, CSSO2G1, RGGI | 609450 | 2 |  | Albany County | NY001 | 1 | Cogeneration | 42.5744 | -73.8592 | Selkirk Cogen Partners, LP (Owner),Selkirk Cogen Partners, LP (Operator) | Phase 2 |  | Combined cycle | Pipeline Natural Gas | Diesel Oil |  | Selective Catalytic Reduction,Steam Injection |  |  | 1994-09-01 | Operating | 1250 | GEN5 (148.4), GEN4 (95.5) | 10725 CTG301 | 169.4 | Y
MA | MASSPOWER | 10726 | 1 |  | 2023 | ARP, RGGI, SIPNOX | 603383 | 1 | NPCC | Hampden County | MA013 | 13 | Cogeneration | 42.156 | -72.5292 | MASSPOWER, LLC (Owner),MASSPOWER, LLC (Operator) | Phase 2 |  | Combined cycle | Pipeline Natural Gas | Diesel Oil |  | Selective Catalytic Reduction,Steam Injection |  |  | 1993-07-31 | Operating | 1250 | GEN1 (87), GEN3 (72) | 10726 1 | 123 | Y
MA | MASSPOWER | 10726 | 2 |  | 2023 | ARP, RGGI, SIPNOX | 603383 | 1 | NPCC | Hampden County | MA013 | 13 | Cogeneration | 42.156 | -72.5292 | MASSPOWER, LLC (Owner),MASSPOWER, LLC (Operator) | Phase 2 |  | Combined cycle | Pipeline Natural Gas | Diesel Oil |  | Selective Catalytic Reduction,Steam Injection |  |  | 1993-07-31 | Operating | 1250 | GEN2 (87), GEN3 (72) | 10726 2 | 123 | Y
WV | Morgantown Energy Facility | 10743 | CFB1 | CP1, CS1 | 2023 | CSNOX, CSOSG2E, CSSO2G1 | 608848 (Ended Oct 17, 2023), 602378 (Started Oct 17, 2023) | 3 |  | Monongalia County | WV061 | 61 | Cogeneration | 39.6397 | -79.9606 | Morgantown Energy Associates (Owner),Morgantown Energy Associates (Operator) |  |  | Circulating fluidized bed boiler | Pipeline Natural Gas |  |  |  | Baghouse |  | 1992-04-14 | Operating | 138.6 | GEN1 (69) | 10743 CFB1 | 69
WV | Morgantown Energy Facility | 10743 | CFB2 | CP1, CS1 | 2023 | CSNOX, CSOSG2E, CSSO2G1 | 608848 (Ended Oct 17, 2023), 602378 (Started Oct 17, 2023) | 3 |  | Monongalia County | WV061 | 61 | Cogeneration | 39.6397 | -79.9606 | Morgantown Energy Associates (Owner),Morgantown Energy Associates (Operator) |  |  | Circulating fluidized bed boiler | Pipeline Natural Gas |  |  |  | Baghouse |  | 1992-04-14 | Operating | 138.6 | GEN1 (69) | 10743 CFB2 | 69
MI | Midland Cogeneration Venture | 10745 | 3 |  | 2023 | CSNOX, CSOSG3, CSSO2G1 | 602307 | 5 |  | Midland County | MI111 | 111 | Cogeneration | 43.5861 | -84.2242 | Midland Cogeneration Venture, LP (Owner),Midland Cogeneration Venture, LP (Operator) |  |  | Combined cycle | Pipeline Natural Gas |  |  | Steam Injection |  |  | 1990-03-01 | Operating | 1175 | GT3 (87.2), BP15 (13.5), ST1 (410) | 10745 3 | 110.7278
MI | Midland Cogeneration Venture | 10745 | 4 |  | 2023 | CSNOX, CSOSG3, CSSO2G1 | 602307 | 5 |  | Midland County | MI111 | 111 | Cogeneration | 43.5861 | -84.2242 | Midland Cogeneration Venture, LP (Owner),Midland Cogeneration Venture, LP (Operator) |  |  | Combined cycle | Pipeline Natural Gas |  |  | Steam Injection |  |  | 1990-03-01 | Operating | 1175 | ST1 (410), GT4 (87.2), BP15 (13.5) | 10745 4 | 110.7278
MI | Midland Cogeneration Venture | 10745 | 5 |  | 2023 | CSNOX, CSOSG3, CSSO2G1 | 602307 | 5 |  | Midland County | MI111 | 111 | Cogeneration | 43.5861 | -84.2242 | Midland Cogeneration Venture, LP (Owner),Midland Cogeneration Venture, LP (Operator) |  |  | Combined cycle | Pipeline Natural Gas |  |  | Steam Injection |  |  | 1990-03-01 | Operating | 1175 | ST1 (410), GT5 (87.2), BP15 (13.5) | 10745 5 | 110.7278
MI | Midland Cogeneration Venture | 10745 | 6 |  | 2023 | CSNOX, CSOSG3, CSSO2G1 | 602307 | 5 |  | Midland County | MI111 | 111 | Cogeneration | 43.5861 | -84.2242 | Midland Cogeneration Venture, LP (Owner),Midland Cogeneration Venture, LP (Operator) |  |  | Combined cycle | Pipeline Natural Gas |  |  | Steam Injection |  |  | 1990-03-01 | Operating | 1175 | BP15 (13.5), GT6 (87.2), ST1 (410) | 10745 6 | 110.7278
MI | Midland Cogeneration Venture | 10745 | 7 |  | 2023 | CSNOX, CSOSG3, CSSO2G1 | 602307 | 5 |  | Midland County | MI111 | 111 | Cogeneration | 43.5861 | -84.2242 | Midland Cogeneration Venture, LP (Owner),Midland Cogeneration Venture, LP (Operator) |  |  | Combined cycle | Pipeline Natural Gas |  |  | Steam Injection |  |  | 1990-03-01 | Operating | 1175 | GT7 (87.2), ST1 (410), BP15 (13.5) | 10745 7 | 110.7278
MI | Midland Cogeneration Venture | 10745 | 8 |  | 2023 | CSNOX, CSOSG3, CSSO2G1 | 602307 | 5 |  | Midland County | MI111 | 111 | Cogeneration | 43.5861 | -84.2242 | Midland Cogeneration Venture, LP (Owner),Midland Cogeneration Venture, LP (Operator) |  |  | Combined cycle | Pipeline Natural Gas |  |  | Steam Injection |  |  | 1990-03-01 | Operating | 1175 | ST1 (410), GT8 (87.2), BP15 (13.5) | 10745 8 | 110.7278
MI | Midland Cogeneration Venture | 10745 | 9 |  | 2023 | CSNOX, CSOSG3, CSSO2G1 | 602307 | 5 |  | Midland County | MI111 | 111 | Cogeneration | 43.5861 | -84.2242 | Midland Cogeneration Venture, LP (Owner),Midland Cogeneration Venture, LP (Operator) |  |  | Combined cycle | Pipeline Natural Gas |  |  | Steam Injection |  |  | 1990-03-01 | Operating | 1400 | BP15 (13.5), GT9 (87.2), ST1 (410) | 10745 9 | 110.7278
MI | Midland Cogeneration Venture | 10745 | 10 |  | 2023 | CSNOX, CSOSG3, CSSO2G1 | 602307 | 5 |  | Midland County | MI111 | 111 | Cogeneration | 43.5861 | -84.2242 | Midland Cogeneration Venture, LP (Owner),Midland Cogeneration Venture, LP (Operator) |  |  | Combined cycle | Pipeline Natural Gas |  |  | Steam Injection |  |  | 1990-03-01 | Operating | 1400 | BP15 (13.5), GT10 (87.2), ST1 (410) | 10745 10 | 110.7278
MI | Midland Cogeneration Venture | 10745 | 11 |  | 2023 | CSNOX, CSOSG3, CSSO2G1 | 602307 | 5 |  | Midland County | MI111 | 111 | Cogeneration | 43.5861 | -84.2242 | Midland Cogeneration Venture, LP (Owner),Midland Cogeneration Venture, LP (Operator) |  |  | Combined cycle | Pipeline Natural Gas |  |  | Steam Injection |  |  | 1990-03-01 | Operating | 1400 | GT11 (87.2), ST1 (410), BP15 (13.5) | 10745 11 | 110.7278
MI | Midland Cogeneration Venture | 10745 | 12 |  | 2023 | CSNOX, CSOSG3, CSSO2G1 | 602307 | 5 |  | Midland County | MI111 | 111 | Cogeneration | 43.5861 | -84.2242 | Midland Cogeneration Venture, LP (Owner),Midland Cogeneration Venture, LP (Operator) |  |  | Combined cycle | Pipeline Natural Gas |  |  | Dry Low NOx Burners |  |  | 1990-03-01 | Operating | 1375 | GT12 (87.2), ST1 (410), BP15 (13.5) | 10745 12 | 110.7278
MI | Midland Cogeneration Venture | 10745 | 13 |  | 2023 | CSNOX, CSOSG3, CSSO2G1 | 602307 | 5 |  | Midland County | MI111 | 111 | Cogeneration | 43.5861 | -84.2242 | Midland Cogeneration Venture, LP (Owner),Midland Cogeneration Venture, LP (Operator) |  |  | Combined cycle | Pipeline Natural Gas |  |  | Steam Injection |  |  | 1990-04-01 | Operating | 1400 | ST1 (410), GT13 (87.2), BP15 (13.5) | 10745 13 | 110.7278
MI | Midland Cogeneration Venture | 10745 | 14 |  | 2023 | CSNOX, CSOSG3, CSSO2G1 | 602307 | 5 |  | Midland County | MI111 | 111 | Cogeneration | 43.5861 | -84.2242 | Midland Cogeneration Venture, LP (Owner),Midland Cogeneration Venture, LP (Operator) |  |  | Combined cycle | Pipeline Natural Gas |  |  | Steam Injection |  |  | 1990-05-01 | Operating | 1400 | BP15 (13.5), GT14 (87.2), ST1 (410) | 10745 14 | 110.7278
MI | Midland Cogeneration Venture | 10745 | 16 |  | 2023 | CSNOX, CSOSG3, CSSO2G1 | 602307 | 5 |  | Midland County | MI111 | 111 | Cogeneration | 43.5861 | -84.2242 | Midland Cogeneration Venture, LP (Owner),Midland Cogeneration Venture, LP (Operator) |  |  | Other boiler | Pipeline Natural Gas |  |  | Low NOx Burner Technology (Dry Bottom only) |  |  | 2008-10-15 | Operating | 370 | BP15 (13.5), ST1 (410) | 10745 16 | 23.5278
MI | Midland Cogeneration Venture | 10745 | 17 |  | 2023 | CSNOX, CSOSG3, CSSO2G1 | 602307 | 5 |  | Midland County | MI111 | 111 | Cogeneration | 43.5861 | -84.2242 | Midland Cogeneration Venture, LP (Owner),Midland Cogeneration Venture, LP (Operator) |  |  | Other boiler | Pipeline Natural Gas |  |  | Low NOx Burner Technology (Dry Bottom only) |  |  | 2008-10-15 | Operating | 370 | ST1 (410), BP15 (13.5) | 10745 17 | 23.5278
MI | Midland Cogeneration Venture | 10745 | 18 |  | 2023 | CSNOX, CSOSG3, CSSO2G1 | 602307 | 5 |  | Midland County | MI111 | 111 | Cogeneration | 43.5861 | -84.2242 | Midland Cogeneration Venture, LP (Owner),Midland Cogeneration Venture, LP (Operator) |  |  | Other boiler | Pipeline Natural Gas |  |  | Low NOx Burner Technology (Dry Bottom only) |  |  | 2008-10-15 | Operating | 370 | ST1 (410), BP15 (13.5) | 10745 18 | 23.5278
MI | Midland Cogeneration Venture | 10745 | 19 |  | 2023 | CSNOX, CSOSG3, CSSO2G1 | 602307 | 5 |  | Midland County | MI111 | 111 | Cogeneration | 43.5861 | -84.2242 | Midland Cogeneration Venture, LP (Owner),Midland Cogeneration Venture, LP (Operator) |  |  | Other boiler | Pipeline Natural Gas |  |  | Low NOx Burner Technology (Dry Bottom only) |  |  | 2008-10-15 | Operating | 370 | BP15 (13.5), ST1 (410) | 10745 19 | 23.5278
MI | Midland Cogeneration Venture | 10745 | 20 |  | 2023 | CSNOX, CSOSG3, CSSO2G1 | 602307 | 5 |  | Midland County | MI111 | 111 | Cogeneration | 43.5861 | -84.2242 | Midland Cogeneration Venture, LP (Owner),Midland Cogeneration Venture, LP (Operator) |  |  | Other boiler | Pipeline Natural Gas |  |  | Low NOx Burner Technology (Dry Bottom only) |  |  | 2009-02-09 | Operating | 370 | ST1 (410), BP15 (13.5) | 10745 20 | 23.5278
MI | Midland Cogeneration Venture | 10745 | 21 |  | 2023 | CSNOX, CSOSG3, CSSO2G1 | 602307 | 5 |  | Midland County | MI111 | 111 | Cogeneration | 43.5861 | -84.2242 | Midland Cogeneration Venture, LP (Owner),Midland Cogeneration Venture, LP (Operator) |  |  | Other boiler | Pipeline Natural Gas |  |  | Low NOx Burner Technology (Dry Bottom only) |  |  | 2009-02-09 | Operating | 370 | ST1 (410), BP15 (13.5) | 10745 21 | 23.5278
NJ | Camden Plant Holding, LLC | 10751 | 2001 |  | 2023 | ARP, CSNOX, CSOSG3, CSSO2G1, RGGI | 601710 | 2 |  | Camden County | NJ007 | 7 | Cogeneration | 39.9175 | -75.1192 | Camden Plant Holding, LLC (Owner),Morris Energy Operations Co. LLC (Operator) | Phase 2 |  | Combined cycle | Pipeline Natural Gas | Other Oil |  | Selective Catalytic Reduction,Steam Injection |  |  | 1993-03-07 | Operating | 1369 | GEN2 (61.8), GEN1 (95.2) | 10751 2001 | 157 | Y
NV | Las Vegas Generating Station | 10761 | 1 |  | 2023 | ARP | 610268 | 9 |  | Clark County | NV003 | 3 | Electric Utility | 36.2317 | -115.1235 | Nevada Power Company dba NV Energy (Owner),Nevada Power Company dba NV Energy (Operator) | Phase 2 |  | Combined cycle | Pipeline Natural Gas |  |  | Selective Catalytic Reduction |  |  | 1994-05-15 | Operating | 460 | GEN2 (11.5), GEN1 (49.8) | 10761 1 | 61.3 | Y
NV | Las Vegas Generating Station | 10761 | 2 |  | 2023 | ARP | 610268 | 9 |  | Clark County | NV003 | 3 | Electric Utility | 36.2317 | -115.1235 | Nevada Power Company dba NV Energy (Owner),Nevada Power Company dba NV Energy (Operator) | Phase 2 |  | Combined cycle | Pipeline Natural Gas |  |  | Selective Catalytic Reduction |  |  | 2002-08-16 | Operating | 470 | GEN7 (27.8), GEN3 (60.5) | 10761 2 | 74.4 | Y
NV | Las Vegas Generating Station | 10761 | 3 |  | 2023 | ARP | 610268 | 9 |  | Clark County | NV003 | 3 | Electric Utility | 36.2317 | -115.1235 | Nevada Power Company dba NV Energy (Owner),Nevada Power Company dba NV Energy (Operator) | Phase 2 |  | Combined cycle | Pipeline Natural Gas |  |  | Selective Catalytic Reduction |  |  | 2002-08-16 | Operating | 470 | GEN4 (60.5), GEN7 (27.8) | 10761 3 | 74.4 | Y
NV | Las Vegas Generating Station | 10761 | 4 |  | 2023 | ARP | 610268 | 9 |  | Clark County | NV003 | 3 | Electric Utility | 36.2317 | -115.1235 | Nevada Power Company dba NV Energy (Owner),Nevada Power Company dba NV Energy (Operator) | Phase 2 |  | Combined cycle | Pipeline Natural Gas |  |  | Selective Catalytic Reduction |  |  | 2002-09-22 | Operating | 470 | GEN8 (27.8), GEN5 (60.5) | 10761 4 | 74.4 | Y
NV | Las Vegas Generating Station | 10761 | 5 |  | 2023 | ARP | 610268 | 9 |  | Clark County | NV003 | 3 | Electric Utility | 36.2317 | -115.1235 | Nevada Power Company dba NV Energy (Owner),Nevada Power Company dba NV Energy (Operator) | Phase 2 |  | Combined cycle | Pipeline Natural Gas |  |  | Selective Catalytic Reduction |  |  | 2002-09-27 | Operating | 470 | GEN6 (60.5), GEN8 (27.8) | 10761 5 | 74.4 | Y
VA | Hopewell Power Station | 10771 | 1 | CS0 | 2023 | ARP, CSNOX, CSOSG3, CSSO2G1 | 1525 | 3 |  | Hopewell city | VA670 | 670 | Electric Utility | 37.2969 | -77.2833 | Virginia Electric & Power Company (Owner),Dominion Generation (Operator) | Phase 2 |  | Stoker | Wood |  | Dry Lime FGD | Overfire Air,Selective Non-catalytic Reduction | Baghouse |  | 1992-07-01 | Operating | 410 | 1 (71.1) | 10771 1 | 71.1 | Y
VA | Hopewell Power Station | 10771 | 2 | CS0 | 2023 | ARP, CSNOX, CSOSG3, CSSO2G1 | 1525 | 3 |  | Hopewell city | VA670 | 670 | Electric Utility | 37.2969 | -77.2833 | Virginia Electric & Power Company (Owner),Dominion Generation (Operator) | Phase 2 |  | Stoker | Wood |  | Dry Lime FGD | Overfire Air,Selective Non-catalytic Reduction | Baghouse |  | 1992-07-01 | Operating | 410 | 1 (71.1) | 10771 2 | 71.1 | Y
VA | Altavista Power Station | 10773 | 1 | CS0 | 2023 | ARP, CSNOX, CSOSG3, CSSO2G1 | 1525 | 3 |  | Campbell County | VA031 | 31 | Electric Utility | 37.1183 | -79.2726 | Virginia Electric & Power Company (Owner),Dominion Generation (Operator) | Phase 2 |  | Stoker | Wood |  | Dry Lime FGD | Overfire Air,Selective Non-catalytic Reduction | Baghouse |  | 1992-02-22 | Operating | 410 | GEN1 (71.1), 1 (71.1) | 10773 1 | 142.2 | Y
VA | Altavista Power Station | 10773 | 2 | CS0 | 2023 | ARP, CSNOX, CSOSG3, CSSO2G1 | 1525 | 3 |  | Campbell County | VA031 | 31 | Electric Utility | 37.1183 | -79.2726 | Virginia Electric & Power Company (Owner),Dominion Generation (Operator) | Phase 2 |  | Stoker | Wood |  | Dry Lime FGD | Overfire Air,Selective Non-catalytic Reduction | Baghouse |  | 1992-02-22 | Operating | 410 | 1 (71.1) | 10773 2 | 71.1 | Y
VA | Southampton Power Station | 10774 | 1 | CS0 | 2023 | ARP, CSNOX, CSOSG3, CSSO2G1 | 1525 | 3 |  | Southampton County | VA175 | 175 | Electric Utility | 36.6525 | -76.9953 | Virginia Electric & Power Company (Owner),Dominion Generation (Operator) | Phase 2 |  | Stoker | Wood |  | Dry Lime FGD | Selective Non-catalytic Reduction,Overfire Air | Baghouse |  | 1992-03-07 | Operating | 435 | 1 (71.1) | 10774 1 | 71.1 | Y
VA | Southampton Power Station | 10774 | 2 | CS0 | 2023 | ARP, CSNOX, CSOSG3, CSSO2G1 | 1525 | 3 |  | Southampton County | VA175 | 175 | Electric Utility | 36.6525 | -76.9953 | Virginia Electric & Power Company (Owner),Dominion Generation (Operator) | Phase 2 |  | Stoker | Wood |  | Dry Lime FGD | Selective Non-catalytic Reduction,Overfire Air | Baghouse |  | 1992-03-07 | Operating | 435 | 1 (71.1) | 10774 2 | 71.1 | Y
CA | E. F. Oxnard Energy Facility | 10776 | GTG |  | 2023 | ARP | 605012 | 9 |  | Ventura County | CA111 | 111 | Electric Utility | 34.1963 | -119.1663 | EF Oxnard LLC (Owner),EF Oxnard LLC (Operator) | Phase 2 |  | Combustion turbine | Natural Gas |  |  | Selective Catalytic Reduction |  |  | 1990-04-13 | Operating | 449.6 | GTG (48.5) | 10776 GTG | 48.5 | Y
NY | AG - Energy | 10803 | 1 |  | 2023 | ARP, CSNOX, CSOSG3, CSSO2G1, RGGI | 2129 | 2 | NPCC | St. Lawrence County | NY089 | 89 | Electric Utility | 44.7258 | -75.4417 | AG Energy, LP (Owner),AG Energy, LP (Operator) | Phase 2 |  | Combined cycle | Pipeline Natural Gas | Diesel Oil |  | Water Injection,Selective Catalytic Reduction |  |  | 1994-05-19 | Operating | 536 | GEN1 (45), GEN3 (26.9) | 10803 1 | 58.45 | Y
NY | AG - Energy | 10803 | 2 |  | 2023 | ARP, CSNOX, CSOSG3, CSSO2G1, RGGI | 2129 | 2 | NPCC | St. Lawrence County | NY089 | 89 | Electric Utility | 44.7258 | -75.4417 | AG Energy, LP (Owner),AG Energy, LP (Operator) | Phase 2 |  | Combined cycle | Pipeline Natural Gas | Diesel Oil |  | Water Injection,Selective Catalytic Reduction |  |  | 1994-05-19 | Operating | 254 | GEN3 (26.9), GEN2 (23.6) | 10803 2 | 58.45 | Y
MI | Grayling Generating Station | 10822 | 1 |  | 2023 | CSNOX, CSOSG3, CSSO2G1 | 606701 | 5 |  | Crawford County | MI039 | 39 | Electric Utility | 44.6062 | -84.6901 | Grayling Generating Station, LP (Owner),Grayling Generating Station, LP (Operator) |  |  | Stoker | Wood | Natural Gas, Tire Derived Fuel |  | Selective Non-catalytic Reduction | Cyclone,Electrostatic Precipitator |  | 1992-06-09 | Operating | 635 | GEN1 (38) | 10822 1 | 38 | Y
MA | Deer Island Treatment | 10823 | S42 |  | 2023 | RGGI, SIPNOX | 607975 | 1 |  | Suffolk County | MA025 | 25 | Industrial Turbine | 42.3497 | -70.9601 | Massachusetts Water Resources Authority (Owner),Massachusetts Water Resources Authority (Operator) |  |  | Combustion turbine | Diesel Oil |  |  | Water Injection |  |  | 1995-08-17 | Operating | 293.8 | G101 (26) | 10823 S42 | 26
MA | Deer Island Treatment | 10823 | S43 |  | 2023 | RGGI, SIPNOX | 607975 | 1 |  | Suffolk County | MA025 | 25 | Industrial Turbine | 42.3497 | -70.9601 | Massachusetts Water Resources Authority (Owner),Massachusetts Water Resources Authority (Operator) |  |  | Combustion turbine | Diesel Oil |  |  | Water Injection |  |  | 1995-08-17 | Operating | 292.9 | G201 (26) | 10823 S43 | 26
MN | Northshore Mining Silver Bay Power | 10849 | PB1 |  | 2023 | CSNOX, CSSO2G2 | 607678 | 5 |  | Lake County | MN075 | 75 | Cogeneration | 47.286 | -91.26 | Cliffs Natural Resources - Northshore Mining Company (Owner),Silver Bay Power Company (Operator) |  |  | Dry bottom wall-fired boiler | Coal | Pipeline Natural Gas |  |  |  |  | 1955-10-03 | Operating | 750 | GEN1 (46) | 10849 PB1 | 46
MN | Northshore Mining Silver Bay Power | 10849 | PB2 |  | 2023 | CSNOX, CSSO2G2 | 607678 | 5 |  | Lake County | MN075 | 75 | Cogeneration | 47.286 | -91.26 | Cliffs Natural Resources - Northshore Mining Company (Owner),Silver Bay Power Company (Operator) |  |  | Dry bottom wall-fired boiler | Coal | Pipeline Natural Gas |  |  | Baghouse |  | 1963-01-29 | Operating | 900 | GEN2 (82) | 10849 PB2 | 82
PA | Hazleton Generation | 10870 | TURB2 |  | 2023 | ARP, CSNOX, CSOSG3, CSSO2G1, RGGI | 610340 | 3 |  | Luzerne County | PA079 | 79 | Cogeneration | 40.9282 | -76.0416 | Hazleton Generation, LLC (Owner),Lakeside Energy, LLC (Operator) | Phase 2 |  | Combustion turbine | Pipeline Natural Gas | Diesel Oil |  | Water Injection |  |  | 2002-03-01 | Operating | 400.2 | GEN2 (33) | 10870 TURB2 | 33
PA | Hazleton Generation | 10870 | TURB3 |  | 2023 | ARP, CSNOX, CSOSG3, CSSO2G1, RGGI | 610340 | 3 |  | Luzerne County | PA079 | 79 | Cogeneration | 40.9282 | -76.0416 | Hazleton Generation, LLC (Owner),Lakeside Energy, LLC (Operator) | Phase 2 |  | Combustion turbine | Pipeline Natural Gas | Diesel Oil |  | Water Injection |  |  | 2002-03-01 | Operating | 360 | GEN3 (33) | 10870 TURB3 | 33
PA | Hazleton Generation | 10870 | TURB4 |  | 2023 | ARP, CSNOX, CSOSG3, CSSO2G1, RGGI | 610340 | 3 |  | Luzerne County | PA079 | 79 | Cogeneration | 40.9282 | -76.0416 | Hazleton Generation, LLC (Owner),Lakeside Energy, LLC (Operator) | Phase 2 |  | Combustion turbine | Pipeline Natural Gas | Diesel Oil |  | Water Injection |  |  | 2002-03-01 | Operating | 360 | GEN4 (33) | 10870 TURB4 | 33
PA | Hazleton Generation | 10870 | TURBIN |  | 2023 | CSNOX, CSOSG3, CSSO2G1, RGGI | 610340 | 3 |  | Luzerne County | PA079 | 79 | Cogeneration | 40.9282 | -76.0416 | Hazleton Generation, LLC (Owner),Lakeside Energy, LLC (Operator) |  |  | Combustion turbine | Pipeline Natural Gas | Diesel Oil |  | Water Injection |  |  | 1989-12-01 | Operating | 900 | GEN1 (72.5) | 10870 TURBIN | 72.5
MA | Pittsfield Generating | 50002 | 1 |  | 2023 | RGGI, SIPNOX | 609773 (Ended Apr 06, 2023), 609382 (Started Apr 06, 2023)(Ended Oct 20, 2023), 604966 (Started Oct 20, 2023) | 1 | NPCC | Berkshire County | MA003 | 3 | Electric Utility | 42.4564 | -73.2181 | Pittsfield Generating Company, LP (Owner),IHI Power Services Corporation (Operator) |  |  | Combined cycle | Pipeline Natural Gas | Diesel Oil |  | Selective Catalytic Reduction,Steam Injection |  |  | 1990-09-01 | Operating | 595 | GEN1 (40), GEN4 (53.4) | 50002 1 | 57.8 | Y
MA | Pittsfield Generating | 50002 | 2 |  | 2023 | RGGI, SIPNOX | 609773 (Ended Apr 06, 2023), 609382 (Started Apr 06, 2023)(Ended Oct 20, 2023), 604966 (Started Oct 20, 2023) | 1 | NPCC | Berkshire County | MA003 | 3 | Electric Utility | 42.4564 | -73.2181 | Pittsfield Generating Company, LP (Owner),IHI Power Services Corporation (Operator) |  |  | Combined cycle | Pipeline Natural Gas | Diesel Oil |  | Selective Catalytic Reduction,Steam Injection |  |  | 1990-09-01 | Operating | 595 | GEN2 (40), GEN4 (53.4) | 50002 2 | 57.8 | Y
MA | Pittsfield Generating | 50002 | 3 |  | 2023 | RGGI, SIPNOX | 609773 (Ended Apr 06, 2023), 609382 (Started Apr 06, 2023)(Ended Oct 20, 2023), 604966 (Started Oct 20, 2023) | 1 | NPCC | Berkshire County | MA003 | 3 | Electric Utility | 42.4564 | -73.2181 | Pittsfield Generating Company, LP (Owner),IHI Power Services Corporation (Operator) |  |  | Combined cycle | Pipeline Natural Gas | Diesel Oil |  | Selective Catalytic Reduction,Steam Injection |  |  | 1990-09-01 | Operating | 595 | GEN4 (53.4), GEN3 (40) | 50002 3 | 57.8 | Y
NJ | Linden Cogeneration Facility | 50006 | 4001 |  | 2023 | ARP, CSNOX, CSOSG3, CSSO2G1, RGGI | 605799 | 2 |  | Union County | NJ039 | 39 | Cogeneration | 40.6322 | -74.2156 | Cogen Technologies Linden Venture (Owner),NAES Corporation (Operator) | Phase 2 |  | Combined cycle | Pipeline Natural Gas | Diesel Oil, Process Gas |  | Dry Low NOx Burners,Water Injection,Selective Catalytic Reduction |  |  | 2001-11-13 | Operating | 2119 | GTG6 (172), STG3 (95.2), STG2 (95.2), STG1 (95.2) | 50006 4001 | 219.6 | Y
NJ | Linden Cogeneration Facility | 50006 | 5001 |  | 2023 | CSNOX, CSOSG3, CSSO2G1, RGGI | 605799 | 2 |  | Union County | NJ039 | 39 | Cogeneration | 40.6322 | -74.2156 | Cogen Technologies Linden Venture (Owner),NAES Corporation (Operator) |  |  | Combined cycle | Pipeline Natural Gas | Other Gas |  | Selective Catalytic Reduction,Steam Injection |  |  | 1992-05-08 | Operating | 1416 | GTG1 (88), STG3 (95.2), STG1 (95.2), STG2 (95.2) | 50006 5001 | 135.6 | Y
NJ | Linden Cogeneration Facility | 50006 | 6001 |  | 2023 | CSNOX, CSOSG3, CSSO2G1, RGGI | 605799 | 2 |  | Union County | NJ039 | 39 | Cogeneration | 40.6322 | -74.2156 | Cogen Technologies Linden Venture (Owner),NAES Corporation (Operator) |  |  | Combined cycle | Pipeline Natural Gas | Other Gas |  | Selective Catalytic Reduction,Steam Injection |  |  | 1992-05-08 | Operating | 2140 | GTG2 (88), STG2 (95.2), STG1 (95.2), STG3 (95.2) | 50006 6001 | 135.6 | Y
NJ | Linden Cogeneration Facility | 50006 | 7001 |  | 2023 | CSNOX, CSOSG3, CSSO2G1, RGGI | 605799 | 2 |  | Union County | NJ039 | 39 | Cogeneration | 40.6322 | -74.2156 | Cogen Technologies Linden Venture (Owner),NAES Corporation (Operator) |  |  | Combined cycle | Pipeline Natural Gas | Other Gas |  | Selective Catalytic Reduction,Steam Injection |  |  | 1992-05-08 | Operating | 1452 | GTG3 (88), STG3 (95.2), STG1 (95.2), STG2 (95.2) | 50006 7001 | 135.6 | Y
NJ | Linden Cogeneration Facility | 50006 | 8001 |  | 2023 | CSNOX, CSOSG3, CSSO2G1, RGGI | 605799 | 2 |  | Union County | NJ039 | 39 | Cogeneration | 40.6322 | -74.2156 | Cogen Technologies Linden Venture (Owner),NAES Corporation (Operator) |  |  | Combined cycle | Pipeline Natural Gas | Other Gas |  | Selective Catalytic Reduction,Steam Injection |  |  | 1992-05-08 | Operating | 1450 | STG1 (95.2), STG2 (95.2), STG3 (95.2), GTG4 (88) | 50006 8001 | 135.6 | Y
NJ | Linden Cogeneration Facility | 50006 | 9001 |  | 2023 | CSNOX, CSOSG3, CSSO2G1, RGGI | 605799 | 2 |  | Union County | NJ039 | 39 | Cogeneration | 40.6322 | -74.2156 | Cogen Technologies Linden Venture (Owner),NAES Corporation (Operator) |  |  | Combined cycle | Pipeline Natural Gas | Other Gas |  | Selective Catalytic Reduction,Steam Injection |  |  | 1992-05-08 | Operating | 1610 | GTG5 (88), STG1 (95.2), STG3 (95.2), STG2 (95.2) | 50006 9001 | 135.6 | Y
TX | Paris Energy Center | 50109 | HRSG1 |  | 2023 | ARP, CSOSG2 | 610098 (Ended Jun 19, 2023), 609382 (Started Jun 19, 2023) | 6 |  | Lamar County | TX277 | 277 | Electric Utility | 33.6968 | -95.5577 | Paris Generation, LP (Owner),Paris Generation, LP (Operator) | Phase 2 |  | Combined cycle | Pipeline Natural Gas | Diesel Oil |  | Steam Injection |  |  | 1989-06-01 | Operating | 1281 | GEN1 (80), GEN3 (90) | 50109 HRSG1 | 125
TX | Paris Energy Center | 50109 | HRSG2 |  | 2023 | ARP, CSOSG2 | 610098 (Ended Jun 19, 2023), 609382 (Started Jun 19, 2023) | 6 |  | Lamar County | TX277 | 277 | Electric Utility | 33.6968 | -95.5577 | Paris Generation, LP (Owner),Paris Generation, LP (Operator) | Phase 2 |  | Combined cycle | Pipeline Natural Gas | Diesel Oil |  | Steam Injection |  |  | 1989-06-01 | Operating | 1281 | GEN3 (90), GEN2 (80) | 50109 HRSG2 | 125
TX | New Gulf Power Facility | 50137 | 1 |  | 2023 | ARP, CSOSG2 | 603984 | 6 |  | Wharton County | TX481 | 481 | Electric Utility | 29.2639 | -95.8997 | Wharton County Generation, LLC (Owner),Wharton County Generation, LLC (Operator) | Phase 2 |  | Combustion turbine | Pipeline Natural Gas |  |  | Steam Injection |  |  | 1996-04-30 | Operating | 1100 | GEN1 (78.7) | 50137 1 | 78.7
ME | Bucksport Generation LLC | 50243 | GEN4 |  | 2023 | ARP, RGGI | 609686 | 1 |  | Hancock County | ME009 | 9 | Cogeneration | 44.5739 | -68.8033 | Bucksport Generation LLC (Owner),Bucksport Generation LLC (Operator) | Phase 2 |  | Combined cycle | Natural Gas | Diesel Oil |  | Dry Low NOx Burners,Water Injection |  |  | 2000-10-25 | Operating | 2082 | GEN4 (186.9) | 50243 GEN4 | 186.9
PA | PEI Power Corporation | 50279 | 2 |  | 2023 | ARP, CSNOX, CSOSG3, CSSO2G1, RGGI | 1168 | 3 |  | Lackawanna County | PA069 | 69 | Electric Utility | 41.4844 | -75.5403 | Cayuga Power (Owner),PEI Power LLC (Owner),PEI Power LLC (Operator) | Phase 2 |  | Combustion turbine | Pipeline Natural Gas |  |  | Water Injection |  |  | 2001-05-24 | Operating | 540 | GEN2 (60.5) | 50279 2 | 60.5
MD | Luke Paper Company | 50282 | PR003 | CSPR06 | 2023 | RGGI, SIPNOX | 607826 | 3 |  | Allegany County | MD001 | 1 | Pulp & Paper Mill | 39.4722 | -79.0575 | Luke Paper Company (Owner),Luke Paper Company (Operator) |  |  | Cyclone boiler | Coal | Diesel Oil |  | Selective Non-catalytic Reduction | Electrostatic Precipitator |  | 1959-01-01 | Operating (Retired 06/30/2023) | 590 | GEN2 (30), GEN1 (35) | 50282 PR003 | 21.6667 | Y
MD | Luke Paper Company | 50282 | PR004 | CSPR06 | 2023 | RGGI, SIPNOX | 607826 | 3 |  | Allegany County | MD001 | 1 | Pulp & Paper Mill | 39.4722 | -79.0575 | Luke Paper Company (Owner),Luke Paper Company (Operator) |  |  | Tangentially-fired | Coal | Pipeline Natural Gas |  | Low NOx Burner Technology w/ Closed-coupled OFA,Selective Non-catalytic Reduction | Cyclone,Electrostatic Precipitator |  | 1965-01-01 | Operating (Retired 06/30/2023) | 785 | GEN2 (30), GEN1 (35) | 50282 PR004 | 21.6667 | Y
MD | Luke Paper Company | 50282 | PR005 | CSPR06 | 2023 | RGGI, SIPNOX | 607826 | 3 |  | Allegany County | MD001 | 1 | Pulp & Paper Mill | 39.4722 | -79.0575 | Luke Paper Company (Owner),Luke Paper Company (Operator) |  |  | Other boiler | Pipeline Natural Gas | [5 empty] | 1970-01-01 | Operating (Retired 06/30/2023) | 338 | GEN1 (35), GEN2 (30) | 50282 PR005 | 21.6667
NY | Bethpage Energy Center | 50292 | GT1 |  | 2023 | ARP, CSNOX, CSOSG3, CSSO2G1, RGGI | 3292 | 2 |  | Nassau County | NY059 | 59 | Electric Utility | 40.7469 | -73.4994 | TBG Cogen Partners (Owner),Calpine Operating Services Company, Inc. (Operator) | Phase 2 |  | Combined cycle | Pipeline Natural Gas |  |  | Steam Injection |  |  | 1989-08-13 | Operating | 416 | GEN1 (33.7), GEN3 (16.2) | 50292 GT1 | 49.9
NY | Bethpage Energy Center | 50292 | GT2 |  | 2023 | ARP, CSNOX, CSOSG3, CSSO2G1, RGGI | 3292 | 2 |  | Nassau County | NY059 | 59 | Electric Utility | 40.7469 | -73.4994 | TBG Cogen Partners (Owner),Calpine Operating Services Company, Inc. (Operator) | Phase 2 |  | Combined cycle | Pipeline Natural Gas |  |  | Steam Injection |  |  | 1989-08-13 | Operating | 416 | GEN3 (16.2), GEN2 (33.7) | 50292 GT2 | 49.9
NY | Bethpage Energy Center | 50292 | GT3 |  | 2023 | ARP, CSNOX, CSOSG3, CSSO2G1, RGGI | 3292 | 2 |  | Nassau County | NY059 | 59 | Electric Utility | 40.7469 | -73.4994 | CPN Bethpage 3rd Turbine, Inc. (Owner),Calpine Operating Services Company, Inc. (Operator) | Phase 2 |  | Combustion turbine | Pipeline Natural Gas |  |  | Water Injection,Selective Catalytic Reduction |  |  | 2002-07-01 | Operating | 545 | GEN5 (60) | 50292 GT3 | 60 | Y
NY | Bethpage Energy Center | 50292 | GT4 |  | 2023 | ARP, CSNOX, CSOSG3, CSSO2G1, RGGI | 3292 | 2 |  | Nassau County | NY059 | 59 | Electric Utility | 40.7469 | -73.4994 | Bethpage Energy Center 3, LLC (Owner),Calpine Operating Services Company, Inc. (Operator) | Phase 2 |  | Combined cycle | Pipeline Natural Gas |  |  | Water Injection,Selective Catalytic Reduction |  |  | 2005-05-08 | Operating | 730 | GEN7 (36), GEN6 (60) | 50292 GT4 | 96 | Y
PA | Pixelle Specialty Solutions | 50397 | 36 |  | 2023 | RGGI, SIPNOX | 609354 | 3 |  | York County | PA133 | 133 | Pulp & Paper Mill | 39.8717 | -76.8664 | P H Glatfelter Company (Owner),Pixelle Specialty Solutions LLC (Owner),Pixelle Specialty Solutions LLC (Operator) |  |  | Circulating fluidized bed boiler | Coal | Residual Oil, Process Sludge, Wood | Fluidized Bed Limestone Injection | Selective Non-catalytic Reduction | Electrostatic Precipitator |  | 1988-12-15 | Operating | 695 | GEN5 (45.9), GEN3 (5.1), GEN6 (39.2), GEN4 (7.5), GEN2 (6), GEN1 (6) | 50397 36 | 80.8 | Y
PA | Pixelle Specialty Solutions | 50397 | 39 |  | 2023 | RGGI, SIPNOX | 609354 | 3 |  | York County | PA133 | 133 | Pulp & Paper Mill | 39.8717 | -76.8664 | P H Glatfelter Company (Owner),Pixelle Specialty Solutions LLC (Owner),Pixelle Specialty Solutions LLC (Operator) |  |  | Other boiler | Pipeline Natural Gas |  |  | Low NOx Burner Technology (Dry Bottom only) |  |  | 2016-12-06 | Operating | 394.7 | GEN3 (5.1), GEN6 (39.2), GEN1 (6), GEN4 (7.5) | 50397 39 | 28.9
NY | Indeck-Silver Springs Energy Center | 50449 | 1 |  | 2023 | ARP, CSNOX, CSOSG3, CSSO2G1, RGGI | 2911 | 2 | NPCC | Wyoming County | NY121 | 121 | Cogeneration | 42.6544 | -78.0772 | Indeck Energy Services of Silver Springs (Owner),Indeck Energy Services of Silver Springs (Operator) | Phase 2 |  | Combined cycle | Pipeline Natural Gas | Diesel Oil |  | Steam Injection |  |  | 1991-06-01 | Operating | 673 | GEN1 (39.4), GEN2 (17.3) | 50449 1 | 56.7
NY | Indeck-Oswego Energy Center | 50450 | 1 |  | 2023 | ARP, CSNOX, CSOSG3, CSSO2G1, RGGI | 2911 | 2 | NPCC | Oswego County | NY075 | 75 | Cogeneration | 43.4682 | -76.4965 | Indeck-Oswego Limited Partnership (Owner),Indeck-Oswego Limited Partnership (Operator) | Phase 2 |  | Combined cycle | Pipeline Natural Gas | Diesel Oil |  | Steam Injection |  |  | 1990-05-01 | Operating | 570 | GEN1 (41.3), GEN2 (16.3) | 50450 1 | 57.6
NY | Indeck-Yerkes Energy Center | 50451 | 1 |  | 2023 | ARP, CSNOX, CSOSG3, CSSO2G1, RGGI | 2911 | 2 | NPCC | Erie County | NY029 | 29 | Cogeneration | 42.9671 | -78.9182 | Indeck-Yerkes Limited Partnership (Owner),Indeck-Yerkes Limited Partnership (Operator) | Phase 2 |  | Combined cycle | Pipeline Natural Gas | Diesel Oil |  | Steam Injection |  |  | 1988-01-01 | Operating | 627 | GEN1 (40.7), GEN2 (19.4) | 50451 1 | 60.1
NY | Indeck-Corinth Energy Center | 50458 | 1 |  | 2023 | ARP, CSNOX, CSOSG3, CSSO2G1, RGGI | 2911 | 2 | NPCC | Saratoga County | NY091 | 91 | Cogeneration | 43.25 | -73.8125 | Indeck-Corinth Limited Partnership (Owner),Indeck-Corinth Limited Partnership (Operator) | Phase 2 |  | Combined cycle | Pipeline Natural Gas | Diesel Oil |  | Dry Low NOx Burners,Water Injection,Selective Catalytic Reduction |  |  | 1995-07-01 | Operating | 1279 | GEN2 (55), GEN1 (92) | 50458 1 | 147 | Y
PA | Procter & Gamble Paper Products | 50463 | 328001 |  | 2023 | RGGI, SIPNOX | 608217 (Ended Dec 20, 2023), 610871 (Started Dec 20, 2023) | 3 |  | Wyoming County | PA131 | 131 | Cogeneration | 41.573 | -76.0426 | Procter and Gamble Paper Products Company (Owner),Procter and Gamble Paper Products Company (Operator) |  |  | Combustion turbine | Pipeline Natural Gas |  |  | Steam Injection |  |  | 1985-06-01 | Operating | 668 | GEN1 (53.6) | 50463 328001 | 53.6
PA | Procter & Gamble Paper Products | 50463 | 328002 |  | 2023 | RGGI, SIPNOX | 608217 (Ended Dec 20, 2023), 610871 (Started Dec 20, 2023) | 3 |  | Wyoming County | PA131 | 131 | Cogeneration | 41.573 | -76.0426 | Procter and Gamble Paper Products Company (Owner),Procter and Gamble Paper Products Company (Operator) |  |  | Combustion turbine | Pipeline Natural Gas |  |  | Water Injection,Selective Catalytic Reduction |  |  | 2013-09-20 | Operating | 650 | GEN3 (64) | 50463 328002 | 64 | Y
NY | Covanta Niagara | 50472 | R1B01 |  | 2023 | RGGI, SIPNOX | 607165 | 2 |  | Niagara County | NY063 | 63 | Cogeneration | 43.0839 | -79.0056 | Covanta Niagara, LLC (Owner),Covanta Niagara, LLC (Operator) |  |  | Dry bottom wall-fired boiler | Natural Gas |  |  | Selective Non-catalytic Reduction |  |  | 1980-01-01 | Operating | 440 | GEN1 (25), GEN2 (25) | 50472 R1B01 | 25 | Y
NY | Covanta Niagara | 50472 | R1B02 |  | 2023 | RGGI, SIPNOX | 607165 | 2 |  | Niagara County | NY063 | 63 | Cogeneration | 43.0839 | -79.0056 | Covanta Niagara, LLC (Owner),Covanta Niagara, LLC (Operator) |  |  | Dry bottom wall-fired boiler | Pipeline Natural Gas |  |  | Selective Non-catalytic Reduction |  |  | 1980-01-01 | Operating | 440 | GEN1 (25), GEN2 (25) | 50472 R1B02 | 25 | Y
NC | Rosemary Power Station | 50555 | 1 |  | 2023 | ARP, CSNOX, CSSO2G1, SIPNOX | 1525 | 4 |  | Halifax County | NC083 | 83 | Electric Utility | 36.4525 | -77.6594 | Virginia Electric & Power Company (Owner),Dominion Generation (Operator) | Phase 2 |  | Combined cycle | Diesel Oil |  |  | Water Injection |  |  | 1990-12-27 | Operating | 1136 | GEN1 (86), GEN3 (54) | 50555 1 | 113
NC | Rosemary Power Station | 50555 | 2 |  | 2023 | ARP, CSNOX, CSSO2G1, SIPNOX | 1525 | 4 |  | Halifax County | NC083 | 83 | Electric Utility | 36.4525 | -77.6594 | Virginia Electric & Power Company (Owner),Dominion Generation (Operator) | Phase 2 |  | Combined cycle | Diesel Oil |  |  | Water Injection |  |  | 1990-12-27 | Operating | 541 | GEN2 (40), GEN3 (54) | 50555 2 | 67
OK | Frontier Generating Station | 50558 | CC01 |  | 2023 | ARP, CSOSG2 | 603925 | 6 |  | Oklahoma County | OK109 | 109 | Electric Utility | 35.442 | -97.6477 | Oklahoma Gas & Electric Company (Owner),Oklahoma Gas & Electric Company (Operator) | Phase 2 |  | Combined cycle | Pipeline Natural Gas |  |  | Steam Injection |  |  | 1989-09-01 | Operating | 1200 | GT01 (72.5), ST01 (49.9) | 50558 CC01 | 122.4
NJ | Eagle Point Power Generation | 50561 | 1 |  | 2023 | ARP, CSNOX, CSOSG3, CSSO2G1, RGGI | 609608 | 2 |  | Gloucester County | NJ015 | 15 | Electric Utility | 39.8746 | -75.1592 | Eagle Point Power Generation, LLC (Owner),Eagle Point Power Generation, LLC (Operator) | Phase 2 |  | Combined cycle | Pipeline Natural Gas | Diesel Oil |  | Dry Low NOx Burners,Water Injection |  |  | 1991-05-01 | Operating | 1675 | GTG1 (90), STG4 (26), STG1 (45) | 50561 1 | 125.5
NJ | Eagle Point Power Generation | 50561 | 2 |  | 2023 | ARP, CSNOX, CSOSG3, CSSO2G1, RGGI | 609608 | 2 |  | Gloucester County | NJ015 | 15 | Electric Utility | 39.8746 | -75.1592 | Eagle Point Power Generation, LLC (Owner),Eagle Point Power Generation, LLC (Operator) | Phase 2 |  | Combined cycle | Pipeline Natural Gas | Diesel Oil |  | Dry Low NOx Burners,Water Injection |  |  | 1991-05-01 | Operating | 1576 | STG4 (26), STG1 (45), GTG2 (90) | 50561 2 | 125.5
PA | Rausch Creek Generation, LLC | 50611 | 31 |  | 2023 | ARP, CSNOX, CSOSG3, CSSO2G1, MATS, RGGI | 606911 | 3 |  | Schuylkill County | PA107 | 107 | Electric Utility | 40.6191 | -76.45 | Robert Rivkin (Owner),Rausch Creek Generation, LLC (Operator) | Phase 2 |  | Circulating fluidized bed boiler | Coal | Diesel Oil | Fluidized Bed Limestone Injection |  | Baghouse |  | 1987-01-12 | Operating | 615 | GEN1 (34) | 50611 31 | 34
CA | McKittrick Limited | 50612 | GT1 |  | 2023 | ARP | 606765 | 9 |  | Kern County | CA029 | 29 | Electric Utility | 35.3195 | -119.662 | ContourGlobal (Owner),ContourGlobal (Operator) | Phase 2 |  | Combustion turbine | Pipeline Natural Gas |  |  | Selective Catalytic Reduction |  |  | 1991-03-01 | Operating | 432 | GEN1 (48) | 50612 GT1 | 48 | Y
TX | ExxonMobil Beaumont Refinery | 50625 | 61STK1 |  | 2023 | ARP, CSOSG2 | 605442 | 6 |  | Jefferson County | TX245 | 245 | Cogeneration | 30.0639 | -94.0703 | ExxonMobil Oil Corporation (Owner),ExxonMobil Oil Corporation (Operator) | Phase 2 |  | Combined cycle | Natural Gas | Process Gas |  | Dry Low NOx Burners,Selective Catalytic Reduction |  |  | 2005-06-14 | Operating | 2531 | TG41 (165) | 50625 61STK1 | 165 | Y
TX | ExxonMobil Beaumont Refinery | 50625 | 61STK2 |  | 2023 | ARP, CSOSG2 | 605442 | 6 |  | Jefferson County | TX245 | 245 | Cogeneration | 30.0639 | -94.0703 | ExxonMobil Oil Corporation (Owner),ExxonMobil Oil Corporation (Operator) | Phase 2 |  | Combined cycle | Natural Gas | Process Gas |  | Dry Low NOx Burners,Selective Catalytic Reduction |  |  | 2005-03-10 | Operating | 2531 | TG42 (165) | 50625 61STK2 | 165 | Y
TX | ExxonMobil Beaumont Refinery | 50625 | 61STK3 |  | 2023 | ARP, CSOSG2 | 605442 | 6 |  | Jefferson County | TX245 | 245 | Cogeneration | 30.0639 | -94.0703 | ExxonMobil Oil Corporation (Owner),ExxonMobil Oil Corporation (Operator) | Phase 2 |  | Combined cycle | Natural Gas | Process Gas |  | Dry Low NOx Burners,Selective Catalytic Reduction |  |  | 2004-12-17 | Operating | 2531 | TG43 (165) | 50625 61STK3 | 165 | Y
CO | J M Shafer | 50707 | S001 |  | 2023 | ARP | 603008 | 8 |  | Weld County | CO123 | 123 | Cogeneration | 40.0979 | -104.7745 | Tri-State Generation & Transmission (Owner),Tri-State Generation & Transmission (Operator) | Phase 2 |  | Combined cycle | Pipeline Natural Gas |  |  | Steam Injection |  |  | 1994-07-01 | Operating | 640 | LMA (57.4), STA (52.2), STB (52.2) | 50707 S001 | 78.28
CO | J M Shafer | 50707 | S002 |  | 2023 | ARP | 603008 | 8 |  | Weld County | CO123 | 123 | Cogeneration | 40.0979 | -104.7745 | Tri-State Generation & Transmission (Owner),Tri-State Generation & Transmission (Operator) | Phase 2 |  | Combined cycle | Pipeline Natural Gas |  |  | Steam Injection |  |  | 1994-07-01 | Operating | 675 | STB (52.2), STA (52.2), LMB (57.4) | 50707 S002 | 78.28
CO | J M Shafer | 50707 | S003 |  | 2023 | ARP | 603008 | 8 |  | Weld County | CO123 | 123 | Cogeneration | 40.0979 | -104.7745 | Tri-State Generation & Transmission (Owner),Tri-State Generation & Transmission (Operator) | Phase 2 |  | Combined cycle | Pipeline Natural Gas |  |  | Steam Injection |  |  | 1994-07-01 | Operating | 605 | STB (52.2), LMC (57.4), STA (52.2) | 50707 S003 | 78.28
CO | J M Shafer | 50707 | S004 |  | 2023 | ARP | 603008 | 8 |  | Weld County | CO123 | 123 | Cogeneration | 40.0979 | -104.7745 | Tri-State Generation & Transmission (Owner),Tri-State Generation & Transmission (Operator) | Phase 2 |  | Combined cycle | Pipeline Natural Gas |  |  | Steam Injection |  |  | 1994-07-01 | Operating | 610 | STB (52.2), STA (52.2), LMD (57.4) | 50707 S004 | 78.28
CO | J M Shafer | 50707 | S005 |  | 2023 | ARP | 603008 | 8 |  | Weld County | CO123 | 123 | Cogeneration | 40.0979 | -104.7745 | Tri-State Generation & Transmission (Owner),Tri-State Generation & Transmission (Operator) | Phase 2 |  | Combined cycle | Pipeline Natural Gas |  |  | Steam Injection |  |  | 1994-07-01 | Operating | 615 | STB (52.2), LME (57.4), STA (52.2) | 50707 S005 | 78.28
NY | Sterling Power Plant | 50744 | 1 |  | 2023 | ARP, CSNOX, CSOSG3, CSSO2G1, RGGI | 2129 | 2 | NPCC | Oneida County | NY065 | 65 | Cogeneration | 43.0803 | -75.6003 | Sterling Power Partners, LP (Owner),Sterling Power Partners, LP (Operator) | Phase 2 |  | Combined cycle | Pipeline Natural Gas |  |  | Steam Injection |  |  | 1991-10-01 | Operating | 551 | GEN1 (47.7), GEN2 (16.5) | 50744 1 | 64.2
PA | Panther Creek Energy Facility | 50776 | 1 |  | 2023 | CSNOX, CSOSG3, CSSO2G1, MATS, RGGI | 606793 (Ended Nov 21, 2023), 602154 (Started Nov 21, 2023) | 3 |  | Carbon County | PA025 | 25 | Small Power Producer | 40.8556 | -75.8781 | Panther Creek Power Operating, LLC (Owner),Panther Creek Power Operating, LLC (Operator) |  |  | Circulating fluidized bed boiler | Coal |  | Fluidized Bed Limestone Injection | Ammonia Injection | Baghouse |  | 1992-10-19 | Operating | 700 | GEN1 (94) | 50776 1 | 94
PA | Panther Creek Energy Facility | 50776 | 2 |  | 2023 | CSNOX, CSOSG3, CSSO2G1, MATS, RGGI | 606793 (Ended Nov 21, 2023), 602154 (Started Nov 21, 2023) | 3 |  | Carbon County | PA025 | 25 | Small Power Producer | 40.8556 | -75.8781 | Panther Creek Power Operating, LLC (Owner),Panther Creek Power Operating, LLC (Operator) |  |  | Circulating fluidized bed boiler | Coal |  | Fluidized Bed Limestone Injection | Ammonia Injection | Baghouse |  | 1992-10-19 | Operating | 700 | GEN1 (94) | 50776 2 | 94
NJ | EFS Parlin Holdings, LLC | 50799 | 1001 |  | 2023 | ARP, CSNOX, CSOSG3, CSSO2G1, RGGI | 1386 | 2 |  | Middlesex County | NJ023 | 23 | Cogeneration | 40.4586 | -74.3327 | EFS Parlin Holdings, LLC (Owner),GE Energy Services (Operator) | Phase 2 |  | Combined cycle | Pipeline Natural Gas | Diesel Oil |  | Selective Catalytic Reduction,Steam Injection |  |  | 1991-05-02 | Operating | 656 | GEN1 (45.9), GEN3 (21.6) | 50799 1001 | 67.5 | Y
NJ | EFS Parlin Holdings, LLC | 50799 | 3001 |  | 2023 | ARP, CSNOX, CSOSG3, CSSO2G1, RGGI | 1386 | 2 |  | Middlesex County | NJ023 | 23 | Cogeneration | 40.4586 | -74.3327 | EFS Parlin Holdings, LLC (Owner),GE Energy Services (Operator) | Phase 2 |  | Combined cycle | Pipeline Natural Gas | Diesel Oil |  | Selective Catalytic Reduction,Steam Injection |  |  | 1991-05-02 | Operating | 656 | GEN2 (45.9), GEN4 (21.6) | 50799 3001 | 67.5 | Y
TX | Odyssey Energy Altura Cogen, LLC | 50815 | ENG101 |  | 2023 | ARP, CSOSG2 | 606813 | 6 |  | Harris County | TX201 | 201 | Cogeneration | 29.8169 | -95.1086 | Odyssey Energy Altura Cogen, LLC (Owner),Odyssey Energy Altura Cogen, LLC (Operator) | Phase 2 |  | Combined cycle | Pipeline Natural Gas |  |  | Dry Low NOx Burners |  |  | 1985-12-18 | Operating | 1182 | GEN6 (129.2), GEN1 (84.9) | 50815 ENG101 | 106.4333
TX | Odyssey Energy Altura Cogen, LLC | 50815 | ENG201 |  | 2023 | ARP, CSOSG2 | 606813 | 6 |  | Harris County | TX201 | 201 | Cogeneration | 29.8169 | -95.1086 | Odyssey Energy Altura Cogen, LLC (Owner),Odyssey Energy Altura Cogen, LLC (Operator) | Phase 2 |  | Combined cycle | Pipeline Natural Gas |  |  | Dry Low NOx Burners |  |  | 1985-12-05 | Operating | 1182 | GEN2 (84.9), GEN6 (129.2) | 50815 ENG201 | 106.4333
TX | Odyssey Energy Altura Cogen, LLC | 50815 | ENG301 |  | 2023 | ARP, CSOSG2 | 606813 | 6 |  | Harris County | TX201 | 201 | Cogeneration | 29.8169 | -95.1086 | Odyssey Energy Altura Cogen, LLC (Owner),Odyssey Energy Altura Cogen, LLC (Operator) | Phase 2 |  | Combined cycle | Pipeline Natural Gas |  |  | Dry Low NOx Burners |  |  | 1985-11-14 | Operating | 1080 | GEN6 (129.2), GEN3 (84.9) | 50815 ENG301 | 106.4333
TX | Odyssey Energy Altura Cogen, LLC | 50815 | ENG401 |  | 2023 | ARP, CSOSG2 | 606813 | 6 |  | Harris County | TX201 | 201 | Cogeneration | 29.8169 | -95.1086 | Odyssey Energy Altura Cogen, LLC (Owner),Odyssey Energy Altura Cogen, LLC (Operator) | Phase 2 |  | Combined cycle | Pipeline Natural Gas |  |  | Dry Low NOx Burners |  |  | 1985-10-30 | Operating | 1080 | GEN6 (129.2), GEN4 (84.9) | 50815 ENG401 | 106.4333
TX | Odyssey Energy Altura Cogen, LLC | 50815 | ENG501 |  | 2023 | ARP, CSOSG2 | 606813 | 6 |  | Harris County | TX201 | 201 | Cogeneration | 29.8169 | -95.1086 | Odyssey Energy Altura Cogen, LLC (Owner),Odyssey Energy Altura Cogen, LLC (Operator) | Phase 2 |  | Combined cycle | Pipeline Natural Gas |  |  | Dry Low NOx Burners |  |  | 1985-10-14 | Operating | 1080 | GEN6 (129.2), GEN5 (84.9) | 50815 ENG501 | 106.4333
TX | Odyssey Energy Altura Cogen, LLC | 50815 | ENG601 |  | 2023 | ARP, CSOSG2 | 606813 | 6 |  | Harris County | TX201 | 201 | Cogeneration | 29.8169 | -95.1086 | Odyssey Energy Altura Cogen, LLC (Owner),Odyssey Energy Altura Cogen, LLC (Operator) | Phase 2 |  | Combined cycle | Pipeline Natural Gas |  |  | Dry Low NOx Burners |  |  | 1995-06-01 | Operating | 1080 | GEN6 (129.2), GEN7 (84.9) | 50815 ENG601 | 106.4333
MI | TES Filer City Station | 50835 | 1 |  | 2023 | CSNOX, CSOSG3, CSSO2G1, MATS | 605080 | 5 |  | Manistee County | MI101 | 101 | Cogeneration | 44.217 | -86.2906 | T.E.S. Filer City Station Limited Partnership (Owner),NorthStar Clean Energy (Operator) |  |  | Stoker | Coal | Pipeline Natural Gas, Tire Derived Fuel, Wood | Dry Lime FGD |  | Baghouse |  | 1990-01-01 | Operating | 450 | GEN1 (70) | 50835 1 | 70
MI | TES Filer City Station | 50835 | 2 |  | 2023 | CSNOX, CSOSG3, CSSO2G1, MATS | 605080 | 5 |  | Manistee County | MI101 | 101 | Cogeneration | 44.217 | -86.2906 | T.E.S. Filer City Station Limited Partnership (Owner),NorthStar Clean Energy (Operator) |  |  | Stoker | Coal | Pipeline Natural Gas, Tire Derived Fuel, Wood | Dry Lime FGD |  | Baghouse |  | 1990-01-01 | Operating | 450 | GEN1 (70) | 50835 2 | 70
NJ | Elmwood Power LLC | 50852 | 2001 |  | 2023 | CSNOX, CSOSG3, CSSO2G1, RGGI | 610185 | 2 |  | Bergen County | NJ003 | 3 | Cogeneration | 40.9056 | -74.1308 | Elmwood Power LLC (Owner),Elmwood Power LLC (Operator) |  |  | Combined cycle | Pipeline Natural Gas | Diesel Oil |  | Water Injection |  |  | 1989-07-15 | Operating (Retired 06/01/2023) | 765 | GEN1 (56.3), GEN2 (16.4) | 50852 2001 | 72.7
CA | Salinas River Cogeneration Facility | 50865 | 1 |  | 2023 | ARP | 609979 | 9 |  | Monterey County | CA053 | 53 | Cogeneration | 35.9515 | -120.8679 | Salinas River Cogeneration Company (Owner),Salinas River Cogeneration Company (Operator) | Phase 2 |  | Combustion turbine | Pipeline Natural Gas |  |  | Dry Low NOx Burners,Selective Catalytic Reduction |  |  | 1992-03-06 | Operating | 525 | K100 (38.9) | 50865 1 | 38.9 | Y
PA | Northampton Generating Plant | 50888 | NGC01 |  | 2023 | ARP, CSNOX, CSOSG3, CSSO2G1, MATS, RGGI | 606793 | 3 |  | Northampton County | PA095 | 95 | Cogeneration | 40.6917 | -75.4792 | Northampton Generating Company (Owner),Northampton Generating Company (Operator) | Phase 2 |  | Circulating fluidized bed boiler | Coal Refuse | Coal, Other Solid Fuel, Petroleum Coke, Tire Derived Fuel, Wood | Fluidized Bed Limestone Injection | Ammonia Injection | Baghouse |  | 1995-08-28 | Operating | 1530 | GEN1 (125) | 50888 NGC01 | 125
FL | Hardee Power Station | 50949 | CT2B |  | 2023 | ARP | 606359 | 4 |  | Hardee County | FL049 | 49 | Electric Utility | 27.6364 | -81.9636 | Hardee Power Partners (Owner),Invenergy LLC (Operator) | Phase 2 |  | Combustion turbine | Pipeline Natural Gas | Diesel Oil |  | Dry Low NOx Burners,Water Injection |  |  | 2000-05-17 | Operating | 1109 | GEN5 (86.5) | 50949 CT2B | 86.5
PA | Scrubgrass Generating Plant | 50974 | 1 |  | 2023 | ARP, CSNOX, CSOSG3, CSSO2G1, MATS, RGGI | 602154 | 3 |  | Venango County | PA121 | 121 | Small Power Producer | 41.2678 | -79.8114 | Scrubgrass Generating Company (Owner),Scrubgrass Generating Company (Operator) | Phase 2 |  | Circulating fluidized bed boiler | Coal |  | Fluidized Bed Limestone Injection | Selective Non-catalytic Reduction |  |  | 1993-06-06 | Operating | 800 | GEN1 (94.8) | 50974 1 | 94.8 | Y
PA | Scrubgrass Generating Plant | 50974 | 2 |  | 2023 | ARP, CSNOX, CSOSG3, CSSO2G1, MATS, RGGI | 602154 | 3 |  | Venango County | PA121 | 121 | Small Power Producer | 41.2678 | -79.8114 | Scrubgrass Generating Company (Owner),Scrubgrass Generating Company (Operator) | Phase 2 |  | Circulating fluidized bed boiler | Coal |  | Fluidized Bed Limestone Injection | Selective Non-catalytic Reduction |  |  | 1993-06-06 | Operating | 775 | GEN1 (94.8) | 50974 2 | 94.8 | Y
NY | Carr Street Generating Station | 50978 | A |  | 2023 | ARP, CSNOX, CSOSG3, CSSO2G1, RGGI | 610477 | 2 |  | Onondaga County | NY067 | 67 | Electric Utility | 43.0611 | -76.0819 | Carr Street Generating Station, LP (Owner),Brookfield Renewable Energy Group (Operator) | Phase 2 |  | Combined cycle | Pipeline Natural Gas | Diesel Oil |  | Water Injection,Ammonia Injection |  |  | 1993-12-11 | Operating | 472 | GEN1 (48.8), GEN3 (27.8) | 50978 A | 62.7
NY | Carr Street Generating Station | 50978 | B |  | 2023 | ARP, CSNOX, CSOSG3, CSSO2G1, RGGI | 610477 | 2 |  | Onondaga County | NY067 | 67 | Electric Utility | 43.0611 | -76.0819 | Carr Street Generating Station, LP (Owner),Brookfield Renewable Energy Group (Operator) | Phase 2 |  | Combined cycle | Pipeline Natural Gas | Diesel Oil |  | Water Injection,Ammonia Injection |  |  | 1993-12-11 | Operating | 488 | GEN3 (27.8), GEN2 (48.8) | 50978 B | 62.7
VT | Ryegate Associates | 51026 | 1 |  | 2023 | ARP |  | 1 |  | Caledonia County | VT005 | 5 | Electric Utility | 44.2131 | -72.0572 |  | Phase 2 |  | Stoker | Wood | [5 empty] | 1992-09-01 | Operating |  | 1 (20) | 51026 1 | 20
RI | Ocean State Power | 51030 | 1 |  | 2023 | ARP, RGGI, SIPNOX | 605624 | 1 |  | Providence County | RI007 | 7 | Electric Utility | 42.0099 | -71.6701 | Ocean State Power (Owner),Ocean State Power (Operator) | Phase 2 |  | Combined cycle | Pipeline Natural Gas | Diesel Oil |  | Water Injection,Selective Catalytic Reduction |  |  | 1990-12-01 | Operating | 1650 | GEN1 (82.8), GEN3 (88.6) | 51030 1 | 127.1 | Y
RI | Ocean State Power | 51030 | 2 |  | 2023 | ARP, RGGI, SIPNOX | 605624 | 1 |  | Providence County | RI007 | 7 | Electric Utility | 42.0099 | -71.6701 | Ocean State Power (Owner),Ocean State Power (Operator) | Phase 2 |  | Combined cycle | Pipeline Natural Gas | Diesel Oil |  | Water Injection,Selective Catalytic Reduction |  |  | 1990-12-01 | Operating | 1650 | GEN3 (88.6), GEN2 (82.8) | 51030 2 | 127.1 | Y
VA | Doswell Limited Partnership | 52019 | 501 |  | 2023 | ARP, CSNOX, CSOSG3, CSSO2G1, RGGI | 605624 | 3 |  | Hanover County | VA085 | 85 | Electric Utility | 37.8181 | -77.4478 | Doswell Limited Partnership (Owner),Doswell Limited Partnership (Operator) | Phase 2 |  | Combined cycle | Pipeline Natural Gas | Diesel Oil |  | Dry Low NOx Burners,Selective Catalytic Reduction,Steam Injection |  |  | 1992-05-01 | Operating | 1699.9 | GEN1 (119.6), GEN6 (132), GEN3 (132) | 52019 501 | 185.6 | Y
VA | Doswell Limited Partnership | 52019 | 502 |  | 2023 | ARP, CSNOX, CSOSG3, CSSO2G1, RGGI | 605624 | 3 |  | Hanover County | VA085 | 85 | Electric Utility | 37.8181 | -77.4478 | Doswell Limited Partnership (Owner),Doswell Limited Partnership (Operator) | Phase 2 |  | Combined cycle | Pipeline Natural Gas | Diesel Oil |  | Dry Low NOx Burners,Selective Catalytic Reduction,Steam Injection |  |  | 1992-05-01 | Operating | 1845.8 | GEN6 (132), GEN3 (132), GEN2 (119.6) | 52019 502 | 185.6 | Y
VA | Doswell Limited Partnership | 52019 | 601 |  | 2023 | ARP, CSNOX, CSOSG3, CSSO2G1, RGGI | 605624 | 3 |  | Hanover County | VA085 | 85 | Electric Utility | 37.8181 | -77.4478 | Doswell Limited Partnership (Owner),Doswell Limited Partnership (Operator) | Phase 2 |  | Combined cycle | Pipeline Natural Gas | Diesel Oil |  | Dry Low NOx Burners,Selective Catalytic Reduction,Steam Injection |  |  | 1992-05-01 | Operating | 1616.9 | GEN6 (132), GEN4 (119.6), GEN3 (132) | 52019 601 | 185.6 | Y
VA | Doswell Limited Partnership | 52019 | 602 |  | 2023 | ARP, CSNOX, CSOSG3, CSSO2G1, RGGI | 605624 | 3 |  | Hanover County | VA085 | 85 | Electric Utility | 37.8181 | -77.4478 | Doswell Limited Partnership (Owner),Doswell Limited Partnership (Operator) | Phase 2 |  | Combined cycle | Pipeline Natural Gas | Diesel Oil |  | Dry Low NOx Burners,Selective Catalytic Reduction,Steam Injection |  |  | 1992-05-01 | Operating | 1620.5 | GEN3 (132), GEN6 (132), GEN5 (119.6) | 52019 602 | 185.6 | Y
VA | Doswell Limited Partnership | 52019 | CT1 |  | 2023 | ARP, CSNOX, CSOSG3, CSSO2G1, RGGI | 605624 | 3 |  | Hanover County | VA085 | 85 | Electric Utility | 37.8181 | -77.4478 | Doswell Limited Partnership (Owner),Doswell Limited Partnership (Operator) | Phase 2 |  | Combustion turbine | Pipeline Natural Gas | Diesel Oil |  | Dry Low NOx Burners,Water Injection |  |  | 2001-03-10 | Operating | 2141.9 | GEN7 (170) | 52019 CT1 | 170
VA | Doswell Limited Partnership | 52019 | CT2 |  | 2023 | ARP, CSNOX, CSOSG3, CSSO2G1, RGGI | 605624 | 3 |  | Hanover County | VA085 | 85 | Electric Utility | 37.8181 | -77.4478 | Doswell Limited Partnership (Owner),Doswell Limited Partnership (Operator) | Phase 2 |  | Combustion turbine | Pipeline Natural Gas |  |  | Dry Low NOx Burners |  |  | 2018-03-17 | Operating | 2075 | GEN8 (170) | 52019 CT2 | 170
VA | Doswell Limited Partnership | 52019 | CT3 |  | 2023 | ARP, CSNOX, CSOSG3, CSSO2G1, RGGI | 605624 | 3 |  | Hanover County | VA085 | 85 | Electric Utility | 37.8181 | -77.4478 | Doswell Limited Partnership (Owner),Doswell Limited Partnership (Operator) | Phase 2 |  | Combustion turbine | Pipeline Natural Gas |  |  | Dry Low NOx Burners |  |  | 2018-04-11 | Operating | 2051.4 | GEN9 (170) | 52019 CT3 | 170
MA | Dartmouth Power | 52026 | 1 |  | 2023 | ARP, RGGI, SIPNOX | 601710 | 1 |  | Bristol County | MA005 | 5 | Electric Utility | 41.6728 | -70.9989 | Dartmouth Power Associates, LP (Owner),North American Energy Services (Operator) | Phase 2 |  | Combined cycle | Pipeline Natural Gas | Diesel Oil |  | Water Injection,Selective Catalytic Reduction |  |  | 1992-05-05 | Operating | 656 | GEN2 (32), GEN1 (45) | 52026 1 | 77 | Y
VA | Elizabeth River Combustion Turbine Sta | 52087 | CT-1 | CP0 | 2023 | ARP, CSNOX, CSOSG3, CSSO2G1, RGGI | 1525 | 3 |  | Chesapeake city | VA550 | 550 | Electric Utility | 36.7743 | -76.3119 | Virginia Electric & Power Company (Owner),Dominion Generation (Operator) | Phase 2 |  | Combustion turbine | Pipeline Natural Gas | Diesel Oil |  | Water Injection |  |  | 1992-06-04 | Operating | 1553 | GEN1 (129.6) | 52087 CT-1 | 129.6
VA | Elizabeth River Combustion Turbine Sta | 52087 | CT-2 | CP0 | 2023 | ARP, CSNOX, CSOSG3, CSSO2G1, RGGI | 1525 | 3 |  | Chesapeake city | VA550 | 550 | Electric Utility | 36.7743 | -76.3119 | Virginia Electric & Power Company (Owner),Dominion Generation (Operator) | Phase 2 |  | Combustion turbine | Pipeline Natural Gas | Diesel Oil |  | Water Injection |  |  | 1992-06-04 | Operating | 1553 | GEN2 (129.6) | 52087 CT-2 | 129.6
VA | Elizabeth River Combustion Turbine Sta | 52087 | CT-3 | CP0 | 2023 | ARP, CSNOX, CSOSG3, CSSO2G1, RGGI | 1525 | 3 |  | Chesapeake city | VA550 | 550 | Electric Utility | 36.7743 | -76.3119 | Virginia Electric & Power Company (Owner),Dominion Generation (Operator) | Phase 2 |  | Combustion turbine | Pipeline Natural Gas | Diesel Oil |  | Water Injection |  |  | 1992-06-04 | Operating | 1553 | GEN3 (129.6) | 52087 CT-3 | 129.6
TX | Texas City Cogeneration | 52088 | GT-A |  | 2023 | ARP, CSOSG2 | 610469 (Ended Jul 25, 2023), 610153 (Started Jul 25, 2023) | 6 |  | Galveston County | TX167 | 167 | Cogeneration | 29.3787 | -94.944 | Texas City Cogeneration, LP (Owner),Calpine Operating Services Company, Inc. (Operator) | Phase 2 |  | Combined cycle | Pipeline Natural Gas |  |  | Steam Injection |  |  | 1987-05-31 | Operating | 1765 | GEN1 (141), GEN2 (103) | 52088 GT-A | 150
TX | Texas City Cogeneration | 52088 | GT-B |  | 2023 | ARP, CSOSG2 | 610469 (Ended Jul 25, 2023), 610153 (Started Jul 25, 2023) | 6 |  | Galveston County | TX167 | 167 | Cogeneration | 29.3787 | -94.944 | Texas City Cogeneration, LP (Owner),Calpine Operating Services Company, Inc. (Operator) | Phase 2 |  | Combined cycle | Pipeline Natural Gas |  |  | Dry Low NOx Burners |  |  | 1987-05-31 | Operating | 1765 | GEN3 (103), GEN1 (141) | 52088 GT-B | 150
TX | Texas City Cogeneration | 52088 | GT-C |  | 2023 | ARP, CSOSG2 | 610469 (Ended Jul 25, 2023), 610153 (Started Jul 25, 2023) | 6 |  | Galveston County | TX167 | 167 | Cogeneration | 29.3787 | -94.944 | Texas City Cogeneration, LP (Owner),Calpine Operating Services Company, Inc. (Operator) | Phase 2 |  | Combined cycle | Pipeline Natural Gas |  |  | Dry Low NOx Burners |  |  | 1987-05-31 | Operating | 1765 | GEN4 (103), GEN1 (141) | 52088 GT-C | 150
TX | C. R. Wing Cogeneration Plant | 52176 | 1 |  | 2023 | ARP, CSOSG2 | 610060 (Ended Feb 21, 2023), 610578 (Started Feb 21, 2023) | 6 | ERCOT | Howard County | TX227 | 227 | Cogeneration | 32.2722 | -101.4222 | BHER Power Resources, Inc. (Owner),BHER Power Resources, Inc. (Operator) | Phase 2 |  | Combined cycle | Pipeline Natural Gas | Diesel Oil |  | Steam Injection |  |  | 1987-07-20 | Operating | 1150 | GEN1 (77.5), GEN3 (75) | 52176 1 | 115
TX | C. R. Wing Cogeneration Plant | 52176 | 2 |  | 2023 | ARP, CSOSG2 | 610060 (Ended Feb 21, 2023), 610578 (Started Feb 21, 2023) | 6 | ERCOT | Howard County | TX227 | 227 | Cogeneration | 32.2722 | -101.4222 | BHER Power Resources, Inc. (Owner),BHER Power Resources, Inc. (Operator) | Phase 2 |  | Combined cycle | Pipeline Natural Gas | Diesel Oil |  | Steam Injection |  |  | 1987-07-21 | Operating | 1150 | GEN3 (75), GEN2 (77.5) | 52176 2 | 115
DE | Delaware City Refinery | 52193 | DCPP4 |  | 2023 | ARP, SIPNOX | 607290 | 3 |  | New Castle County | DE003 | 3 | Petroleum Refinery | 39.5936 | -75.6337 | Delaware City Refining Company (Owner),Delaware City Refining Company (Operator) | Phase 2 |  | Dry bottom wall-fired boiler | Process Gas | [5 empty] | 1961-01-01 | Operating | 808 | G2 (27.5), G3 (75), G4 (10), G1 (27.5) | 52193 DCPP4 | 140
NY | Rensselaer Cogen | 54034 | 1GTDBS |  | 2023 | ARP, CSNOX, CSOSG3, CSSO2G1, RGGI | 1820 | 2 | NPCC | Rensselaer County | NY083 | 83 | Electric Utility | 42.63 | -73.75 | Rensselaer Generating LLC (Owner),Rensselaer Generating LLC (Operator) | Phase 2 |  | Combined cycle | Pipeline Natural Gas | Diesel Oil |  | Selective Catalytic Reduction,Steam Injection |  |  | 1994-04-22 | Operating | 786.8 | GEN1 (58), GEN2 (45.9) | 54034 1GTDBS | 103.9 | Y
NY | Lockport | 54041 | 11854 |  | 2023 | ARP, CSNOX, CSOSG3, CSSO2G1, RGGI | 2239 | 2 | NPCC | Niagara County | NY063 | 63 | Cogeneration | 43.1622 | -78.7453 | Lockport Energy Associates, LP (Owner),Lockport Energy Associates, LP (Operator) | Phase 2 |  | Combined cycle | Pipeline Natural Gas | Diesel Oil |  | Steam Injection |  |  | 1992-12-28 | Operating | 1531 | GEN4 (75.3), GEN1 (51) | 54041 11854 | 76.1
NY | Lockport | 54041 | 11855 |  | 2023 | ARP, CSNOX, CSOSG3, CSSO2G1, RGGI | 2239 | 2 | NPCC | Niagara County | NY063 | 63 | Cogeneration | 43.1622 | -78.7453 | Lockport Energy Associates, LP (Owner),Lockport Energy Associates, LP (Operator) | Phase 2 |  | Combined cycle | Pipeline Natural Gas | Diesel Oil |  | Steam Injection |  |  | 1992-12-28 | Operating | 1531 | GEN2 (51), GEN4 (75.3) | 54041 11855 | 76.1
NY | Lockport | 54041 | 11856 |  | 2023 | ARP, CSNOX, CSOSG3, CSSO2G1, RGGI | 2239 | 2 | NPCC | Niagara County | NY063 | 63 | Cogeneration | 43.1622 | -78.7453 | Lockport Energy Associates, LP (Owner),Lockport Energy Associates, LP (Operator) | Phase 2 |  | Combined cycle | Pipeline Natural Gas | Diesel Oil |  | Steam Injection |  |  | 1992-12-28 | Operating | 1531 | GEN4 (75.3), GEN3 (51) | 54041 11856 | 76.1
NY | Indeck-Olean Energy Center | 54076 | 1 |  | 2023 | ARP, CSNOX, CSOSG3, CSSO2G1, RGGI | 2911 | 2 | NPCC | Cattaraugus County | NY009 | 9 | Cogeneration | 42.0875 | -78.4578 | Indeck-Olean Limited Partnership (Owner),Indeck-Olean Limited Partnership (Operator) | Phase 2 |  | Combined cycle | Pipeline Natural Gas | Diesel Oil |  | Selective Catalytic Reduction,Steam Injection |  |  | 1994-06-08 | Operating | 789 | GEN2 (44.7), GEN1 (46) | 54076 1 | 90.7 | Y
VA | Spruance Operating Services, LLC | 54081 | BLR03A |  | 2023 | ARP, CSNOX, CSOSG3, CSSO2G1 | 608849 | 3 |  | Richmond city | VA760 | 760 | Cogeneration | 37.4556 | -77.4308 | Spruance Genco, LLC (Owner),Spruance Operating Services, LLC (Owner) (Started May 11, 2023),Spruance Genco, LLC (Operator) (Ended May 11, 2023),Spruance Operating Services, LLC (Operator) (Started May 11, 2023) | Phase 2 |  | Stoker | Pipeline Natural Gas |  |  | Other |  |  | 1992-08-01 | Operating | 380 | GEN3 (67.5) | 54081 BLR03A | 67.5
VA | Spruance Operating Services, LLC | 54081 | BLR03B |  | 2023 | ARP, CSNOX, CSOSG3, CSSO2G1 | 608849 | 3 |  | Richmond city | VA760 | 760 | Cogeneration | 37.4556 | -77.4308 | Spruance Genco, LLC (Owner),Spruance Operating Services, LLC (Owner) (Started May 11, 2023),Spruance Genco, LLC (Operator) (Ended May 11, 2023),Spruance Operating Services, LLC (Operator) (Started May 11, 2023) | Phase 2 |  | Stoker | Pipeline Natural Gas |  |  | Other |  |  | 1992-08-01 | Operating | 525 | GEN3 (67.5) | 54081 BLR03B | 67.5
VA | Spruance Operating Services, LLC | 54081 | BLR04A |  | 2023 | ARP, CSNOX, CSOSG3, CSSO2G1 | 608849 | 3 |  | Richmond city | VA760 | 760 | Cogeneration | 37.4556 | -77.4308 | Spruance Genco, LLC (Owner),Spruance Operating Services, LLC (Owner) (Started May 11, 2023),Spruance Genco, LLC (Operator) (Ended May 11, 2023),Spruance Operating Services, LLC (Operator) (Started May 11, 2023) | Phase 2 |  | Stoker | Pipeline Natural Gas |  |  | Other |  |  | 1992-08-01 | Operating | 380 | GEN4 (67.5) | 54081 BLR04A | 67.5
VA | Spruance Operating Services, LLC | 54081 | BLR04B |  | 2023 | ARP, CSNOX, CSOSG3, CSSO2G1 | 608849 | 3 |  | Richmond city | VA760 | 760 | Cogeneration | 37.4556 | -77.4308 | Spruance Genco, LLC (Owner),Spruance Operating Services, LLC (Owner) (Started May 11, 2023),Spruance Genco, LLC (Operator) (Ended May 11, 2023),Spruance Operating Services, LLC (Operator) (Started May 11, 2023) | Phase 2 |  | Stoker | Pipeline Natural Gas |  |  | Other |  |  | 1992-08-01 | Operating | 380 | GEN4 (67.5) | 54081 BLR04B | 67.5
NY | KIAC Cogeneration | 54114 | GT1 |  | 2023 | CSNOX, CSOSG3, CSSO2G1, RGGI | 605705 | 2 | NPCC | Queens County | NY081 | 81 | Cogeneration | 40.6417 | -73.7778 | Calpine Corporation (Owner),Calpine Corporation (Operator) |  |  | Combined cycle | Pipeline Natural Gas | Diesel Oil |  | Water Injection,Selective Catalytic Reduction |  |  | 1995-02-01 | Operating | 718 | GEN3 (27), GEN1 (47.1) | 54114 GT1 | 60.6 | Y
NY | KIAC Cogeneration | 54114 | GT2 |  | 2023 | CSNOX, CSOSG3, CSSO2G1, RGGI | 605705 | 2 | NPCC | Queens County | NY081 | 81 | Cogeneration | 40.6417 | -73.7778 | Calpine Corporation (Owner),Calpine Corporation (Operator) |  |  | Combined cycle | Pipeline Natural Gas | Diesel Oil |  | Water Injection,Selective Catalytic Reduction |  |  | 1995-02-01 | Operating | 718 | GEN2 (47.1), GEN3 (27) | 54114 GT2 | 60.6 | Y
NY | Fortistar North Tonawanda Inc | 54131 | NTCT1 |  | 2023 | CSNOX, CSOSG3, CSSO2G1, RGGI | 2451 | 2 |  | Niagara County | NY063 | 63 | Cogeneration | 43.0483 | -78.8539 | Fortistar (Owner),North American Energy Services (Operator) |  |  | Combined cycle | Pipeline Natural Gas | Diesel Oil |  | Steam Injection |  |  | 1993-09-08 | Operating | 650 | GEN1 (38.3), GEN2 (17) | 54131 NTCT1 | 55.3
NY | Nissequogue Energy Center | 54149 | 1 |  | 2023 | CSNOX, CSOSG3, CSSO2G1, RGGI | 3292 | 2 |  | Suffolk County | NY103 | 103 | Cogeneration | 40.9168 | -73.1292 | Nissequogue Cogen Partners (Owner),Calpine Operating Services Company, Inc. (Operator) |  |  | Combustion turbine | Pipeline Natural Gas | Diesel Oil |  | Water Injection |  |  | 1995-04-01 | Operating | 670 | GEN1 (42) | 54149 1 | 42
CA | DTE Stockton | 54238 | BIOMS1 |  | 2023 | ARP | 603212 | 9 |  | San Joaquin County | CA077 | 77 | Electric Utility | 37.9416 | -121.3273 | DTE Energy Services (Owner),DTE Energy Services (Operator) | Phase 2 |  | Stoker | Wood |  | Wet Lime FGD | Selective Catalytic Reduction | Electrostatic Precipitator |  | 2013-10-26 | Operating | 780 | STG (49.9) | 54238 BIOMS1 | 49.9 | Y
NV | Saguaro | 54271 | A01 |  | 2023 | ARP | 610569 (Started Feb 14, 2023) | 9 | WECC | Clark County | NV003 | 3 | Electric Utility | 36.0422 | -115.0118 | Saguaro Power Company (Owner) (Started Feb 14, 2023),Consolidated Asset Management Services, LLC (Operator) (Started Feb 14, 2023) | Phase 2 |  | Combined cycle | Pipeline Natural Gas |  |  | Selective Catalytic Reduction,Steam Injection |  |  | 1991-12-15 | Operating | 475 | CTG1 (35), STG (29.1) | 54271 A01 | 49.55 | Y
NV | Saguaro | 54271 | A02 |  | 2023 | ARP | 610569 (Started Feb 14, 2023) | 9 | WECC | Clark County | NV003 | 3 | Electric Utility | 36.0422 | -115.0118 | Saguaro Power Company (Owner) (Started Feb 14, 2023),Consolidated Asset Management Services, LLC (Operator) (Started Feb 14, 2023) | Phase 2 |  | Combined cycle | Pipeline Natural Gas |  |  | Selective Catalytic Reduction,Steam Injection |  |  | 1991-12-15 | Operating | 475 | STG (29.1), CTG2 (35) | 54271 A02 | 49.55 | Y
RI | Ocean State Power II | 54324 | 3 |  | 2023 | ARP, RGGI, SIPNOX | 605624 | 1 |  | Providence County | RI007 | 7 | Electric Utility | 42.0099 | -71.6701 | Ocean State Power (Owner),Ocean State Power (Operator) | Phase 2 |  | Combined cycle | Pipeline Natural Gas | Diesel Oil |  | Water Injection,Selective Catalytic Reduction |  |  | 1991-10-01 | Operating | 1650 | GEN3 (88.6), GEN1 (82.8) | 54324 3 | 127.1 | Y
RI | Ocean State Power II | 54324 | 4 |  | 2023 | ARP, RGGI, SIPNOX | 605624 | 1 |  | Providence County | RI007 | 7 | Electric Utility | 42.0099 | -71.6701 | Ocean State Power (Owner),Ocean State Power (Operator) | Phase 2 |  | Combined cycle | Pipeline Natural Gas | Diesel Oil |  | Water Injection,Selective Catalytic Reduction |  |  | 1991-10-01 | Operating | 1650 | GEN2 (82.8), GEN3 (88.6) | 54324 4 | 127.1 | Y
FL | Orange Cogeneration Facility | 54365 | 1 |  | 2023 | ARP | 603364 | 4 |  | Polk County | FL105 | 105 | Cogeneration | 27.8708 | -81.8253 | Orange Cogeneration Limited Partnership (Owner),Northern Star Generation Services Company LLC (Operator) | Phase 2 |  | Combined cycle | Pipeline Natural Gas |  |  | Water Injection,Dry Low NOx Burners |  |  | 1995-06-16 | Operating | 565.3 | APC1 (54), APC3 (28.7) | 54365 1 | 68.35
FL | Orange Cogeneration Facility | 54365 | 2 |  | 2023 | ARP | 603364 | 4 |  | Polk County | FL105 | 105 | Cogeneration | 27.8708 | -81.8253 | Orange Cogeneration Limited Partnership (Owner),Northern Star Generation Services Company LLC (Operator) | Phase 2 |  | Combined cycle | Pipeline Natural Gas |  |  | Water Injection,Dry Low NOx Burners |  |  | 1995-06-16 | Operating | 595.4 | APC3 (28.7), APC2 (54) | 54365 2 | 68.35
MI | Cadillac Renewable Energy | 54415 | EUBLR |  | 2023 | CSNOX, CSOSG3, CSSO2G1 | 610840 (Ended Dec 01, 2023), 610804 (Started Dec 01, 2023) | 5 |  | Wexford County | MI165 | 165 | Small Power Producer | 44.2634 | -85.4348 | Cadillac Renewable Energy (Owner),Delta Power Services (Operator) |  |  | Stoker | Wood |  |  | Selective Non-catalytic Reduction | Cyclone,Electrostatic Precipitator |  | 1993-07-16 | Operating | 650 | GEN1 (40) | 54415 EUBLR | 40 | Y
FL | Mulberry Cogeneration Facility | 54426 | 1 |  | 2023 | ARP | 603364 | 4 |  | Polk County | FL105 | 105 | Cogeneration | 27.8489 | -81.8775 | Polk Power Partners, LP (Owner),Northern Star Generation Services Company LLC (Operator) | Phase 2 |  | Combined cycle | Pipeline Natural Gas | Diesel Oil |  | Dry Low NOx Burners |  |  | 1994-08-10 | Operating | 1077 | ST1 (49.5), GT1 (82) | 54426 1 | 131.5
FL | Orlando CoGen | 54466 | 1 |  | 2023 | ARP | 2865 | 4 |  | Orange County | FL095 | 95 | Cogeneration | 28.4422 | -81.4119 | Orlando CoGen Limited, LP (Owner),Northern Star Generation Services Company LLC (Operator) | Phase 2 |  | Combined cycle | Pipeline Natural Gas |  |  | Dry Low NOx Burners |  |  | 1993-09-25 | Operating | 1256 | GEN1 (144) | 54466 1 | 144
WA | Sumas Generating Station | 54476 | CT-1 |  | 2023 | ARP | 610010 (Ended May 09, 2023), 610011 (Started May 09, 2023) | 10 |  | Whatcom County | WA073 | 73 | Electric Utility | 48.9905 | -122.2733 | Puget Sound Energy, Inc. (Owner),Puget Sound Energy, Inc. (Operator) | Phase 2 |  | Combined cycle | Natural Gas |  |  | Selective Catalytic Reduction,Steam Injection |  |  | 1993-04-16 | Operating | 1200 | GEN2 (37.7), GEN1 (87.8) | 54476 CT-1 | 125.5 | Y
WA | Ferndale Generating Station | 54537 | CT-1A |  | 2023 | ARP | 610011 | 10 |  | Whatcom County | WA073 | 73 | Electric Utility | 48.8283 | -122.6853 | Puget Sound Energy, Inc. (Owner),NAES Corporation (Operator) | Phase 2 |  | Combined cycle | Natural Gas | Diesel Oil |  | Selective Catalytic Reduction,Steam Injection |  |  | 1994-04-01 | Operating | 1780 | ST1 (93.7), CT1A (95.9) | 54537 CT-1A | 142.75 | Y
WA | Ferndale Generating Station | 54537 | CT-1B |  | 2023 | ARP | 610011 | 10 |  | Whatcom County | WA073 | 73 | Electric Utility | 48.8283 | -122.6853 | Puget Sound Energy, Inc. (Owner),NAES Corporation (Operator) | Phase 2 |  | Combined cycle | Natural Gas | Diesel Oil |  | Selective Catalytic Reduction,Steam Injection |  |  | 1994-04-01 | Operating | 1780 | CT1B (95.9), ST1 (93.7) | 54537 CT-1B | 142.75 | Y
NY | Independence | 54547 | 1 |  | 2023 | ARP, CSNOX, CSOSG3, CSSO2G1, RGGI | 603383 | 2 |  | Oswego County | NY075 | 75 | Cogeneration | 43.495 | -76.4508 | Sithe/Independence Power Partners, L.P. (Owner),Sithe/Independence Power Partners, L.P. (Operator) | Phase 2 |  | Combined cycle | Pipeline Natural Gas |  |  | Dry Low NOx Burners,Selective Catalytic Reduction |  |  | 1994-10-01 | Operating | 2162 | 1 (169.2), 5 (204.5) | 54547 1 | 271.45 | Y
NY | Independence | 54547 | 2 |  | 2023 | ARP, CSNOX, CSOSG3, CSSO2G1, RGGI | 603383 | 2 |  | Oswego County | NY075 | 75 | Cogeneration | 43.495 | -76.4508 | Sithe/Independence Power Partners, L.P. (Owner),Sithe/Independence Power Partners, L.P. (Operator) | Phase 2 |  | Combined cycle | Pipeline Natural Gas |  |  | Dry Low NOx Burners,Selective Catalytic Reduction |  |  | 1994-09-01 | Operating | 2162 | 2 (169.2), 5 (204.5) | 54547 2 | 271.45 | Y
NY | Independence | 54547 | 3 |  | 2023 | ARP, CSNOX, CSOSG3, CSSO2G1, RGGI | 603383 | 2 |  | Oswego County | NY075 | 75 | Cogeneration | 43.495 | -76.4508 | Sithe/Independence Power Partners, L.P. (Owner),Sithe/Independence Power Partners, L.P. (Operator) | Phase 2 |  | Combined cycle | Pipeline Natural Gas |  |  | Dry Low NOx Burners,Selective Catalytic Reduction |  |  | 1994-08-01 | Operating | 2162 | 3 (169.2), 6 (204.5) | 54547 3 | 271.45 | Y
NY | Independence | 54547 | 4 |  | 2023 | ARP, CSNOX, CSOSG3, CSSO2G1, RGGI | 603383 | 2 |  | Oswego County | NY075 | 75 | Cogeneration | 43.495 | -76.4508 | Sithe/Independence Power Partners, L.P. (Owner),Sithe/Independence Power Partners, L.P. (Operator) | Phase 2 |  | Combined cycle | Pipeline Natural Gas |  |  | Dry Low NOx Burners,Selective Catalytic Reduction |  |  | 1994-08-01 | Operating | 2162 | 4 (169.2), 6 (204.5) | 54547 4 | 271.45 | Y
NY | Saranac Power Partners, LP | 54574 | 1 |  | 2023 | ARP, CSNOX, CSOSG3, CSSO2G1, RGGI | 607918 | 2 |  | Clinton County | NY019 | 19 | Cogeneration | 44.7132 | -73.4557 | Saranac Power Partners, LP (Owner),Falcon Power Operating Company (Operator) | Phase 2 |  | Combined cycle | Pipeline Natural Gas |  |  | Selective Catalytic Reduction |  |  | 1994-06-21 | Operating | 1676 | GEN1 (95.2), GEN3 (95.2) | 54574 1 | 142.8 | Y
NY | Saranac Power Partners, LP | 54574 | 2 |  | 2023 | ARP, CSNOX, CSOSG3, CSSO2G1, RGGI | 607918 | 2 |  | Clinton County | NY019 | 19 | Cogeneration | 44.7132 | -73.4557 | Saranac Power Partners, LP (Owner),Falcon Power Operating Company (Operator) | Phase 2 |  | Combined cycle | Pipeline Natural Gas |  |  | Selective Catalytic Reduction |  |  | 1994-06-21 | Operating | 1676 | GEN2 (95.2), GEN3 (95.2) | 54574 2 | 142.8 | Y
MA | Tanner Street Generation, LLC | 54586 | 2 |  | 2023 | ARP, RGGI, SIPNOX | 603585 | 1 | NPCC | Middlesex County | MA017 | 17 | Cogeneration | 42.6308 | -71.3133 | Tanner Street Generation LLC (Owner),Tanner Street Generation LLC (Operator) | Phase 2 |  | Combined cycle | Pipeline Natural Gas | Diesel Oil |  | Water Injection,Selective Catalytic Reduction |  |  | 2008-10-29 | Operating | 705 | TRENT (57.9), VAX (27.9) | 54586 2 | 85.8 | Y
NY | Massena Energy Facility | 54592 | 1 |  | 2023 | ARP, CSNOX, CSOSG3, CSSO2G1, RGGI | 602898 | 2 |  | St. Lawrence County | NY089 | 89 | Cogeneration | 44.9503 | -74.8928 | Power City Partners, LP (Owner),MEG OP Co (Morris Energy Group Operating Company) (Operator) | Phase 2 |  | Combined cycle | Pipeline Natural Gas | Diesel Oil |  | Selective Catalytic Reduction,Steam Injection |  |  | 1993-04-01 | Operating | 900 | GEN2 (35.3), GEN1 (66.6) | 54592 1 | 101.9 | Y
NY | Batavia Energy | 54593 | 1 |  | 2023 | ARP, CSNOX, CSOSG3, CSSO2G1, RGGI | 2129 | 2 | NPCC | Genesee County | NY037 | 37 | Cogeneration | 42.9828 | -78.1592 | Seneca Power Partners, LP (Owner),Seneca Power Partners, LP (Operator) | Phase 2 |  | Combined cycle | Pipeline Natural Gas |  |  | Steam Injection |  |  | 1992-09-01 | Operating | 551 | GEN2 (18.6), GEN1 (47.7) | 54593 1 | 66.3
CT | Pratt & Whitney, East Hartford | 54605 | 1 |  | 2023 | RGGI, SIPNOX | 610243 | 1 |  | Hartford County | CT003 | 3 | Cogeneration | 41.75 | -72.6347 | Pratt & Whitney, Division of Raytheon Technologies Corp (Owner),Pratt & Whitney, Division of Raytheon Technologies Corp (Operator) |  |  | Combustion turbine | Pipeline Natural Gas | Diesel Oil |  | Water Injection,Selective Catalytic Reduction |  |  | 1992-03-24 | Operating | 365.7 | FT-8 (32) | 54605 1 | 32 | Y
PA | St. Nicholas Cogeneration Project | 54634 | 1 |  | 2023 | ARP, CSNOX, CSOSG3, CSSO2G1, MATS, RGGI | 608145 | 3 |  | Schuylkill County | PA107 | 107 | Small Power Producer | 40.8222 | -76.1736 | Schuylkill Energy Resources, Inc. (Owner),Schuylkill Energy Resources, Inc. (Operator) | Phase 2 |  | Circulating fluidized bed boiler | Coal Refuse | Residual Oil | Fluidized Bed Limestone Injection |  | Baghouse |  | 1990-07-01 | Operating | 1560 | SNCP (99.2) | 54634 1 | 99.2
PA | Domtar Paper Company, LLC | 54638 | 40 | CS1 | 2023 | RGGI, SIPNOX | 1147 (Ended Apr 03, 2023), 610528 (Started Apr 03, 2023) | 3 |  | Elk County | PA047 | 47 | Pulp & Paper Mill | 41.4908 | -78.6767 | Domtar Paper Company, LLC (Owner),Domtar Paper Company, LLC (Operator) |  |  | Dry bottom wall-fired boiler | Natural Gas |  |  | Low NOx Burner Technology (Dry Bottom only) |  |  | 1982-11-03 | Operating | 306 | PT1 (54) | 54638 40 | 54
PA | Domtar Paper Company, LLC | 54638 | 41 | CS1 | 2023 | RGGI, SIPNOX | 1147 (Ended Apr 03, 2023), 610528 (Started Apr 03, 2023) | 3 |  | Elk County | PA047 | 47 | Pulp & Paper Mill | 41.4908 | -78.6767 | Domtar Paper Company, LLC (Owner),Domtar Paper Company, LLC (Operator) |  |  | Dry bottom wall-fired boiler | Natural Gas |  |  | Low NOx Burner Technology (Dry Bottom only) |  |  | 1982-11-03 | Operating | 306 | PT1 (54) | 54638 41 | 54
NJ | Lakewood | 54640 | 1001 |  | 2023 | ARP, CSNOX, CSOSG3, CSSO2G1, RGGI | 604449 (Ended Mar 27, 2023), 608604 (Started Mar 27, 2023)(Ended Apr 04, 2023), 610610 (Started Apr 04, 2023) | 2 |  | Ocean County | NJ029 | 29 | Cogeneration | 40.0613 | -74.1686 | Lakewood Cogeneration, LP (Owner),Lakewood Cogeneration, LP (Operator) | Phase 2 |  | Combined cycle | Pipeline Natural Gas | Diesel Oil |  | Water Injection,Selective Catalytic Reduction |  |  | 1994-05-03 | Operating | 1190 | GEN1 (77.9), GEN3 (82.7) | 54640 1001 | 119.25 | Y
NJ | Lakewood | 54640 | 2001 |  | 2023 | ARP, CSNOX, CSOSG3, CSSO2G1, RGGI | 604449 (Ended Mar 27, 2023), 608604 (Started Mar 27, 2023)(Ended Apr 04, 2023), 610610 (Started Apr 04, 2023) | 2 |  | Ocean County | NJ029 | 29 | Cogeneration | 40.0613 | -74.1686 | Lakewood Cogeneration, LP (Owner),Lakewood Cogeneration, LP (Operator) | Phase 2 |  | Combined cycle | Pipeline Natural Gas | Diesel Oil |  | Water Injection,Selective Catalytic Reduction |  |  | 1994-05-03 | Operating | 1190 | GEN2 (77.9), GEN3 (82.7) | 54640 2001 | 119.25 | Y
AZ | Yuma Cogeneration Associates | 54694 | 4101 |  | 2023 | ARP | 608247 | 9 |  | Yuma County | AZ027 | 27 | Cogeneration | 32.7286 | -114.6542 | California Energy Development Corporation (Owner),Falcon Power Operating Company (Operator) | Phase 2 |  | Combined cycle | Pipeline Natural Gas |  |  | Steam Injection |  |  | 1994-05-11 | Operating | 624 | GEN1 (44.1), GEN2 (18.5) | 54694 4101 | 62.6
CA | Goal Line | 54749 | 1 |  | 2023 | ARP | 603492 | 9 |  | San Diego County | CA073 | 73 | Cogeneration | 33.1185 | -117.0995 | Goal Line, LP (Owner),Goal Line, LP (Operator) | Phase 2 |  | Combined cycle | Pipeline Natural Gas |  |  | Water Injection,Selective Catalytic Reduction |  |  | 1994-11-24 | Operating | 448.1 | STG (10.2), CTG (41.2) | 54749 1 | 51.4 | Y
MI | Genesee Power Station | 54751 | 1 |  | 2023 | CSNOX, CSOSG3, CSSO2G1 | 607102 (Ended Jun 21, 2023), 610325 (Started Jun 21, 2023) | 5 |  | Genesee County | MI049 | 49 | Cogeneration | 43.0841 | -83.6743 | Fortistar LLC (Owner),NorthStar Clean Energy (Owner),Genesee Power Station LP (Operator) |  |  | Stoker | Wood | Tire Derived Fuel |  | Selective Non-catalytic Reduction | Cyclone,Electrostatic Precipitator |  | 1995-12-10 | Operating | 743 | GEN1 (35) | 54751 1 | 35 | Y
OR | Hermiston | 54761 | 1 |  | 2023 | ARP | 605660 | 10 | WECC | Umatilla County | OR059 | 59 | Electric Utility | 45.8042 | -119.37 | Pacificorp Energy Generation (Owner),Perennial Power (Owner),Perennial Power (Operator) | Phase 2 |  | Combined cycle | Pipeline Natural Gas |  |  | Selective Catalytic Reduction |  |  | 1996-07-01 | Operating | 2067 | GEN2 (204.5), GEN1 (106.1) | 54761 1 | 310.6 | Y
OR | Hermiston | 54761 | 2 |  | 2023 | ARP | 605660 | 10 | WECC | Umatilla County | OR059 | 59 | Electric Utility | 45.8042 | -119.37 | Pacificorp Energy Generation (Owner),Perennial Power (Owner),Perennial Power (Operator) | Phase 2 |  | Combined cycle | Pipeline Natural Gas |  |  | Selective Catalytic Reduction |  |  | 1996-07-01 | Operating | 2067 | GEN3 (106.1), GEN4 (204.5) | 54761 2 | 310.6 | Y
CA | Live Oak Limited | 54768 | GT1 |  | 2023 | ARP | 606765 | 9 |  | Kern County | CA029 | 29 | Electric Utility | 35.4837 | -119.0298 | ContourGlobal (Owner),ContourGlobal (Operator) | Phase 2 |  | Combustion turbine | Pipeline Natural Gas |  |  | Selective Catalytic Reduction |  |  | 1992-03-27 | Operating | 450 | GEN1 (46) | 54768 GT1 | 46 | Y
PA | Grays Ferry Cogen Partnership | 54785 | 2 |  | 2023 | ARP, CSNOX, CSOSG3, CSSO2G1, RGGI | 602803 | 3 |  | Philadelphia County | PA101 | 101 | Cogeneration | 39.9417 | -75.1883 | Vicinity Energy Philadelphia, Inc. (Owner),Vicinity Energy Philadelphia, Inc. (Operator) | Phase 2 |  | Combined cycle | Pipeline Natural Gas | Diesel Oil |  | Dry Low NOx Burners,Selective Catalytic Reduction |  |  | 1998-01-01 | Operating | 1881 | GEN2 (135), GEN1 (57.6) | 54785 2 | 192.6 | Y
PA | Grays Ferry Cogen Partnership | 54785 | 25 |  | 2023 | CSNOX, CSOSG3, CSSO2G1, RGGI | 602803 | 3 |  | Philadelphia County | PA101 | 101 | Cogeneration | 39.9417 | -75.1883 | Vicinity Energy Philadelphia, Inc. (Owner),Vicinity Energy Philadelphia, Inc. (Operator) |  |  | Dry bottom wall-fired boiler | Pipeline Natural Gas | Diesel Oil |  | Low NOx Burner Technology (Dry Bottom only),Other |  |  | 1997-12-22 | Operating | 1103 | GEN1 (57.6) | 54785 25 | 57.6
MA | Milford Power, LLC | 54805 | 1 |  | 2023 | ARP, RGGI, SIPNOX | 3095 | 1 |  | Worcester County | MA027 | 27 | Electric Utility | 42.1292 | -71.5122 | Milford Power, LLC (Owner),Milford Power, LLC (Operator) | Phase 2 |  | Combined cycle | Pipeline Natural Gas |  |  | Selective Catalytic Reduction,Steam Injection |  |  | 1993-05-01 | Operating | 1947.9 | GT-1 (129), ST-1 (43) | 54805 1 | 172 | Y
TX | Johnson County Generation Facility | 54817 | EAST |  | 2023 | ARP, CSOSG2 | 610322 (Ended Jun 25, 2023), 605624 (Started Jun 25, 2023) | 6 |  | Johnson County | TX251 | 251 | Electric Utility | 32.3994 | -97.4078 | Brazos Electric Power Cooperative, Inc. (Owner),Brazos Electric Power Cooperative, Inc. (Operator) | Phase 2 |  | Combined cycle | Pipeline Natural Gas | Diesel Oil |  | Selective Catalytic Reduction |  |  | 1996-08-19 | Operating | 2500 | ST-1 (104), GT-1 (154) | 54817 EAST | 258 | Y
MD | Brandywine Power Facility | 54832 | 1 |  | 2023 | ARP, CSNOX, CSOSG3, CSSO2G1, RGGI | 604603 (Ended Feb 23, 2023), 610492 (Started Feb 23, 2023)(Ended Mar 06, 2023) | 3 | MAAC | Prince George's County | MD033 | 33 | Cogeneration | 38.6681 | -76.8678 | KMC Thermo, LLC (Owner),KMC Thermo, LLC (Operator) | Phase 2 |  | Combined cycle | Pipeline Natural Gas | Diesel Oil, Liquified Petroleum Gas |  | Water Injection,Other |  |  | 1996-10-31 | Operating | 1200 | 1 (98.8), 3 (91.4) | 54832 1 | 144.5
MD | Brandywine Power Facility | 54832 | 2 |  | 2023 | ARP, CSNOX, CSOSG3, CSSO2G1, RGGI | 604603 (Ended Feb 23, 2023), 610492 (Started Feb 23, 2023)(Ended Mar 06, 2023) | 3 | MAAC | Prince George's County | MD033 | 33 | Cogeneration | 38.6681 | -76.8678 | KMC Thermo, LLC (Owner),KMC Thermo, LLC (Operator) | Phase 2 |  | Combined cycle | Pipeline Natural Gas | Diesel Oil, Liquified Petroleum Gas |  | Water Injection,Other |  |  | 1996-10-31 | Operating | 1200 | 2 (98.8), 3 (91.4) | 54832 2 | 144.5
VA | Gordonsville Power Station | 54844 | 1 |  | 2023 | ARP, CSNOX, CSOSG3, CSSO2G1, RGGI | 1525 | 3 |  | Louisa County | VA109 | 109 | Electric Utility | 38.1245 | -78.2031 | Virginia Electric & Power Company (Owner),Dominion Generation (Operator) | Phase 2 |  | Combined cycle | Pipeline Natural Gas | Diesel Oil |  | Dry Low NOx Burners,Water Injection,Selective Catalytic Reduction |  |  | 1994-06-01 | Operating | 1510 | GOR1 (97.2), GOR3 (53) | 54844 1 | 150.2 | Y
VA | Gordonsville Power Station | 54844 | 2 |  | 2023 | ARP, CSNOX, CSOSG3, CSSO2G1, RGGI | 1525 | 3 |  | Louisa County | VA109 | 109 | Electric Utility | 38.1245 | -78.2031 | Virginia Electric & Power Company (Owner),Dominion Generation (Operator) | Phase 2 |  | Combined cycle | Pipeline Natural Gas | Diesel Oil |  | Dry Low NOx Burners,Water Injection,Selective Catalytic Reduction |  |  | 1994-06-01 | Operating | 1510 | GOR2 (97.2), GOR4 (53) | 54844 2 | 150.2 | Y
NV | Sun Peak Generating Station | 54854 | 3 |  | 2023 | ARP | 610268 | 9 |  | Clark County | NV003 | 3 | Electric Utility | 36.1392 | -115.034 | Nevada Power Company dba NV Energy (Owner),Nevada Power Company dba NV Energy (Operator) | Phase 2 |  | Combustion turbine | Pipeline Natural Gas | Diesel Oil |  | Water Injection |  |  | 1991-06-08 | Operating | 1039 | 5657 (74) | 54854 3 | 74
NV | Sun Peak Generating Station | 54854 | 4 |  | 2023 | ARP | 610268 | 9 |  | Clark County | NV003 | 3 | Electric Utility | 36.1392 | -115.034 | Nevada Power Company dba NV Energy (Owner),Nevada Power Company dba NV Energy (Operator) | Phase 2 |  | Combustion turbine | Pipeline Natural Gas | Diesel Oil |  | Water Injection |  |  | 1991-06-08 | Operating | 1039 | 5658 (74) | 54854 4 | 74
NV | Sun Peak Generating Station | 54854 | 5 |  | 2023 | ARP | 610268 | 9 |  | Clark County | NV003 | 3 | Electric Utility | 36.1392 | -115.034 | Nevada Power Company dba NV Energy (Owner),Nevada Power Company dba NV Energy (Operator) | Phase 2 |  | Combustion turbine | Pipeline Natural Gas | Diesel Oil |  | Water Injection |  |  | 1991-06-08 | Operating | 1039 | 5659 (74) | 54854 5 | 74
NY | Brooklyn Navy Yard Cogeneration | 54914 | 1 |  | 2023 | ARP, CSNOX, CSOSG3, CSSO2G1, RGGI | 1009 | 2 | NPCC | Kings County | NY047 | 47 | Cogeneration | 40.6994 | -73.9758 | Brooklyn Navy Yard Cogeneration (Owner),Veolia North America (Operator) | Phase 2 |  | Combined cycle | Pipeline Natural Gas | Diesel Oil |  | Dry Low NOx Burners,Water Injection,Selective Catalytic Reduction |  |  | 1996-03-01 | Operating | 1503 | 01 (128), 03 (40.3) | 54914 1 | 168.3 | Y
NY | Brooklyn Navy Yard Cogeneration | 54914 | 2 |  | 2023 | ARP, CSNOX, CSOSG3, CSSO2G1, RGGI | 1009 | 2 | NPCC | Kings County | NY047 | 47 | Cogeneration | 40.6994 | -73.9758 | Brooklyn Navy Yard Cogeneration (Owner),Veolia North America (Operator) | Phase 2 |  | Combined cycle | Pipeline Natural Gas | Diesel Oil |  | Dry Low NOx Burners,Water Injection,Selective Catalytic Reduction |  |  | 1996-03-01 | Operating | 1503 | 02 (128), 04 (40.3) | 54914 2 | 168.3 | Y
MI | Michigan Power Limited Partnership | 54915 | 1 |  | 2023 | ARP, CSNOX, CSOSG3, CSSO2G1 | 608974 (Ended Jul 12, 2023), 608446 (Started Jul 12, 2023) | 5 |  | Mason County | MI105 | 105 | Cogeneration | 43.94 | -86.4247 | Michigan Power Limited Partnership (Owner),Michigan Power Limited Partnership (Operator) | Phase 2 |  | Combined cycle | Pipeline Natural Gas |  |  | Dry Low NOx Burners |  |  | 1995-10-22 | Operating | 1478 | G101 (83.5), G001 (58) | 54915 1 | 141.5
MN | Cottage Grove Cogeneration | 55010 | 1 |  | 2023 | ARP, CSNOX, CSSO2G2 | 604118 (Ended Feb 08, 2023), 610094 (Started Feb 08, 2023) | 5 |  | Washington County | MN163 | 163 | Cogeneration | 44.7956 | -92.9119 | LSP Cottage Grove, LP (Owner),D. E. Shaw Synoptic Acquisition 1, LLC (Owner) (Ended Feb 08, 2023),Polaris Cottage Grove, LLC (Owner) (Ended Feb 08, 2023),OGPA Cottage Grove, LLC (Owner) (Ended Feb 08, 2023),Cottage Grove Operating Services, LLC (Operator) | Phase 2 |  | Combined cycle | Pipeline Natural Gas | Diesel Oil |  | Selective Catalytic Reduction |  |  | 1997-03-05 | Operating | 2258 | STG1 (102), CTG1 (185) | 55010 1 | 287 | Y
WI | Whitewater Cogeneration Facility | 55011 | 1 |  | 2023 | ARP, CSNOX, CSOSG3, CSSO2G1 | 606904 (Ended Jan 05, 2023), 605792 (Started Jan 05, 2023)(Ended Oct 02, 2023), 610765 (Started Oct 02, 2023) | 5 |  | Jefferson County | WI055 | 55 | Cogeneration | 42.8543 | -88.7297 | LSP Whitewater, LP (Owner) (Ended Jan 05, 2023),D. E. Shaw Synoptic Acquisition 1, LLC (Owner) (Ended Jan 05, 2023),Polaris Whitewater, LLC (Owner) (Ended Jan 05, 2023),OGPA Whitewater, LLC (Owner) (Ended Jan 05, 2023),Wisconsin Electric Power Company (Owner) (Started Jan 05, 2023),Wisconsin Public Service Corporation (Owner) (Started Jan 05, 2023),Whitewater Operating Services, LLC (Operator) (Ended Jan 05, 2023),Wisconsin Electric Power Company (Operator) (Started Jan 05, 2023) | Phase 2 |  | Combined cycle | Pipeline Natural Gas | Diesel Oil |  | Selective Catalytic Reduction |  |  | 1997-03-18 | Operating | 2236 | STG1 (106.2), CTG1 (197) | 55011 1 | 303.2 | Y
TX | Sweeny Cogeneration Facility | 55015 | 1 | CP1 | 2023 | ARP, CSOSG2 | 609745 (Ended Mar 07, 2023), 610592 (Started Mar 07, 2023) | 6 | ERCOT | Brazoria County | TX039 | 39 | Cogeneration | 29.0728 | -95.745 | Sweeny Cogeneration, LP (Owner) (Ended Mar 07, 2023),Sweeny Cogeneration LLC (Owner) (Started Mar 07, 2023),Phillips 66 Company (Operator) | Phase 2 |  | Combustion turbine | Pipeline Natural Gas | Other Gas, Process Gas |  | Dry Low NOx Burners |  |  | 1997-08-01 | Operating | 2342 | GEN1 (115) | 55015 1 | 115
TX | Sweeny Cogeneration Facility | 55015 | 2 | CP1 | 2023 | ARP, CSOSG2 | 609745 (Ended Mar 07, 2023), 610592 (Started Mar 07, 2023) | 6 | ERCOT | Brazoria County | TX039 | 39 | Cogeneration | 29.0728 | -95.745 | Sweeny Cogeneration, LP (Owner) (Ended Mar 07, 2023),Sweeny Cogeneration LLC (Owner) (Started Mar 07, 2023),Phillips 66 Company (Operator) | Phase 2 |  | Combustion turbine | Pipeline Natural Gas | Other Gas, Process Gas |  | Dry Low NOx Burners |  |  | 1997-08-01 | Operating | 2342 | GEN2 (115) | 55015 2 | 115
TX | Sweeny Cogeneration Facility | 55015 | 3 | CP1 | 2023 | ARP, CSOSG2 | 609745 (Ended Mar 07, 2023), 610592 (Started Mar 07, 2023) | 6 | ERCOT | Brazoria County | TX039 | 39 | Cogeneration | 29.0728 | -95.745 | Sweeny Cogeneration, LP (Owner) (Ended Mar 07, 2023),Sweeny Cogeneration LLC (Owner) (Started Mar 07, 2023),Phillips 66 Company (Operator) | Phase 2 |  | Combustion turbine | Pipeline Natural Gas | Other Gas, Process Gas |  | Dry Low NOx Burners |  |  | 1997-08-01 | Operating | 2342 | GEN3 (115) | 55015 3 | 115
TX | Sweeny Cogeneration Facility | 55015 | 4 | CP1 | 2023 | ARP, CSOSG2 | 609745 (Ended Mar 07, 2023), 610592 (Started Mar 07, 2023) | 6 | ERCOT | Brazoria County | TX039 | 39 | Cogeneration | 29.0728 | -95.745 | Sweeny Cogeneration, LP (Owner) (Ended Mar 07, 2023),Sweeny Cogeneration LLC (Owner) (Started Mar 07, 2023),Phillips 66 Company (Operator) | Phase 2 |  | Combustion turbine | Pipeline Natural Gas | Other Gas, Process Gas |  | Dry Low NOx Burners |  |  | 2000-12-01 | Operating | 2342 | GEN4 (115) | 55015 4 | 115
MA | Dighton | 55026 | 1 |  | 2023 | ARP, RGGI, SIPNOX | 3095 | 1 |  | Bristol County | MA005 | 5 | Electric Utility | 41.8312 | -71.1239 | Dighton Power, LLC (Owner),Dighton Power, LLC (Operator) | Phase 2 |  | Combined cycle | Pipeline Natural Gas |  |  | Selective Catalytic Reduction |  |  | 1999-05-03 | Operating | 1636 | UNT1 (170) | 55026 1 | 170 | Y
WI | Depere Energy Center | 55029 | B01 |  | 2023 | ARP, CSNOX, CSOSG3, CSSO2G1 | 605792 (Ended Oct 02, 2023), 610765 (Started Oct 02, 2023) | 5 |  | Brown County | WI009 | 9 | Electric Utility | 44.4489 | -88.0731 | Wisconsin Public Service Corporation (Owner),Wisconsin Public Service Corporation (Operator) | Phase 2 |  | Combustion turbine | Pipeline Natural Gas | Diesel Oil |  | Water Injection |  |  | 1999-06-01 | Operating | 2193 | CT01 (187.3) | 55029 B01 | 187.3
ME | Androscoggin Energy | 55031 | CT01 |  | 2023 | ARP | 608598 (Ended Jul 11, 2023), 608771 (Started Jul 11, 2023) | 1 | NPCC | Franklin County | ME007 | 7 | Cogeneration | 44.506 | -70.242 | Pixelle Androscoggin LLC (Owner),Pixelle Androscoggin LLC (Operator) | Phase 2 |  | Combustion turbine | Pipeline Natural Gas | Diesel Oil |  | Selective Catalytic Reduction |  |  | 1999-10-24 | Operating | 979 | CT01 (54.6) | 55031 CT01 | 54.6 | Y
ME | Androscoggin Energy | 55031 | CT02 |  | 2023 | ARP | 608598 (Ended Jul 11, 2023), 608771 (Started Jul 11, 2023) | 1 | NPCC | Franklin County | ME007 | 7 | Cogeneration | 44.506 | -70.242 | Pixelle Androscoggin LLC (Owner),Pixelle Androscoggin LLC (Operator) | Phase 2 |  | Combustion turbine | Pipeline Natural Gas | Diesel Oil |  | Selective Catalytic Reduction |  |  | 1999-11-19 | Operating | 979 | CT02 (54.6) | 55031 CT02 | 54.6 | Y
ME | Androscoggin Energy | 55031 | CT03 |  | 2023 | ARP | 608598 (Ended Jul 11, 2023), 608771 (Started Jul 11, 2023) | 1 | NPCC | Franklin County | ME007 | 7 | Cogeneration | 44.506 | -70.242 | Pixelle Androscoggin LLC (Owner),Pixelle Androscoggin LLC (Operator) | Phase 2 |  | Combustion turbine | Pipeline Natural Gas | Diesel Oil |  | Selective Catalytic Reduction |  |  | 2000-07-10 | Operating | 979 | CT03 (54.6) | 55031 CT03 | 54.6 | Y
NM | Rio Bravo Generating Station | 55039 | GT-1 |  | 2023 | ARP | 608871 | 6 |  | Bernalillo County | NM001 | 1 | Electric Utility | 35.026 | -106.644 | Public Service Company of New Mexico (Owner),Public Service Company of New Mexico (Operator) | Phase 2 |  | Combustion turbine | Pipeline Natural Gas | Diesel Oil |  | Dry Low NOx Burners,Water Injection |  |  | 2000-05-15 | Operating | 2600 | GT1 (150) | 55039 GT-1 | 150
GA | Mid-Georgia Cogeneration | 55040 | 1 |  | 2023 | ARP, CSNOX, CSOSG1, CSSO2G2 | 604224 | 4 |  | Houston County | GA153 | 153 | Cogeneration | 32.4853 | -83.6036 | Mid-Georgia Cogeneration, LP (Owner),Mid-Georgia Cogeneration, LP (Operator) | Phase 2 |  | Combined cycle | Pipeline Natural Gas | Diesel Oil |  | Dry Low NOx Burners,Water Injection,Selective Catalytic Reduction |  |  | 1997-10-30 | Operating | 1375 | ST1 (110), CT1 (106.5) | 55040 1 | 161.5 | Y
GA | Mid-Georgia Cogeneration | 55040 | 2 |  | 2023 | ARP, CSNOX, CSOSG1, CSSO2G2 | 604224 | 4 |  | Houston County | GA153 | 153 | Cogeneration | 32.4853 | -83.6036 | Mid-Georgia Cogeneration, LP (Owner),Mid-Georgia Cogeneration, LP (Operator) | Phase 2 |  | Combined cycle | Pipeline Natural Gas | Diesel Oil |  | Dry Low NOx Burners,Water Injection,Selective Catalytic Reduction |  |  | 1998-02-02 | Operating | 1920 | CT2 (106.5), ST1 (110) | 55040 2 | 161.5 | Y
MA | Berkshire Power | 55041 | 1 |  | 2023 | ARP, RGGI, SIPNOX | 604188 | 1 | NPCC | Hampden County | MA013 | 13 | Electric Utility | 42.0476 | -72.6478 | Berkshire Power, LLC (Owner),Berkshire Power Company, LLC. (Owner),ABB Energy Ventures, Inc. (Operator) | Phase 2 |  | Combined cycle | Pipeline Natural Gas |  |  | Selective Catalytic Reduction |  |  | 1999-09-28 | Operating | 2112 | GEN2 (289) | 55041 1 | 289 | Y
CT | Bridgeport Energy | 55042 | BE1 |  | 2023 | ARP, RGGI, SIPNOX | 2709 | 1 |  | Fairfield County | CT001 | 1 | Electric Utility | 41.1692 | -73.1844 | Bridgeport Energy, LLC (Owner),Bridgeport Energy, LLC (Operator) | Phase 2 |  | Combined cycle | Pipeline Natural Gas |  |  | Selective Catalytic Reduction |  |  | 1998-07-27 | Operating | 2100 | GEN3 (180), GEN1 (170) | 55042 BE1 | 260 | Y
CT | Bridgeport Energy | 55042 | BE2 |  | 2023 | ARP, RGGI, SIPNOX | 2709 | 1 |  | Fairfield County | CT001 | 1 | Electric Utility | 41.1692 | -73.1844 | Bridgeport Energy, LLC (Owner),Bridgeport Energy, LLC (Operator) | Phase 2 |  | Combined cycle | Pipeline Natural Gas |  |  | Selective Catalytic Reduction |  |  | 1998-07-27 | Operating | 2100 | GEN2 (170), GEN3 (180) | 55042 BE2 | 260 | Y
SC | Cherokee County Cogen | 55043 | CCCP1 |  | 2023 | ARP, CSNOX, CSSO2G2, SIPNOX | 605624 | 4 |  | Cherokee County | SC021 | 21 | Cogeneration | 35.0727 | -81.613 | Cherokee County Cogen Partners, LP (Owner),Cherokee County Cogen Partners, LP (Operator) | Phase 2 |  | Combined cycle | Pipeline Natural Gas |  |  | Selective Catalytic Reduction |  |  | 1998-07-01 | Operating | 910 | GT1 (76.5), ST1 (41.2) | 55043 CCCP1 | 117.7 | Y
TX | Pasadena Power Plant | 55047 | CG-1 |  | 2023 | ARP, CSOSG2 | 606487 (Ended Apr 25, 2023), 610469 (Started Apr 25, 2023)(Ended Oct 18, 2023), 610771 (Started Oct 18, 2023) | 6 |  | Harris County | TX201 | 201 | Cogeneration | 29.7233 | -95.1769 | Pasadena Cogeneration, LP (Owner),Calpine Operating Services Company, Inc. (Operator) | Phase 2 |  | Combined cycle | Pipeline Natural Gas |  |  | Dry Low NOx Burners,Selective Catalytic Reduction |  |  | 1998-07-01 | Operating | 1910 | STG1 (85), CTG1 (175) | 55047 CG-1 | 260 | Y
TX | Pasadena Power Plant | 55047 | CG-2 |  | 2023 | ARP, CSOSG2 | 606487 (Ended Apr 25, 2023), 610469 (Started Apr 25, 2023)(Ended Oct 18, 2023), 610771 (Started Oct 18, 2023) | 6 |  | Harris County | TX201 | 201 | Cogeneration | 29.7233 | -95.1769 | Pasadena Cogeneration, LP (Owner),Calpine Operating Services Company, Inc. (Operator) | Phase 2 |  | Combined cycle | Pipeline Natural Gas |  |  | Dry Low NOx Burners,Selective Catalytic Reduction |  |  | 2000-07-01 | Operating | 1960 | STG2 (185), CTG2 (185) | 55047 CG-2 | 277.5 | Y
TX | Pasadena Power Plant | 55047 | CG-3 |  | 2023 | ARP, CSOSG2 | 606487 (Ended Apr 25, 2023), 610469 (Started Apr 25, 2023)(Ended Oct 18, 2023), 610771 (Started Oct 18, 2023) | 6 |  | Harris County | TX201 | 201 | Cogeneration | 29.7233 | -95.1769 | Pasadena Cogeneration, LP (Owner),Calpine Operating Services Company, Inc. (Operator) | Phase 2 |  | Combined cycle | Pipeline Natural Gas |  |  | Dry Low NOx Burners,Selective Catalytic Reduction |  |  | 2000-07-01 | Operating | 1980 | CTG3 (185), STG2 (185) | 55047 CG-3 | 277.5 | Y
RI | Tiverton Power, LLC | 55048 | 1 |  | 2023 | ARP, RGGI, SIPNOX | 606300 (Ended Sep 06, 2023), 610563 (Started Sep 06, 2023) | 1 | NPCC | Newport County | RI005 | 5 | Electric Utility | 41.6417 | -71.17 | Tiverton Power LLC (Owner),Tiverton Power LLC (Operator) | Phase 2 |  | Combined cycle | Pipeline Natural Gas |  |  | Selective Catalytic Reduction |  |  | 2000-02-01 | Operating | 2130 | UNT2 (93.2), UNT1 (179.3) | 55048 1 | 272.5 | Y
GA | Tenaska Georgia Generating Station | 55061 | CT1 |  | 2023 | ARP, CSNOX, CSOSG1, CSSO2G2 | 604188 | 4 | SERC | Heard County | GA149 | 149 | Electric Utility | 33.3516 | -84.9996 | Tenaska Georgia Partners, LP (Owner),Tenaska Georgia Partners, LP (Operator) | Phase 2 |  | Combustion turbine | Pipeline Natural Gas | Diesel Oil |  | Dry Low NOx Burners,Water Injection |  |  | 2001-06-01 | Operating | 2586 | GTG1 (183.2) | 55061 CT1 | 183.2
GA | Tenaska Georgia Generating Station | 55061 | CT2 |  | 2023 | ARP, CSNOX, CSOSG1, CSSO2G2 | 604188 | 4 | SERC | Heard County | GA149 | 149 | Electric Utility | 33.3516 | -84.9996 | Tenaska Georgia Partners, LP (Owner),Tenaska Georgia Partners, LP (Operator) | Phase 2 |  | Combustion turbine | Pipeline Natural Gas | Diesel Oil |  | Dry Low NOx Burners,Water Injection |  |  | 2001-08-30 | Operating | 2586 | GTG2 (183.2) | 55061 CT2 | 183.2
GA | Tenaska Georgia Generating Station | 55061 | CT3 |  | 2023 | ARP, CSNOX, CSOSG1, CSSO2G2 | 604188 | 4 | SERC | Heard County | GA149 | 149 | Electric Utility | 33.3516 | -84.9996 | Tenaska Georgia Partners, LP (Owner),Tenaska Georgia Partners, LP (Operator) | Phase 2 |  | Combustion turbine | Pipeline Natural Gas | Diesel Oil |  | Dry Low NOx Burners,Water Injection |  |  | 2001-06-01 | Operating | 2586 | GTG3 (183.2) | 55061 CT3 | 183.2
GA | Tenaska Georgia Generating Station | 55061 | CT4 |  | 2023 | ARP, CSNOX, CSOSG1, CSSO2G2 | 604188 | 4 | SERC | Heard County | GA149 | 149 | Electric Utility | 33.3516 | -84.9996 | Tenaska Georgia Partners, LP (Owner),Tenaska Georgia Partners, LP (Operator) | Phase 2 |  | Combustion turbine | Pipeline Natural Gas | Diesel Oil |  | Dry Low NOx Burners,Water Injection |  |  | 2002-04-01 | Operating | 2586 | GTG4 (183.2) | 55061 CT4 | 183.2
GA | Tenaska Georgia Generating Station | 55061 | CT5 |  | 2023 | ARP, CSNOX, CSOSG1, CSSO2G2 | 604188 | 4 | SERC | Heard County | GA149 | 149 | Electric Utility | 33.3516 | -84.9996 | Tenaska Georgia Partners, LP (Owner),Tenaska Georgia Partners, LP (Operator) | Phase 2 |  | Combustion turbine | Pipeline Natural Gas | Diesel Oil |  | Dry Low NOx Burners,Water Injection |  |  | 2002-04-01 | Operating | 2586 | GTG5 (183.2) | 55061 CT5 | 183.2
GA | Tenaska Georgia Generating Station | 55061 | CT6 |  | 2023 | ARP, CSNOX, CSOSG1, CSSO2G2 | 604188 | 4 | SERC | Heard County | GA149 | 149 | Electric Utility | 33.3516 | -84.9996 | Tenaska Georgia Partners, LP (Owner),Tenaska Georgia Partners, LP (Operator) | Phase 2 |  | Combustion turbine | Pipeline Natural Gas | Diesel Oil |  | Dry Low NOx Burners,Water Injection |  |  | 2002-04-01 | Operating | 2586 | GTG6 (183.2) | 55061 CT6 | 183.2
TX | Tenaska Frontier Generating Station | 55062 | 1 |  | 2023 | ARP, CSOSG2 | 604188 | 6 |  | Grimes County | TX185 | 185 | Electric Utility | 30.5924 | -95.9178 | Tenaska Frontier Partners, Ltd. (Owner),Tenaska Frontier Partners, Ltd. (Operator) | Phase 2 |  | Combined cycle | Pipeline Natural Gas | Diesel Oil |  | Dry Low NOx Burners |  |  | 2000-05-11 | Operating | 2405 | GTG1 (183.2), STG1 (390.1) | 55062 1 | 313.2333
TX | Tenaska Frontier Generating Station | 55062 | 2 |  | 2023 | ARP, CSOSG2 | 604188 | 6 |  | Grimes County | TX185 | 185 | Electric Utility | 30.5924 | -95.9178 | Tenaska Frontier Partners, Ltd. (Owner),Tenaska Frontier Partners, Ltd. (Operator) | Phase 2 |  | Combined cycle | Pipeline Natural Gas | Diesel Oil |  | Dry Low NOx Burners |  |  | 2000-05-21 | Operating | 2405 | GTG2 (183.2), STG1 (390.1) | 55062 2 | 313.2333
TX | Tenaska Frontier Generating Station | 55062 | 3 |  | 2023 | ARP, CSOSG2 | 604188 | 6 |  | Grimes County | TX185 | 185 | Electric Utility | 30.5924 | -95.9178 | Tenaska Frontier Partners, Ltd. (Owner),Tenaska Frontier Partners, Ltd. (Operator) | Phase 2 |  | Combined cycle | Pipeline Natural Gas | Diesel Oil |  | Dry Low NOx Burners |  |  | 2000-05-21 | Operating | 2405 | STG1 (390.1), GTG3 (183.2) | 55062 3 | 313.2333
MS | Batesville Generation Facility | 55063 | 1 |  | 2023 | ARP, CSOSG2 | 609473 | 4 | SERC | Panola County | MS107 | 107 | Electric Utility | 34.3345 | -89.9272 | Cooperative Energy (Owner),Cooperative Energy (Operator) | Phase 2 |  | Combined cycle | Pipeline Natural Gas |  |  | Selective Catalytic Reduction |  |  | 2000-02-20 | Operating | 2300 | CTG1 (184.5), STG1 (112.5) | 55063 1 | 297 | Y
MS | Batesville Generation Facility | 55063 | 2 |  | 2023 | ARP, CSOSG2 | 609473 | 4 | SERC | Panola County | MS107 | 107 | Electric Utility | 34.3345 | -89.9272 | Cooperative Energy (Owner),Cooperative Energy (Operator) | Phase 2 |  | Combined cycle | Pipeline Natural Gas |  |  | Selective Catalytic Reduction |  |  | 2000-03-29 | Operating | 2300 | STG2 (112.5), CTG2 (184.5) | 55063 2 | 297 | Y
MS | Batesville Generation Facility | 55063 | 3 |  | 2023 | ARP, CSOSG2 | 609473 | 4 | SERC | Panola County | MS107 | 107 | Electric Utility | 34.3345 | -89.9272 | Cooperative Energy (Owner),Cooperative Energy (Operator) | Phase 2 |  | Combined cycle | Pipeline Natural Gas |  |  | Selective Catalytic Reduction |  |  | 2000-04-28 | Operating | 2500 | STG3 (112.5), CTG3 (184.5) | 55063 3 | 297 | Y
TX | Blackhawk Station | 55064 | 1 |  | 2023 | ARP, CSOSG2 | 605902 | 6 |  | Hutchinson County | TX233 | 233 | Cogeneration | 35.6957 | -101.36 | Borger Energy Associates, LP (Owner),Borger Energy Associates, LP (Operator) | Phase 2 |  | Combustion turbine | Pipeline Natural Gas | Process Gas |  | Selective Catalytic Reduction,Dry Low NOx Burners |  |  | 1998-08-21 | Operating | 2002 | UNT1 (126.9) | 55064 1 | 126.9 | Y
TX | Blackhawk Station | 55064 | 2 |  | 2023 | ARP, CSOSG2 | 605902 | 6 |  | Hutchinson County | TX233 | 233 | Cogeneration | 35.6957 | -101.36 | Borger Energy Associates, LP (Owner),Borger Energy Associates, LP (Operator) | Phase 2 |  | Combustion turbine | Pipeline Natural Gas | Process Gas |  | Selective Catalytic Reduction,Dry Low NOx Burners |  |  | 1998-08-24 | Operating | 2002 | UNT2B (117), UNT2 (126.9) | 55064 2 | 243.9 | Y
TX | Mustang Station | 55065 | 1 |  | 2023 | ARP, CSOSG2 | 609443 (Ended Jun 21, 2023), 610698 (Started Jun 21, 2023) | 6 |  | Yoakum County | TX501 | 501 | Electric Utility | 32.9728 | -102.7417 | Golden Spread Electric Cooperative, Inc. (Owner),Golden Spread Electric Cooperative, Inc. (Operator) | Phase 2 |  | Combined cycle | Pipeline Natural Gas |  |  | Dry Low NOx Burners |  |  | 1999-04-07 | Operating | 1920 | GEN1 (174.2), GEN3 (172.6) | 55065 1 | 260.5
TX | Mustang Station | 55065 | 2 |  | 2023 | ARP, CSOSG2 | 609443 (Ended Jun 21, 2023), 610698 (Started Jun 21, 2023) | 6 |  | Yoakum County | TX501 | 501 | Electric Utility | 32.9728 | -102.7417 | Golden Spread Electric Cooperative, Inc. (Owner),Golden Spread Electric Cooperative, Inc. (Operator) | Phase 2 |  | Combined cycle | Pipeline Natural Gas |  |  | Dry Low NOx Burners |  |  | 1999-05-03 | Operating | 1920 | GEN3 (172.6), GEN2 (174.2) | 55065 2 | 260.5
ME | Maine Independence Station | 55068 | 1 |  | 2023 | ARP, RGGI | 603383 | 1 |  | Penobscot County | ME019 | 19 | Electric Utility | 44.8236 | -68.7106 | Casco Bay Energy Company, LLC (Owner),Casco Bay Energy Company, LLC (Operator) | Phase 2 |  | Combined cycle | Pipeline Natural Gas |  |  | Dry Low NOx Burners,Selective Catalytic Reduction |  |  | 2000-03-15 | Operating | 1937 | GEN3 (194.6), GEN1 (176.6) | 55068 1 | 273.9 | Y
ME | Maine Independence Station | 55068 | 2 |  | 2023 | ARP, RGGI | 603383 | 1 |  | Penobscot County | ME019 | 19 | Electric Utility | 44.8236 | -68.7106 | Casco Bay Energy Company, LLC (Owner),Casco Bay Energy Company, LLC (Operator) | Phase 2 |  | Combined cycle | Pipeline Natural Gas |  |  | Dry Low NOx Burners,Selective Catalytic Reduction |  |  | 2000-03-22 | Operating | 1937 | GEN2 (176.6), GEN3 (194.6) | 55068 2 | 273.9 | Y
AR | Pine Bluff Energy Center | 55075 | CT-1 |  | 2023 | ARP, CSOSG2 | 604633 | 6 |  | Jefferson County | AR069 | 69 | Cogeneration | 34.2181 | -91.9025 | Pine Bluff Energy, LLC (Owner),Calpine Operating Services Company, Inc. (Operator) | Phase 2 |  | Combined cycle | Pipeline Natural Gas |  |  | Dry Low NOx Burners |  |  | 2001-08-31 | Operating | 2406 | CT01 (180), ST01 (56) | 55075 CT-1 | 236
MS | Red Hills Generation Facility | 55076 | AA001 | CS001 | 2023 | ARP, CSOSG2, MATS | 607049 | 4 |  | Choctaw County | MS019 | 19 | Electric Utility | 33.3761 | -89.2183 | Choctaw Generation Limited Partnership, LLLP (Owner),Choctaw Generation, LP (Operator) | Phase 2 |  | Circulating fluidized bed boiler | Coal | Natural Gas | Fluidized Bed Limestone Injection | Other | Baghouse | Untreated PAC Sorbent Injection | 2001-02-22 | Operating | 3500 | RHGF (513.7) | 55076 AA001 | 513.7
MS | Red Hills Generation Facility | 55076 | AA002 | CS001 | 2023 | ARP, CSOSG2, MATS | 607049 | 4 |  | Choctaw County | MS019 | 19 | Electric Utility | 33.3761 | -89.2183 | Choctaw Generation Limited Partnership, LLLP (Owner),Choctaw Generation, LP (Operator) | Phase 2 |  | Circulating fluidized bed boiler | Coal | Natural Gas | Fluidized Bed Limestone Injection | Other | Baghouse | Untreated PAC Sorbent Injection | 2001-02-14 | Operating | 3500 | RHGF (513.7) | 55076 AA002 | 513.7
NV | Desert Star Energy Center | 55077 | EDE1 |  | 2023 | ARP | 604517 | 9 |  | Clark County | NV003 | 3 | Electric Utility | 35.7867 | -114.9928 | San Diego Gas and Electric Company (Owner),San Diego Gas and Electric Company (Operator) | Phase 2 |  | Combined cycle | Pipeline Natural Gas |  |  | Selective Catalytic Reduction |  |  | 2000-04-19 | Operating | 1925 | ED01 (201), ED03 (196) | 55077 EDE1 | 299 | Y
NV | Desert Star Energy Center | 55077 | EDE2 |  | 2023 | ARP | 604517 | 9 |  | Clark County | NV003 | 3 | Electric Utility | 35.7867 | -114.9928 | San Diego Gas and Electric Company (Owner),San Diego Gas and Electric Company (Operator) | Phase 2 |  | Combined cycle | Pipeline Natural Gas |  |  | Selective Catalytic Reduction |  |  | 2000-04-19 | Operating | 1925 | ED02 (201), ED03 (196) | 55077 EDE2 | 299 | Y
MA | Millennium Power | 55079 | 1 |  | 2023 | ARP, RGGI, SIPNOX | 603354 | 1 | NPCC | Worcester County | MA027 | 27 | Electric Utility | 42.1127 | -72.0152 | Millennium Power Company, LLC (Owner),Millennium Power Company, LLC (Operator) | Phase 2 |  | Combined cycle | Pipeline Natural Gas | Diesel Oil |  | Water Injection,Selective Catalytic Reduction |  |  | 2000-07-17 | Operating | 2842 | ST01 (130), CT01 (230) | 55079 1 | 360 | Y
TN | Brownsville Combustion Turbine Plant | 55081 | AA-001 |  | 2023 | ARP, CSNOX, CSOSG2, CSSO2G1 | 609315 | 4 |  | Haywood County | TN075 | 75 | Electric Utility | 35.5438 | -89.198 | Tennessee Valley Authority (Owner),Tennessee Valley Authority (Operator) | Phase 2 |  | Combustion turbine | Pipeline Natural Gas |  |  | Steam Injection |  |  | 1999-06-07 | Operating | 1510 | 1 (112) | 55081 AA-001 | 112
TN | Brownsville Combustion Turbine Plant | 55081 | AA-002 |  | 2023 | ARP, CSNOX, CSOSG2, CSSO2G1 | 609315 | 4 |  | Haywood County | TN075 | 75 | Electric Utility | 35.5438 | -89.198 | Tennessee Valley Authority (Owner),Tennessee Valley Authority (Operator) | Phase 2 |  | Combustion turbine | Pipeline Natural Gas |  |  | Steam Injection |  |  | 1999-06-07 | Operating | 1460 | 2 (112) | 55081 AA-002 | 112
TN | Brownsville Combustion Turbine Plant | 55081 | AA-003 |  | 2023 | ARP, CSNOX, CSOSG2, CSSO2G1 | 609315 | 4 |  | Haywood County | TN075 | 75 | Electric Utility | 35.5438 | -89.198 | Tennessee Valley Authority (Owner),Tennessee Valley Authority (Operator) | Phase 2 |  | Combustion turbine | Pipeline Natural Gas |  |  | Water Injection |  |  | 1999-06-07 | Operating | 1690 | 3 (118) | 55081 AA-003 | 118
TN | Brownsville Combustion Turbine Plant | 55081 | AA-004 |  | 2023 | ARP, CSNOX, CSOSG2, CSSO2G1 | 609315 | 4 |  | Haywood County | TN075 | 75 | Electric Utility | 35.5438 | -89.198 | Tennessee Valley Authority (Owner),Tennessee Valley Authority (Operator) | Phase 2 |  | Combustion turbine | Pipeline Natural Gas |  |  | Water Injection |  |  | 1999-06-07 | Operating | 1700 | 4 (118) | 55081 AA-004 | 118
TX | Gregory Power Facility | 55086 | 101 |  | 2023 | ARP, CSOSG2 | 602998 | 6 |  | San Patricio County | TX409 | 409 | Cogeneration | 27.8881 | -97.2572 | Gregory Power Partners LLC (Owner),Gregory Power Partners LLC (Operator) | Phase 2 |  | Combined cycle | Pipeline Natural Gas |  |  | Dry Low NOx Burners |  |  | 2000-01-15 | Operating | 2378.1 | GT1A (168), STG (100) | 55086 101 | 268
TX | Gregory Power Facility | 55086 | 102 |  | 2023 | ARP, CSOSG2 | 602998 | 6 |  | San Patricio County | TX409 | 409 | Cogeneration | 27.8881 | -97.2572 | Gregory Power Partners LLC (Owner),Gregory Power Partners LLC (Operator) | Phase 2 |  | Combined cycle | Pipeline Natural Gas |  |  | Dry Low NOx Burners |  |  | 2000-01-15 | Operating | 2318.5 | STG (100), GT1B (168) | 55086 102 | 268
MI | Zeeland Generating Station | 55087 | CC1 |  | 2023 | ARP, CSNOX, CSOSG3, CSSO2G1 | 607360 | 5 |  | Ottawa County | MI139 | 139 | Cogeneration | 42.82 | -85.9988 | Consumers Energy Company (Owner),Consumers Energy Company (Operator) | Phase 2 |  | Combustion turbine | Pipeline Natural Gas |  |  | Dry Low NOx Burners |  |  | 2001-03-01 | Operating | 2204.8 | 1A (154) | 55087 CC1 | 154
MI | Zeeland Generating Station | 55087 | CC2 |  | 2023 | ARP, CSNOX, CSOSG3, CSSO2G1 | 607360 | 5 |  | Ottawa County | MI139 | 139 | Cogeneration | 42.82 | -85.9988 | Consumers Energy Company (Owner),Consumers Energy Company (Operator) | Phase 2 |  | Combustion turbine | Pipeline Natural Gas |  |  | Dry Low NOx Burners |  |  | 2001-03-01 | Operating | 2204.8 | 1B (154) | 55087 CC2 | 154
MI | Zeeland Generating Station | 55087 | CC3 |  | 2023 | ARP, CSNOX, CSOSG3, CSSO2G1 | 607360 | 5 |  | Ottawa County | MI139 | 139 | Cogeneration | 42.82 | -85.9988 | Consumers Energy Company (Owner),Consumers Energy Company (Operator) | Phase 2 |  | Combined cycle | Pipeline Natural Gas |  |  | Dry Low NOx Burners,Selective Catalytic Reduction |  |  | 2002-04-11 | Operating | 2323 | 2C (213.3), 2A (171) | 55087 CC3 | 277.65 | Y
MI | Zeeland Generating Station | 55087 | CC4 |  | 2023 | ARP, CSNOX, CSOSG3, CSSO2G1 | 607360 | 5 |  | Ottawa County | MI139 | 139 | Cogeneration | 42.82 | -85.9988 | Consumers Energy Company (Owner),Consumers Energy Company (Operator) | Phase 2 |  | Combined cycle | Pipeline Natural Gas |  |  | Dry Low NOx Burners,Selective Catalytic Reduction |  |  | 2002-04-20 | Operating | 2345 | 2B (171), 2C (213.3) | 55087 CC4 | 277.65 | Y
MI | Dearborn Industrial Generation | 55088 | BL1100 |  | 2023 | ARP, CSNOX, CSOSG3, CSSO2G1 | 3137 (Ended May 31, 2023), 610686 (Started May 31, 2023) | 5 |  | Wayne County | MI163 | 163 | Electric Utility | 42.3026 | -83.154 | Dearborn Industrial Generation, LLC (Owner),Dearborn Industrial Generation, LLC (Operator) | Phase 2 |  | Other boiler | Other Gas | Pipeline Natural Gas |  | Low NOx Burner Technology (Dry Bottom only) |  |  | 2001-06-01 | Operating | 835 | ST1 (189) | 55088 BL1100 | 189
MI | Dearborn Industrial Generation | 55088 | BL2100 |  | 2023 | ARP, CSNOX, CSOSG3, CSSO2G1 | 3137 (Ended May 31, 2023), 610686 (Started May 31, 2023) | 5 |  | Wayne County | MI163 | 163 | Electric Utility | 42.3026 | -83.154 | Dearborn Industrial Generation, LLC (Owner),Dearborn Industrial Generation, LLC (Operator) | Phase 2 |  | Other boiler | Other Gas | Pipeline Natural Gas |  | Low NOx Burner Technology (Dry Bottom only) |  |  | 2001-06-01 | Operating | 746.7 | ST1 (189) | 55088 BL2100 | 189
MI | Dearborn Industrial Generation | 55088 | BL3100 |  | 2023 | ARP, CSNOX, CSOSG3, CSSO2G1 | 3137 (Ended May 31, 2023), 610686 (Started May 31, 2023) | 5 |  | Wayne County | MI163 | 163 | Electric Utility | 42.3026 | -83.154 | Dearborn Industrial Generation, LLC (Owner),Dearborn Industrial Generation, LLC (Operator) | Phase 2 |  | Other boiler | Other Gas | Pipeline Natural Gas |  | Low NOx Burner Technology (Dry Bottom only) |  |  | 2001-06-01 | Operating | 746.7 | ST1 (189) | 55088 BL3100 | 189
MI | Dearborn Industrial Generation | 55088 | GT2100 |  | 2023 | ARP, CSNOX, CSOSG3, CSSO2G1 | 3137 (Ended May 31, 2023), 610686 (Started May 31, 2023) | 5 |  | Wayne County | MI163 | 163 | Electric Utility | 42.3026 | -83.154 | Dearborn Industrial Generation, LLC (Owner),Dearborn Industrial Generation, LLC (Operator) | Phase 2 |  | Combined cycle | Pipeline Natural Gas |  |  | Dry Low NOx Burners |  |  | 2001-06-01 | Operating | 2164 | GT1 (166.5), ST1 (189) | 55088 GT2100 | 261
MI | Dearborn Industrial Generation | 55088 | GT3100 |  | 2023 | ARP, CSNOX, CSOSG3, CSSO2G1 | 3137 (Ended May 31, 2023), 610686 (Started May 31, 2023) | 5 |  | Wayne County | MI163 | 163 | Electric Utility | 42.3026 | -83.154 | Dearborn Industrial Generation, LLC (Owner),Dearborn Industrial Generation, LLC (Operator) | Phase 2 |  | Combined cycle | Pipeline Natural Gas |  |  | Dry Low NOx Burners |  |  | 2001-06-01 | Operating | 3210 | ST1 (189), GT2 (166.5) | 55088 GT3100 | 261
MI | Dearborn Industrial Generation | 55088 | GTP1 |  | 2023 | ARP, CSNOX, CSOSG3, CSSO2G1 | 3137 (Ended May 31, 2023), 610686 (Started May 31, 2023) | 5 |  | Wayne County | MI163 | 163 | Electric Utility | 42.3026 | -83.154 | Dearborn Industrial Generation, LLC (Owner),Dearborn Industrial Generation, LLC (Operator) | Phase 2 |  | Combustion turbine | Pipeline Natural Gas |  |  | Dry Low NOx Burners |  |  | 1999-08-01 | Operating | 2410 | GTP1 (170) | 55088 GTP1 | 170
LA | Taft Cogeneration Facility | 55089 | CT1 |  | 2023 | ARP, CSOSG2E | 610401 | 6 |  | St. Charles Parish | LA089 | 89 | Cogeneration | 29.9861 | -90.4575 | Occidental Chemical Corporation (Owner),Occidental Chemical Corporation (Operator) | Phase 2 |  | Combined cycle | Pipeline Natural Gas | Other Gas |  | Dry Low NOx Burners |  |  | 2002-07-15 | Operating | 2385 | CT1 (178.5), ST1 (358.7) | 55089 CT1 | 298.0667
LA | Taft Cogeneration Facility | 55089 | CT2 |  | 2023 | ARP, CSOSG2E | 610401 | 6 |  | St. Charles Parish | LA089 | 89 | Cogeneration | 29.9861 | -90.4575 | Occidental Chemical Corporation (Owner),Occidental Chemical Corporation (Operator) | Phase 2 |  | Combined cycle | Pipeline Natural Gas | Other Gas |  | Dry Low NOx Burners |  |  | 2002-08-09 | Operating | 2385 | CT2 (178.5), ST1 (358.7) | 55089 CT2 | 298.0667
LA | Taft Cogeneration Facility | 55089 | CT3 |  | 2023 | ARP, CSOSG2E | 610401 | 6 |  | St. Charles Parish | LA089 | 89 | Cogeneration | 29.9861 | -90.4575 | Occidental Chemical Corporation (Owner),Occidental Chemical Corporation (Operator) | Phase 2 |  | Combined cycle | Pipeline Natural Gas | Other Gas |  | Dry Low NOx Burners |  |  | 2002-09-06 | Operating | 2385 | ST1 (358.7), CT3 (178.5) | 55089 CT3 | 298.0667
TX | Midlothian Energy | 55091 | STK1 |  | 2023 | ARP, CSOSG2 | 603383 | 6 | ERCOT | Ellis County | TX139 | 139 | Electric Utility | 32.4302 | -97.0537 | Midlothian Energy, LLC (Owner),Midlothian Energy, LLC (Operator) | Phase 2 |  | Combined cycle | Pipeline Natural Gas | Diesel Oil |  | Dry Low NOx Burners,Water Injection,Selective Catalytic Reduction |  |  | 2000-05-16 | Operating | 2140 | STK1 (289) | 55091 STK1 | 289 | Y
TX | Midlothian Energy | 55091 | STK2 |  | 2023 | ARP, CSOSG2 | 603383 | 6 | ERCOT | Ellis County | TX139 | 139 | Electric Utility | 32.4302 | -97.0537 | Midlothian Energy, LLC (Owner),Midlothian Energy, LLC (Operator) | Phase 2 |  | Combined cycle | Pipeline Natural Gas | Diesel Oil |  | Dry Low NOx Burners,Water Injection,Selective Catalytic Reduction |  |  | 2000-05-25 | Operating | 2140 | STK2 (289) | 55091 STK2 | 289 | Y
TX | Midlothian Energy | 55091 | STK3 |  | 2023 | ARP, CSOSG2 | 603383 | 6 | ERCOT | Ellis County | TX139 | 139 | Electric Utility | 32.4302 | -97.0537 | Midlothian Energy, LLC (Owner),Midlothian Energy, LLC (Operator) | Phase 2 |  | Combined cycle | Pipeline Natural Gas | Diesel Oil |  | Dry Low NOx Burners,Water Injection,Selective Catalytic Reduction |  |  | 2000-07-28 | Operating | 2140 | STK3 (289) | 55091 STK3 | 289 | Y
TX | Midlothian Energy | 55091 | STK4 |  | 2023 | ARP, CSOSG2 | 603383 | 6 | ERCOT | Ellis County | TX139 | 139 | Electric Utility | 32.4302 | -97.0537 | Midlothian Energy, LLC (Owner),Midlothian Energy, LLC (Operator) | Phase 2 |  | Combined cycle | Pipeline Natural Gas |  |  | Dry Low NOx Burners,Selective Catalytic Reduction |  |  | 2000-09-12 | Operating | 2140 | STK4 (289) | 55091 STK4 | 289 | Y
TX | Midlothian Energy | 55091 | STK5 |  | 2023 | ARP, CSOSG2 | 603383 | 6 | ERCOT | Ellis County | TX139 | 139 | Electric Utility | 32.4302 | -97.0537 | Midlothian Energy, LLC (Owner),Midlothian Energy, LLC (Operator) | Phase 2 |  | Combined cycle | Pipeline Natural Gas |  |  | Dry Low NOx Burners,Selective Catalytic Reduction |  |  | 2001-08-07 | Operating | 2520 | STK5 (289) | 55091 STK5 | 289 | Y
TX | Midlothian Energy | 55091 | STK6 |  | 2023 | ARP, CSOSG2 | 603383 | 6 | ERCOT | Ellis County | TX139 | 139 | Electric Utility | 32.4302 | -97.0537 | Midlothian Energy, LLC (Owner),Midlothian Energy, LLC (Operator) | Phase 2 |  | Combined cycle | Pipeline Natural Gas |  |  | Dry Low NOx Burners,Selective Catalytic Reduction |  |  | 2001-09-18 | Operating | 2520 | STK6 (289) | 55091 STK6 | 289 | Y
TX | Lamar Power Plant | 55097 | 1 |  | 2023 | ARP, CSOSG2 | 603383 | 6 |  | Lamar County | TX277 | 277 | Electric Utility | 33.6314 | -95.589 | La Frontera Holdings, LLC (Owner),Luminant Generation Company LLC (Operator) | Phase 2 |  | Combined cycle | Pipeline Natural Gas |  |  | Dry Low NOx Burners |  |  | 2000-05-01 | Operating | 2116 | CTG1 (171.7), STG1 (202) | 55097 1 | 272.7
TX | Lamar Power Plant | 55097 | 2 |  | 2023 | ARP, CSOSG2 | 603383 | 6 |  | Lamar County | TX277 | 277 | Electric Utility | 33.6314 | -95.589 | La Frontera Holdings, LLC (Owner),Luminant Generation Company LLC (Operator) | Phase 2 |  | Combined cycle | Pipeline Natural Gas |  |  | Dry Low NOx Burners |  |  | 2000-05-01 | Operating | 2116 | CTG2 (171.7), STG1 (202) | 55097 2 | 272.7
TX | Lamar Power Plant | 55097 | 3 |  | 2023 | ARP, CSOSG2 | 603383 | 6 |  | Lamar County | TX277 | 277 | Electric Utility | 33.6314 | -95.589 | La Frontera Holdings, LLC (Owner),Luminant Generation Company LLC (Operator) | Phase 2 |  | Combined cycle | Pipeline Natural Gas |  |  | Dry Low NOx Burners |  |  | 2000-12-01 | Operating | 2116 | CTG3 (171.7), STG2 (202) | 55097 3 | 272.7
TX | Lamar Power Plant | 55097 | 4 |  | 2023 | ARP, CSOSG2 | 603383 | 6 |  | Lamar County | TX277 | 277 | Electric Utility | 33.6314 | -95.589 | La Frontera Holdings, LLC (Owner),Luminant Generation Company LLC (Operator) | Phase 2 |  | Combined cycle | Pipeline Natural Gas |  |  | Dry Low NOx Burners |  |  | 2000-12-01 | Operating | 2116 | STG2 (202), CTG4 (171.7) | 55097 4 | 272.7
TX | Frontera Generation Facility | 55098 | 1 |  | 2023 | ARP, CSOSG2 | 605110 | 6 |  | Hidalgo County | TX215 | 215 | Electric Utility | 26.208 | -98.3992 | Frontera Generation, LP (Owner),Frontera Generation, LP (Operator) | Phase 2 |  | Combined cycle | Pipeline Natural Gas |  |  | Dry Low NOx Burners |  |  | 1999-07-03 | Operating | 1860 | GEN1 (172), GEN3 (185) | 55098 1 | 264.5
TX | Frontera Generation Facility | 55098 | 2 |  | 2023 | ARP, CSOSG2 | 605110 | 6 |  | Hidalgo County | TX215 | 215 | Electric Utility | 26.208 | -98.3992 | Frontera Generation, LP (Owner),Frontera Generation, LP (Operator) | Phase 2 |  | Combined cycle | Pipeline Natural Gas |  |  | Dry Low NOx Burners |  |  | 1999-07-28 | Operating | 1860 | GEN3 (185), GEN2 (172) | 55098 2 | 264.5
ME | Rumford Power | 55100 | 1 |  | 2023 | ARP, RGGI | 604345 | 1 | NPCC | Oxford County | ME017 | 17 | Electric Utility | 44.5303 | -70.5219 | Rumford Power, Inc (Owner),Rumford Power, Inc (Operator) | Phase 2 |  | Combined cycle | Pipeline Natural Gas |  |  | Selective Catalytic Reduction |  |  | 2000-07-06 | Operating | 1975 | UNT2 (93.5), UNT1 (179.4) | 55100 1 | 272.9 | Y
MI | Kalamazoo River Generating Station | 55101 | 1 |  | 2023 | ARP, CSNOX, CSOSG3, CSSO2G1 | 3137 (Ended May 31, 2023), 610686 (Started May 31, 2023) | 5 |  | Kalamazoo County | MI077 | 77 | Electric Utility | 42.2797 | -85.4922 | CMS Generation Michigan Power, LLC (Owner),CMS Generation Michigan Power, LLC (Operator) | Phase 2 |  | Combustion turbine | Pipeline Natural Gas |  |  | Other |  |  | 1999-06-10 | Operating | 1200 | 1 (73.5), 1 (73.5) | 55101 1 | 147
MI | Livingston Generating Station | 55102 | 1 |  | 2023 | ARP, CSNOX, CSOSG3, CSSO2G1 | 3137 (Ended May 31, 2023), 610686 (Started May 31, 2023) | 5 |  | Otsego County | MI137 | 137 | Electric Utility | 45.0291 | -84.7332 | CMS Generation Michigan Power, LLC (Owner),CMS Generation Michigan Power, LLC (Operator) | Phase 2 |  | Combustion turbine | Pipeline Natural Gas |  |  | Water Injection |  |  | 1999-06-07 | Operating | 550 | 1 (42.9) | 55102 1 | 42.9
MI | Livingston Generating Station | 55102 | 2 |  | 2023 | ARP, CSNOX, CSOSG3, CSSO2G1 | 3137 (Ended May 31, 2023), 610686 (Started May 31, 2023) | 5 |  | Otsego County | MI137 | 137 | Electric Utility | 45.0291 | -84.7332 | CMS Generation Michigan Power, LLC (Owner),CMS Generation Michigan Power, LLC (Operator) | Phase 2 |  | Combustion turbine | Pipeline Natural Gas |  |  | Water Injection |  |  | 1999-06-07 | Operating | 550 | 2 (42.4) | 55102 2 | 42.4
MI | Livingston Generating Station | 55102 | 3 |  | 2023 | ARP, CSNOX, CSOSG3, CSSO2G1 | 3137 (Ended May 31, 2023), 610686 (Started May 31, 2023) | 5 |  | Otsego County | MI137 | 137 | Electric Utility | 45.0291 | -84.7332 | CMS Generation Michigan Power, LLC (Owner),CMS Generation Michigan Power, LLC (Operator) | Phase 2 |  | Combustion turbine | Pipeline Natural Gas |  |  | Water Injection |  |  | 1999-06-07 | Operating | 550 | 3 (42.4) | 55102 3 | 42.4
MI | Livingston Generating Station | 55102 | 4 |  | 2023 | ARP, CSNOX, CSOSG3, CSSO2G1 | 3137 (Ended May 31, 2023), 610686 (Started May 31, 2023) | 5 |  | Otsego County | MI137 | 137 | Electric Utility | 45.0291 | -84.7332 | CMS Generation Michigan Power, LLC (Owner),CMS Generation Michigan Power, LLC (Operator) | Phase 2 |  | Combustion turbine | Pipeline Natural Gas |  |  | Water Injection |  |  | 1999-06-07 | Operating | 550 | 4 (42.4) | 55102 4 | 42.4
OR | Klamath Cogeneration Project | 55103 | CT1 |  | 2023 | ARP | 610050 | 10 |  | Klamath County | OR035 | 35 | Cogeneration | 42.174 | -121.8112 | Klamath Energy, LLC (Owner),Klamath Energy, LLC (Operator) | Phase 2 |  | Combined cycle | Pipeline Natural Gas |  |  | Selective Catalytic Reduction |  |  | 2001-05-18 | Operating | 2100 | ST1 (178.5), CT1 (161.5) | 55103 CT1 | 250.75 | Y
OR | Klamath Cogeneration Project | 55103 | CT2 |  | 2023 | ARP | 610050 | 10 |  | Klamath County | OR035 | 35 | Cogeneration | 42.174 | -121.8112 | Klamath Energy, LLC (Owner),Klamath Energy, LLC (Operator) | Phase 2 |  | Combined cycle | Pipeline Natural Gas |  |  | Selective Catalytic Reduction |  |  | 2001-05-18 | Operating | 2100 | CT2 (161.5), ST1 (178.5) | 55103 CT2 | 250.75 | Y
RI | Rhode Island State Energy Center | 55107 | RISEP1 |  | 2023 | ARP, RGGI, SIPNOX | 608604 (Ended Aug 17, 2023), 610755 (Started Aug 17, 2023) | 1 |  | Providence County | RI007 | 7 | Electric Utility | 41.8017 | -71.5186 | Rhode Island State Energy Center, LP (Owner),NextEra Energy Operating Services, LLC (Operator) | Phase 2 |  | Combined cycle | Pipeline Natural Gas |  |  | Dry Low NOx Burners,Selective Catalytic Reduction |  |  | 2002-07-29 | Operating | 2294.6 | CTG1 (196), STG1 (204) | 55107 RISEP1 | 298 | Y
RI | Rhode Island State Energy Center | 55107 | RISEP2 |  | 2023 | ARP, RGGI, SIPNOX | 608604 (Ended Aug 17, 2023), 610755 (Started Aug 17, 2023) | 1 |  | Providence County | RI007 | 7 | Electric Utility | 41.8017 | -71.5186 | Rhode Island State Energy Center, LP (Owner),NextEra Energy Operating Services, LLC (Operator) | Phase 2 |  | Combined cycle | Pipeline Natural Gas |  |  | Dry Low NOx Burners,Selective Catalytic Reduction |  |  | 2002-08-03 | Operating | 2294.6 | CTG2 (196), STG1 (204) | 55107 RISEP2 | 298 | Y
IL | Rocky Road Power, LLC | 55109 | T1 |  | 2023 | ARP, CSNOX, CSOSG3, CSSO2G1 | 609316 | 5 |  | Kane County | IL089 | 89 | Electric Utility | 42.0931 | -88.2397 | Rocky Road Power, LLC (Owner),Rocky Road Power, LLC (Operator) | Phase 2 |  | Combustion turbine | Pipeline Natural Gas |  |  | Dry Low NOx Burners |  |  | 1999-06-18 | Operating | 1439 | TG1 (121) | 55109 T1 | 121
IL | Rocky Road Power, LLC | 55109 | T2 |  | 2023 | ARP, CSNOX, CSOSG3, CSSO2G1 | 609316 | 5 |  | Kane County | IL089 | 89 | Electric Utility | 42.0931 | -88.2397 | Rocky Road Power, LLC (Owner),Rocky Road Power, LLC (Operator) | Phase 2 |  | Combustion turbine | Pipeline Natural Gas |  |  | Dry Low NOx Burners |  |  | 1999-06-18 | Operating | 1439 | TG2 (121) | 55109 T2 | 121
IL | Rocky Road Power, LLC | 55109 | T3 |  | 2023 | ARP, CSNOX, CSOSG3, CSSO2G1 | 609316 | 5 |  | Kane County | IL089 | 89 | Electric Utility | 42.0931 | -88.2397 | Rocky Road Power, LLC (Owner),Rocky Road Power, LLC (Operator) | Phase 2 |  | Combustion turbine | Pipeline Natural Gas |  |  | Water Injection |  |  | 1999-06-18 | Operating | 367 | TG3 (35) | 55109 T3 | 35
IL | Rocky Road Power, LLC | 55109 | T4 |  | 2023 | ARP, CSNOX, CSOSG3, CSSO2G1 | 609316 | 5 |  | Kane County | IL089 | 89 | Electric Utility | 42.0931 | -88.2397 | Rocky Road Power, LLC (Owner),Rocky Road Power, LLC (Operator) | Phase 2 |  | Combustion turbine | Pipeline Natural Gas |  |  | Dry Low NOx Burners |  |  | 2000-06-01 | Operating | 1439 | T4 (121) | 55109 T4 | 121
OH | Madison Generating Station | 55110 | 1 |  | 2023 | ARP, CSNOX, CSOSG3, CSSO2G1 | 609289 | 5 |  | Butler County | OH017 | 17 | Electric Utility | 39.4522 | -84.465 | Duke Energy Corporation (Owner),Duke Energy Corporation (Operator) | Phase 2 |  | Combustion turbine | Pipeline Natural Gas |  |  | Dry Low NOx Burners |  |  | 2000-05-29 | Operating | 1169 | CT1 (84.7) | 55110 1 | 84.7
OH | Madison Generating Station | 55110 | 2 |  | 2023 | ARP, CSNOX, CSOSG3, CSSO2G1 | 609289 | 5 |  | Butler County | OH017 | 17 | Electric Utility | 39.4522 | -84.465 | Duke Energy Corporation (Owner),Duke Energy Corporation (Operator) | Phase 2 |  | Combustion turbine | Pipeline Natural Gas |  |  | Dry Low NOx Burners |  |  | 2000-05-29 | Operating | 1169 | CT2 (84.7) | 55110 2 | 84.7
OH | Madison Generating Station | 55110 | 3 |  | 2023 | ARP, CSNOX, CSOSG3, CSSO2G1 | 609289 | 5 |  | Butler County | OH017 | 17 | Electric Utility | 39.4522 | -84.465 | Duke Energy Corporation (Owner),Duke Energy Corporation (Operator) | Phase 2 |  | Combustion turbine | Pipeline Natural Gas |  |  | Dry Low NOx Burners |  |  | 2000-05-29 | Operating | 1169 | CT3 (84.7) | 55110 3 | 84.7
OH | Madison Generating Station | 55110 | 4 |  | 2023 | ARP, CSNOX, CSOSG3, CSSO2G1 | 609289 | 5 |  | Butler County | OH017 | 17 | Electric Utility | 39.4522 | -84.465 | Duke Energy Corporation (Owner),Duke Energy Corporation (Operator) | Phase 2 |  | Combustion turbine | Pipeline Natural Gas |  |  | Dry Low NOx Burners |  |  | 2000-05-29 | Operating | 1169 | CT4 (84.7) | 55110 4 | 84.7
OH | Madison Generating Station | 55110 | 5 |  | 2023 | ARP, CSNOX, CSOSG3, CSSO2G1 | 609289 | 5 |  | Butler County | OH017 | 17 | Electric Utility | 39.4522 | -84.465 | Duke Energy Corporation (Owner),Duke Energy Corporation (Operator) | Phase 2 |  | Combustion turbine | Pipeline Natural Gas |  |  | Dry Low NOx Burners |  |  | 2000-06-15 | Operating | 1169 | CT5 (84.7) | 55110 5 | 84.7
OH | Madison Generating Station | 55110 | 6 |  | 2023 | ARP, CSNOX, CSOSG3, CSSO2G1 | 609289 | 5 |  | Butler County | OH017 | 17 | Electric Utility | 39.4522 | -84.465 | Duke Energy Corporation (Owner),Duke Energy Corporation (Operator) | Phase 2 |  | Combustion turbine | Pipeline Natural Gas |  |  | Dry Low NOx Burners |  |  | 2000-06-29 | Operating | 1169 | CT6 (84.7) | 55110 6 | 84.7
OH | Madison Generating Station | 55110 | 7 |  | 2023 | ARP, CSNOX, CSOSG3, CSSO2G1 | 609289 | 5 |  | Butler County | OH017 | 17 | Electric Utility | 39.4522 | -84.465 | Duke Energy Corporation (Owner),Duke Energy Corporation (Operator) | Phase 2 |  | Combustion turbine | Pipeline Natural Gas |  |  | Dry Low NOx Burners |  |  | 2000-06-15 | Operating | 1169 | CT7 (84.7) | 55110 7 | 84.7
OH | Madison Generating Station | 55110 | 8 |  | 2023 | ARP, CSNOX, CSOSG3, CSSO2G1 | 609289 | 5 |  | Butler County | OH017 | 17 | Electric Utility | 39.4522 | -84.465 | Duke Energy Corporation (Owner),Duke Energy Corporation (Operator) | Phase 2 |  | Combustion turbine | Pipeline Natural Gas |  |  | Dry Low NOx Burners |  |  | 2000-06-29 | Operating | 1169 | CT8 (84.7) | 55110 8 | 84.7
IN | Vermillion Generating Station | 55111 | 1 |  | 2023 | ARP, CSNOX, CSOSG3, CSSO2G1 | 609289 | 5 |  | Vermillion County | IN165 | 165 | Electric Utility | 39.9208 | -87.445 | Wabash Valley Power Alliance (Owner),Duke Energy Indiana, LLC (Owner),Duke Energy Indiana, LLC (Operator) | Phase 2 |  | Combustion turbine | Pipeline Natural Gas |  |  | Dry Low NOx Burners |  |  | 2000-03-16 | Operating | 1272 | CT1 (80) | 55111 1 | 80
IN | Vermillion Generating Station | 55111 | 2 |  | 2023 | ARP, CSNOX, CSOSG3, CSSO2G1 | 609289 | 5 |  | Vermillion County | IN165 | 165 | Electric Utility | 39.9208 | -87.445 | Wabash Valley Power Alliance (Owner),Duke Energy Indiana, LLC (Owner),Duke Energy Indiana, LLC (Operator) | Phase 2 |  | Combustion turbine | Pipeline Natural Gas |  |  | Dry Low NOx Burners |  |  | 2000-03-23 | Operating | 1272 | CT2 (80) | 55111 2 | 80
IN | Vermillion Generating Station | 55111 | 3 |  | 2023 | ARP, CSNOX, CSOSG3, CSSO2G1 | 609289 | 5 |  | Vermillion County | IN165 | 165 | Electric Utility | 39.9208 | -87.445 | Wabash Valley Power Alliance (Owner),Duke Energy Indiana, LLC (Owner),Duke Energy Indiana, LLC (Operator) | Phase 2 |  | Combustion turbine | Pipeline Natural Gas |  |  | Dry Low NOx Burners |  |  | 2000-04-11 | Operating | 1272 | CT3 (80) | 55111 3 | 80
IN | Vermillion Generating Station | 55111 | 4 |  | 2023 | ARP, CSNOX, CSOSG3, CSSO2G1 | 609289 | 5 |  | Vermillion County | IN165 | 165 | Electric Utility | 39.9208 | -87.445 | Wabash Valley Power Alliance (Owner),Duke Energy Indiana, LLC (Owner),Duke Energy Indiana, LLC (Operator) | Phase 2 |  | Combustion turbine | Pipeline Natural Gas |  |  | Dry Low NOx Burners |  |  | 2000-04-14 | Operating | 1272 | CT4 (80) | 55111 4 | 80
IN | Vermillion Generating Station | 55111 | 5 |  | 2023 | ARP, CSNOX, CSOSG3, CSSO2G1 | 609289 | 5 |  | Vermillion County | IN165 | 165 | Electric Utility | 39.9208 | -87.445 | Wabash Valley Power Alliance (Owner),Duke Energy Indiana, LLC (Owner),Duke Energy Indiana, LLC (Operator) | Phase 2 |  | Combustion turbine | Pipeline Natural Gas |  |  | Dry Low NOx Burners |  |  | 2000-04-20 | Operating | 1272 | CT5 (80) | 55111 5 | 80
IN | Vermillion Generating Station | 55111 | 6 |  | 2023 | ARP, CSNOX, CSOSG3, CSSO2G1 | 609289 | 5 |  | Vermillion County | IN165 | 165 | Electric Utility | 39.9208 | -87.445 | Wabash Valley Power Alliance (Owner),Duke Energy Indiana, LLC (Owner),Duke Energy Indiana, LLC (Operator) | Phase 2 |  | Combustion turbine | Pipeline Natural Gas |  |  | Dry Low NOx Burners |  |  | 2000-04-29 | Operating | 1272 | CT6 (80) | 55111 6 | 80
IN | Vermillion Generating Station | 55111 | 7 |  | 2023 | ARP, CSNOX, CSOSG3, CSSO2G1 | 609289 | 5 |  | Vermillion County | IN165 | 165 | Electric Utility | 39.9208 | -87.445 | Wabash Valley Power Alliance (Owner),Duke Energy Indiana, LLC (Owner),Duke Energy Indiana, LLC (Operator) | Phase 2 |  | Combustion turbine | Pipeline Natural Gas |  |  | Dry Low NOx Burners |  |  | 2000-05-08 | Operating | 1272 | CT7 (80) | 55111 7 | 80
IN | Vermillion Generating Station | 55111 | 8 |  | 2023 | ARP, CSNOX, CSOSG3, CSSO2G1 | 609289 | 5 |  | Vermillion County | IN165 | 165 | Electric Utility | 39.9208 | -87.445 | Wabash Valley Power Alliance (Owner),Duke Energy Indiana, LLC (Owner),Duke Energy Indiana, LLC (Operator) | Phase 2 |  | Combustion turbine | Pipeline Natural Gas |  |  | Dry Low NOx Burners |  |  | 2000-05-15 | Operating | 1272 | CT8 (80) | 55111 8 | 80
CA | Calpine Sutter Energy Center | 55112 | CT01 |  | 2023 | ARP | 606775 | 9 |  | Sutter County | CA101 | 101 | Electric Utility | 39.0531 | -121.6939 | Calpine Corporation (Owner),Calpine Corporation (Operator) | Phase 2 |  | Combined cycle | Pipeline Natural Gas |  |  | Dry Low NOx Burners,Selective Catalytic Reduction |  |  | 2001-04-02 | Operating | 2070 | CT01 (212), ST01 (212) | 55112 CT01 | 318 | Y
CA | Calpine Sutter Energy Center | 55112 | CT02 |  | 2023 | ARP | 606775 | 9 |  | Sutter County | CA101 | 101 | Electric Utility | 39.0531 | -121.6939 | Calpine Corporation (Owner),Calpine Corporation (Operator) | Phase 2 |  | Combined cycle | Pipeline Natural Gas |  |  | Dry Low NOx Burners,Selective Catalytic Reduction |  |  | 2001-04-11 | Operating | 2070 | ST01 (212), CT02 (212) | 55112 CT02 | 318 | Y
NC | Rockingham County Combustion Turbine | 55116 | CT1 |  | 2023 | ARP, CSNOX, CSSO2G1, SIPNOX | 609197 (Ended Feb 24, 2023), 608414 (Started Feb 24, 2023) | 4 |  | Rockingham County | NC157 | 157 | Electric Utility | 36.3297 | -79.8297 | Duke Energy Corporation (Owner),Duke Energy Corporation (Operator) | Phase 2 |  | Combustion turbine | Pipeline Natural Gas | Diesel Oil |  | Dry Low NOx Burners,Water Injection |  |  | 2000-05-30 | Operating | 1920 | CT1 (180) | 55116 CT1 | 180
NC | Rockingham County Combustion Turbine | 55116 | CT2 |  | 2023 | ARP, CSNOX, CSSO2G1, SIPNOX | 609197 (Ended Feb 24, 2023), 608414 (Started Feb 24, 2023) | 4 |  | Rockingham County | NC157 | 157 | Electric Utility | 36.3297 | -79.8297 | Duke Energy Corporation (Owner),Duke Energy Corporation (Operator) | Phase 2 |  | Combustion turbine | Pipeline Natural Gas | Diesel Oil |  | Dry Low NOx Burners,Water Injection |  |  | 2000-06-12 | Operating | 1920 | CT2 (180) | 55116 CT2 | 180
NC | Rockingham County Combustion Turbine | 55116 | CT3 |  | 2023 | ARP, CSNOX, CSSO2G1, SIPNOX | 609197 (Ended Feb 24, 2023), 608414 (Started Feb 24, 2023) | 4 |  | Rockingham County | NC157 | 157 | Electric Utility | 36.3297 | -79.8297 | Duke Energy Corporation (Owner),Duke Energy Corporation (Operator) | Phase 2 |  | Combustion turbine | Pipeline Natural Gas | Diesel Oil |  | Dry Low NOx Burners,Water Injection |  |  | 2000-06-27 | Operating | 1920 | CT3 (180) | 55116 CT3 | 180
NC | Rockingham County Combustion Turbine | 55116 | CT4 |  | 2023 | ARP, CSNOX, CSSO2G1, SIPNOX | 609197 (Ended Feb 24, 2023), 608414 (Started Feb 24, 2023) | 4 |  | Rockingham County | NC157 | 157 | Electric Utility | 36.3297 | -79.8297 | Duke Energy Corporation (Owner),Duke Energy Corporation (Operator) | Phase 2 |  | Combustion turbine | Pipeline Natural Gas | Diesel Oil |  | Dry Low NOx Burners,Water Injection |  |  | 2000-07-05 | Operating | 1920 | CT4 (180) | 55116 CT4 | 180
NC | Rockingham County Combustion Turbine | 55116 | CT5 |  | 2023 | ARP, CSNOX, CSSO2G1, SIPNOX | 609197 (Ended Feb 24, 2023), 608414 (Started Feb 24, 2023) | 4 |  | Rockingham County | NC157 | 157 | Electric Utility | 36.3297 | -79.8297 | Duke Energy Corporation (Owner),Duke Energy Corporation (Operator) | Phase 2 |  | Combustion turbine | Pipeline Natural Gas | Diesel Oil |  | Dry Low NOx Burners,Water Injection |  |  | 2000-07-18 | Operating | 1920 | CT5 (180) | 55116 CT5 | 180
LA | R S Cogen LLC | 55117 | RS-5 |  | 2023 | ARP, CSOSG2E | 608481 (Ended Nov 06, 2023), 610709 (Started Nov 06, 2023) | 6 |  | Calcasieu Parish | LA019 | 19 | Cogeneration | 30.221 | -93.2826 | R S Cogen, LLC (Owner),Eagle US 2 LLC (Operator) | Phase 2 |  | Combined cycle | Pipeline Natural Gas |  |  | Dry Low NOx Burners,Selective Catalytic Reduction |  |  | 2002-05-31 | Operating | 2155 | RS-5 (195), RS-4 (103) | 55117 RS-5 | 298 | Y
LA | R S Cogen LLC | 55117 | RS-6 |  | 2023 | ARP, CSOSG2E | 608481 (Ended Nov 06, 2023), 610709 (Started Nov 06, 2023) | 6 |  | Calcasieu Parish | LA019 | 19 | Cogeneration | 30.221 | -93.2826 | R S Cogen, LLC (Owner),Eagle US 2 LLC (Operator) | Phase 2 |  | Combined cycle | Pipeline Natural Gas |  |  | Dry Low NOx Burners,Selective Catalytic Reduction |  |  | 2002-06-06 | Operating | 2155 | RS-6 (195), RS-4 (103) | 55117 RS-6 | 298 | Y
TX | SRO Cogen Limited Partnership | 55120 | CTG-1 |  | 2023 | ARP, CSOSG2 | 610223 | 6 |  | Orange County | TX361 | 361 | Cogeneration | 30.0561 | -93.7539 | The Dow Chemical Company (Owner),The Dow Chemical Company (Operator) | Phase 2 |  | Combined cycle | Pipeline Natural Gas | Process Gas |  | Dry Low NOx Burners,Selective Catalytic Reduction |  |  | 2001-07-18 | Operating | 2250 | GT1A (184.5), ST1A (145) | 55120 CTG-1 | 257 | Y
TX | SRO Cogen Limited Partnership | 55120 | CTG-2 |  | 2023 | ARP, CSOSG2 | 610223 | 6 |  | Orange County | TX361 | 361 | Cogeneration | 30.0561 | -93.7539 | The Dow Chemical Company (Owner),The Dow Chemical Company (Operator) | Phase 2 |  | Combined cycle | Pipeline Natural Gas | Process Gas |  | Dry Low NOx Burners,Selective Catalytic Reduction |  |  | 2001-08-11 | Operating | 2170 | ST1A (145), GT1B (184.5) | 55120 CTG-2 | 257 | Y
TX | Magic Valley Generating Station | 55123 | CTG-1 |  | 2023 | ARP, CSOSG2 | 605562 | 6 |  | Hidalgo County | TX215 | 215 | Electric Utility | 26.3403 | -98.19 | Calpine Construction Finance Company, L.P. (Owner),Calpine Operating Services Company, Inc. (Operator) | Phase 2 |  | Combined cycle | Pipeline Natural Gas |  |  | Selective Catalytic Reduction |  |  | 2001-07-29 | Operating | 2700 | CTG1 (267), STG (267) | 55123 CTG-1 | 400.5 | Y
TX | Magic Valley Generating Station | 55123 | CTG-2 |  | 2023 | ARP, CSOSG2 | 605562 | 6 |  | Hidalgo County | TX215 | 215 | Electric Utility | 26.3403 | -98.19 | Calpine Construction Finance Company, L.P. (Owner),Calpine Operating Services Company, Inc. (Operator) | Phase 2 |  | Combined cycle | Pipeline Natural Gas |  |  | Selective Catalytic Reduction |  |  | 2001-07-25 | Operating | 2700 | CTG2 (267), STG (267) | 55123 CTG-2 | 400.5 | Y
AZ | Griffith Energy Project | 55124 | P1 |  | 2023 | ARP | 609746 | 9 |  | Mohave County | AZ015 | 15 | Electric Utility | 35.0517 | -114.1334 | Griffith Energy, LLC (Owner),Griffith Energy, LLC (Operator) | Phase 2 |  | Combined cycle | Pipeline Natural Gas |  |  | Dry Low NOx Burners,Selective Catalytic Reduction |  |  | 2001-04-16 | Operating | 2506 | CTG1 (176.7), STG (301.8) | 55124 P1 | 327.6 | Y
AZ | Griffith Energy Project | 55124 | P2 |  | 2023 | ARP | 609746 | 9 |  | Mohave County | AZ015 | 15 | Electric Utility | 35.0517 | -114.1334 | Griffith Energy, LLC (Owner),Griffith Energy, LLC (Operator) | Phase 2 |  | Combined cycle | Pipeline Natural Gas |  |  | Dry Low NOx Burners,Selective Catalytic Reduction |  |  | 2001-03-08 | Operating | 2506 | STG (301.8), CTG2 (176.7) | 55124 P2 | 327.6 | Y
CT | Milford Power Company LLC | 55126 | CT01 |  | 2023 | ARP, RGGI, SIPNOX | 603383 | 1 | NPCC | New Haven County | CT009 | 9 | Electric Utility | 41.2239 | -73.1 | Milford Power Company, LLC (Owner),Milford Power Company, LLC (Operator) | Phase 2 |  | Combined cycle | Pipeline Natural Gas | Diesel Oil |  | Water Injection,Selective Catalytic Reduction |  |  | 2002-05-29 | Operating | 2180 | CA01 (289) | 55126 CT01 | 289 | Y
CT | Milford Power Company LLC | 55126 | CT02 |  | 2023 | ARP, RGGI, SIPNOX | 603383 | 1 | NPCC | New Haven County | CT009 | 9 | Electric Utility | 41.2239 | -73.1 | Milford Power Company, LLC (Owner),Milford Power Company, LLC (Operator) | Phase 2 |  | Combined cycle | Pipeline Natural Gas | Diesel Oil |  | Water Injection,Selective Catalytic Reduction |  |  | 2002-03-08 | Operating | 2180 | CA02 (289) | 55126 CT02 | 289 | Y
CO | Manchief Generating Station | 55127 | CT1 |  | 2023 | ARP | 608791 | 8 | WECC | Morgan County | CO087 | 87 | Electric Utility | 40.2201 | -103.679 | Public Service Company of Colorado (Owner),Public Service Company of Colorado (Operator) | Phase 2 |  | Combustion turbine | Pipeline Natural Gas |  |  | Dry Low NOx Burners |  |  | 2000-07-14 | Operating | 1520 | UN1 (142) | 55127 CT1 | 142
CO | Manchief Generating Station | 55127 | CT2 |  | 2023 | ARP | 608791 | 8 | WECC | Morgan County | CO087 | 87 | Electric Utility | 40.2201 | -103.679 | Public Service Company of Colorado (Owner),Public Service Company of Colorado (Operator) | Phase 2 |  | Combustion turbine | Pipeline Natural Gas |  |  | Dry Low NOx Burners |  |  | 2000-07-21 | Operating | 1553 | UN2 (142) | 55127 CT2 | 142
GA | Walton County Power | 55128 | T1 |  | 2023 | ARP, CSNOX, CSOSG1, CSSO2G2 | 606323 | 4 |  | Walton County | GA297 | 297 | Electric Utility | 33.8147 | -83.6969 | Walton County Power, LLC (Owner),Walton County Power, LLC (Operator) | Phase 2 |  | Combustion turbine | Pipeline Natural Gas |  |  | Dry Low NOx Burners |  |  | 2001-04-23 | Operating | 1809 | 101G (176) | 55128 T1 | 176
GA | Walton County Power | 55128 | T2 |  | 2023 | ARP, CSNOX, CSOSG1, CSSO2G2 | 606323 | 4 |  | Walton County | GA297 | 297 | Electric Utility | 33.8147 | -83.6969 | Walton County Power, LLC (Owner),Walton County Power, LLC (Operator) | Phase 2 |  | Combustion turbine | Pipeline Natural Gas |  |  | Dry Low NOx Burners |  |  | 2001-05-05 | Operating | 1809 | 102G (176) | 55128 T2 | 176
GA | Walton County Power | 55128 | T3 |  | 2023 | ARP, CSNOX, CSOSG1, CSSO2G2 | 606323 | 4 |  | Walton County | GA297 | 297 | Electric Utility | 33.8147 | -83.6969 | Walton County Power, LLC (Owner),Walton County Power, LLC (Operator) | Phase 2 |  | Combustion turbine | Pipeline Natural Gas |  |  | Dry Low NOx Burners |  |  | 2001-05-25 | Operating | 1809 | 103G (176) | 55128 T3 | 176
AZ | Desert Basin Generating Station | 55129 | DBG1 |  | 2023 | ARP | 608572 | 9 |  | Pinal County | AZ021 | 21 | Electric Utility | 32.9042 | -111.7889 | Salt River Project (Owner),Salt River Project (Operator) | Phase 2 |  | Combined cycle | Pipeline Natural Gas |  |  | Selective Catalytic Reduction |  |  | 2001-09-15 | Operating | 2500 | STG (272.1), CTG1 (187) | 55129 DBG1 | 323.05 | Y
AZ | Desert Basin Generating Station | 55129 | DBG2 |  | 2023 | ARP | 608572 | 9 |  | Pinal County | AZ021 | 21 | Electric Utility | 32.9042 | -111.7889 | Salt River Project (Owner),Salt River Project (Operator) | Phase 2 |  | Combined cycle | Pipeline Natural Gas |  |  | Selective Catalytic Reduction |  |  | 2001-09-15 | Operating | 2500 | CTG2 (187), STG (272.1) | 55129 DBG2 | 323.05 | Y
AZ | Desert Basin Generating Station | 55129 | DBG4 |  | 2023 | ARP | 608572 | 9 |  | Pinal County | AZ021 | 21 | Electric Utility | 32.9042 | -111.7889 | Salt River Project (Owner),Salt River Project (Operator) | Phase 2 |  | Combustion turbine | Pipeline Natural Gas |  |  | Water Injection,Selective Catalytic Reduction |  |  | 2022-08-18 | Operating | 435.2 | DBSGT4 (49.5) | 55129 DBG4 | 49.5 | Y
AZ | Desert Basin Generating Station | 55129 | DBG5 |  | 2023 | ARP | 608572 | 9 |  | Pinal County | AZ021 | 21 | Electric Utility | 32.9042 | -111.7889 | Salt River Project (Owner),Salt River Project (Operator) | Phase 2 |  | Combustion turbine | Pipeline Natural Gas |  |  | Water Injection,Selective Catalytic Reduction |  |  | 2022-07-29 | Operating | 435.2 | DBSGT5 (49.5) | 55129 DBG5 | 49.5 | Y
IL | Kendall Energy Facility | 55131 | GTG-1 |  | 2023 | ARP, CSNOX, CSOSG3, CSSO2G1 | 603383 | 5 |  | Kendall County | IL093 | 93 | Electric Utility | 41.4797 | -88.2581 | Dynegy Power Corporation (Owner),Kendall Power Company LLC (Owner),Kendall Power Company LLC (Operator) | Phase 2 |  | Combined cycle | Pipeline Natural Gas |  |  | Dry Low NOx Burners,Selective Catalytic Reduction,Steam Injection |  |  | 2001-11-21 | Operating | 2500 | CTG1 (180), STG1 (133) | 55131 GTG-1 | 313 | Y
IL | Kendall Energy Facility | 55131 | GTG-2 |  | 2023 | ARP, CSNOX, CSOSG3, CSSO2G1 | 603383 | 5 |  | Kendall County | IL093 | 93 | Electric Utility | 41.4797 | -88.2581 | Dynegy Power Corporation (Owner),Kendall Power Company LLC (Owner),Kendall Power Company LLC (Operator) | Phase 2 |  | Combined cycle | Pipeline Natural Gas |  |  | Dry Low NOx Burners,Selective Catalytic Reduction,Steam Injection |  |  | 2002-01-28 | Operating | 2500 | CTG2 (180), STG2 (133) | 55131 GTG-2 | 313 | Y
IL | Kendall Energy Facility | 55131 | GTG-3 |  | 2023 | ARP, CSNOX, CSOSG3, CSSO2G1 | 603383 | 5 |  | Kendall County | IL093 | 93 | Electric Utility | 41.4797 | -88.2581 | Dynegy Power Corporation (Owner),Kendall Power Company LLC (Owner),Kendall Power Company LLC (Operator) | Phase 2 |  | Combined cycle | Pipeline Natural Gas |  |  | Dry Low NOx Burners,Selective Catalytic Reduction,Steam Injection |  |  | 2002-02-13 | Operating | 2500 | STG3 (133), CTG3 (180) | 55131 GTG-3 | 313 | Y
IL | Kendall Energy Facility | 55131 | GTG-4 |  | 2023 | ARP, CSNOX, CSOSG3, CSSO2G1 | 603383 | 5 |  | Kendall County | IL093 | 93 | Electric Utility | 41.4797 | -88.2581 | Dynegy Power Corporation (Owner),Kendall Power Company LLC (Owner),Kendall Power Company LLC (Operator) | Phase 2 |  | Combined cycle | Pipeline Natural Gas |  |  | Dry Low NOx Burners,Selective Catalytic Reduction,Steam Injection |  |  | 2002-03-13 | Operating | 2500 | CTG4 (180), STG4 (133) | 55131 GTG-4 | 313 | Y
TX | Tenaska Gateway Generating Station | 55132 | OGTDB1 |  | 2023 | ARP, CSOSG2 | 604188 | 6 |  | Rusk County | TX401 | 401 | Electric Utility | 32.0164 | -94.6189 | Tenaska Gateway Partners, Ltd. (Owner),Tenaska Gateway Partners, Ltd. (Operator) | Phase 2 |  | Combined cycle | Pipeline Natural Gas | Diesel Oil |  | Dry Low NOx Burners |  |  | 2001-04-10 | Operating | 2405 | STG1 (390), GTG1 (183.2) | 55132 OGTDB1 | 313.2
TX | Tenaska Gateway Generating Station | 55132 | OGTDB2 |  | 2023 | ARP, CSOSG2 | 604188 | 6 |  | Rusk County | TX401 | 401 | Electric Utility | 32.0164 | -94.6189 | Tenaska Gateway Partners, Ltd. (Owner),Tenaska Gateway Partners, Ltd. (Operator) | Phase 2 |  | Combined cycle | Pipeline Natural Gas | Diesel Oil |  | Dry Low NOx Burners |  |  | 2001-04-22 | Operating | 2405 | STG1 (390), GTG2 (183.2) | 55132 OGTDB2 | 313.2
TX | Tenaska Gateway Generating Station | 55132 | OGTDB3 |  | 2023 | ARP, CSOSG2 | 604188 | 6 |  | Rusk County | TX401 | 401 | Electric Utility | 32.0164 | -94.6189 | Tenaska Gateway Partners, Ltd. (Owner),Tenaska Gateway Partners, Ltd. (Operator) | Phase 2 |  | Combined cycle | Pipeline Natural Gas | Diesel Oil |  | Dry Low NOx Burners |  |  | 2001-04-30 | Operating | 2405 | GTG3 (183.2), STG1 (390) | 55132 OGTDB3 | 313.2
WI | Neenah Energy Facility | 55135 | CT01 |  | 2023 | ARP, CSNOX, CSOSG3, CSSO2G1 | 608055 | 5 |  | Winnebago County | WI139 | 139 | Electric Utility | 44.1934 | -88.5055 | Wisconsin Power & Light Company (Owner),Wisconsin Power & Light Company (Operator) | Phase 2 |  | Combustion turbine | Pipeline Natural Gas |  |  | Dry Low NOx Burners |  |  | 2000-04-01 | Operating | 1897 | CT01 (186.6) | 55135 CT01 | 186.6
WI | Neenah Energy Facility | 55135 | CT02 |  | 2023 | ARP, CSNOX, CSOSG3, CSSO2G1 | 608055 | 5 |  | Winnebago County | WI139 | 139 | Electric Utility | 44.1934 | -88.5055 | Wisconsin Power & Light Company (Owner),Wisconsin Power & Light Company (Operator) | Phase 2 |  | Combustion turbine | Pipeline Natural Gas |  |  | Dry Low NOx Burners |  |  | 2000-04-01 | Operating | 1897 | CT02 (186.6) | 55135 CT02 | 186.6
TX | Rio Nogales Power Project, LP | 55137 | CTG-1 |  | 2023 | ARP, CSOSG2 | 604200 | 6 |  | Guadalupe County | TX187 | 187 | Electric Utility | 29.5932 | -97.9724 | City Public Service (Owner),City Public Service (Operator) | Phase 2 |  | Combined cycle | Pipeline Natural Gas |  |  | Dry Low NOx Burners |  |  | 2002-04-01 | Operating | 2090 | STG1 (373.2), CTG1 (175) | 55137 CTG-1 | 299.4
TX | Rio Nogales Power Project, LP | 55137 | CTG-2 |  | 2023 | ARP, CSOSG2 | 604200 | 6 |  | Guadalupe County | TX187 | 187 | Electric Utility | 29.5932 | -97.9724 | City Public Service (Owner),City Public Service (Operator) | Phase 2 |  | Combined cycle | Pipeline Natural Gas |  |  | Dry Low NOx Burners |  |  | 2002-04-01 | Operating | 2105 | CTG2 (175), STG1 (373.2) | 55137 CTG-2 | 299.4
TX | Rio Nogales Power Project, LP | 55137 | CTG-3 |  | 2023 | ARP, CSOSG2 | 604200 | 6 |  | Guadalupe County | TX187 | 187 | Electric Utility | 29.5932 | -97.9724 | City Public Service (Owner),City Public Service (Operator) | Phase 2 |  | Combined cycle | Pipeline Natural Gas |  |  | Dry Low NOx Burners |  |  | 2002-04-01 | Operating | 2105 | CTG3 (175), STG1 (373.2) | 55137 CTG-3 | 299.4
AL | Walton Discover Power Facility | 55138 | 1A |  | 2023 | CSNOX, CSOSG2, CSSO2G2 | 2650 | 4 | SERC | Lee County | AL081 | 81 | Electric Utility | 32.5412 | -85.0384 | Walton Discover LLC (Owner),Walton Discover LLC (Operator) |  |  | Combustion turbine | Pipeline Natural Gas |  |  | Water Injection |  |  | 1999-06-22 | Operating | 415 | UN1 (51.5) | 55138 1A | 51.5
AL | Walton Discover Power Facility | 55138 | 1B |  | 2023 | CSNOX, CSOSG2, CSSO2G2 | 2650 | 4 | SERC | Lee County | AL081 | 81 | Electric Utility | 32.5412 | -85.0384 | Walton Discover LLC (Owner),Walton Discover LLC (Operator) |  |  | Combustion turbine | Pipeline Natural Gas |  |  | Water Injection |  |  | 1999-06-22 | Operating | 415 | UN1 (51.5) | 55138 1B | 51.5
AL | Walton Discover Power Facility | 55138 | 2A |  | 2023 | CSNOX, CSOSG2, CSSO2G2 | 2650 | 4 | SERC | Lee County | AL081 | 81 | Electric Utility | 32.5412 | -85.0384 | Walton Discover LLC (Owner),Walton Discover LLC (Operator) |  |  | Combustion turbine | Pipeline Natural Gas |  |  | Water Injection |  |  | 1999-06-19 | Operating | 415 | UN2 (51.5) | 55138 2A | 51.5
AL | Walton Discover Power Facility | 55138 | 2B |  | 2023 | CSNOX, CSOSG2, CSSO2G2 | 2650 | 4 | SERC | Lee County | AL081 | 81 | Electric Utility | 32.5412 | -85.0384 | Walton Discover LLC (Owner),Walton Discover LLC (Operator) |  |  | Combustion turbine | Pipeline Natural Gas |  |  | Water Injection |  |  | 1999-06-19 | Operating | 415 | UN2 (51.5) | 55138 2B | 51.5
TX | Wolf Hollow Generating Station | 55139 | CTG1 |  | 2023 | ARP, CSOSG2 | 2469 | 6 | ERCOT | Hood County | TX221 | 221 | Electric Utility | 32.3347 | -97.7344 | Wolf Hollow I Power, LLC (Owner),Wolf Hollow I Power, LLC (Operator) | Phase 2 |  | Combined cycle | Pipeline Natural Gas |  |  | Selective Catalytic Reduction |  |  | 2003-04-27 | Operating | 3055.6 | CTG1 (264.8), ST (280) | 55139 CTG1 | 404.8 | Y
TX | Wolf Hollow Generating Station | 55139 | CTG2 |  | 2023 | ARP, CSOSG2 | 2469 | 6 | ERCOT | Hood County | TX221 | 221 | Electric Utility | 32.3347 | -97.7344 | Wolf Hollow I Power, LLC (Owner),Wolf Hollow I Power, LLC (Operator) | Phase 2 |  | Combined cycle | Pipeline Natural Gas |  |  | Selective Catalytic Reduction |  |  | 2003-04-29 | Operating | 3511.5 | ST (280), CTG2 (264.8) | 55139 CTG2 | 404.8 | Y
GA | Hawk Road Energy Facility | 55141 | CT1 |  | 2023 | ARP, CSNOX, CSOSG1, CSSO2G2 | 3066 (Ended Jan 31, 2023), 610555 (Started Jan 31, 2023) | 4 | SERC | Heard County | GA149 | 149 | Electric Utility | 33.3577 | -84.9912 | Oglethorpe Power Corporation (Owner),Oglethorpe Power Corporation (Operator) | Phase 2 |  | Combustion turbine | Pipeline Natural Gas |  |  | Dry Low NOx Burners |  |  | 2001-02-12 | Operating | 2076 | CT1 (165) | 55141 CT1 | 165
GA | Hawk Road Energy Facility | 55141 | CT2 |  | 2023 | ARP, CSNOX, CSOSG1, CSSO2G2 | 3066 (Ended Jan 31, 2023), 610555 (Started Jan 31, 2023) | 4 | SERC | Heard County | GA149 | 149 | Electric Utility | 33.3577 | -84.9912 | Oglethorpe Power Corporation (Owner),Oglethorpe Power Corporation (Operator) | Phase 2 |  | Combustion turbine | Pipeline Natural Gas |  |  | Dry Low NOx Burners |  |  | 2001-02-12 | Operating | 2076 | CT2 (165) | 55141 CT2 | 165
GA | Hawk Road Energy Facility | 55141 | CT3 |  | 2023 | ARP, CSNOX, CSOSG1, CSSO2G2 | 3066 (Ended Jan 31, 2023), 610555 (Started Jan 31, 2023) | 4 | SERC | Heard County | GA149 | 149 | Electric Utility | 33.3577 | -84.9912 | Oglethorpe Power Corporation (Owner),Oglethorpe Power Corporation (Operator) | Phase 2 |  | Combustion turbine | Pipeline Natural Gas |  |  | Dry Low NOx Burners |  |  | 2001-02-12 | Operating | 2171 | CT3 (165) | 55141 CT3 | 165
TX | Hays Energy Facility | 55144 | STK1 |  | 2023 | ARP, CSOSG2 | 603383 | 6 |  | Hays County | TX209 | 209 | Electric Utility | 29.7806 | -97.9894 | Hays Energy, LLC (Owner),Hays Energy, LLC (Operator) | Phase 2 |  | Combined cycle | Pipeline Natural Gas |  |  | Selective Catalytic Reduction |  |  | 2001-06-15 | Operating | 2140 | U1 (300) | 55144 STK1 | 300 | Y
TX | Hays Energy Facility | 55144 | STK2 |  | 2023 | ARP, CSOSG2 | 603383 | 6 |  | Hays County | TX209 | 209 | Electric Utility | 29.7806 | -97.9894 | Hays Energy, LLC (Owner),Hays Energy, LLC (Operator) | Phase 2 |  | Combined cycle | Pipeline Natural Gas |  |  | Selective Catalytic Reduction |  |  | 2001-06-15 | Operating | 2140 | U2 (300) | 55144 STK2 | 300 | Y
TX | Hays Energy Facility | 55144 | STK3 |  | 2023 | ARP, CSOSG2 | 603383 | 6 |  | Hays County | TX209 | 209 | Electric Utility | 29.7806 | -97.9894 | Hays Energy, LLC (Owner),Hays Energy, LLC (Operator) | Phase 2 |  | Combined cycle | Pipeline Natural Gas |  |  | Selective Catalytic Reduction |  |  | 2001-07-01 | Operating | 2140 | U3 (300) | 55144 STK3 | 300 | Y
TX | Hays Energy Facility | 55144 | STK4 |  | 2023 | ARP, CSOSG2 | 603383 | 6 |  | Hays County | TX209 | 209 | Electric Utility | 29.7806 | -97.9894 | Hays Energy, LLC (Owner),Hays Energy, LLC (Operator) | Phase 2 |  | Combined cycle | Pipeline Natural Gas |  |  | Selective Catalytic Reduction |  |  | 2001-07-01 | Operating | 2140 | U4 (300) | 55144 STK4 | 300 | Y
OK | Green Country Energy, LLC | 55146 | CTGEN1 |  | 2023 | ARP, CSOSG2 | 608505 | 6 | SPP | Tulsa County | OK143 | 143 | Electric Utility | 35.9833 | -95.9346 | Green Country Energy, LLC (Owner),Green Country Energy, LLC (Operator) | Phase 2 |  | Combined cycle | Pipeline Natural Gas |  |  | Selective Catalytic Reduction |  |  | 2001-10-28 | Operating | 2335 | STG1 (122), CTG1 (179.3) | 55146 CTGEN1 | 301.3 | Y
OK | Green Country Energy, LLC | 55146 | CTGEN2 |  | 2023 | ARP, CSOSG2 | 608505 | 6 | SPP | Tulsa County | OK143 | 143 | Electric Utility | 35.9833 | -95.9346 | Green Country Energy, LLC (Owner),Green Country Energy, LLC (Operator) | Phase 2 |  | Combined cycle | Pipeline Natural Gas |  |  | Selective Catalytic Reduction |  |  | 2001-11-07 | Operating | 2335 | STG2 (122), CTG2 (179.3) | 55146 CTGEN2 | 179.3 | Y
OK | Green Country Energy, LLC | 55146 | CTGEN3 |  | 2023 | ARP, CSOSG2 | 608505 | 6 | SPP | Tulsa County | OK143 | 143 | Electric Utility | 35.9833 | -95.9346 | Green Country Energy, LLC (Owner),Green Country Energy, LLC (Operator) | Phase 2 |  | Combined cycle | Pipeline Natural Gas |  |  | Selective Catalytic Reduction |  |  | 2001-12-04 | Operating | 2335 | CTG3 (179.3), STG3 (122) | 55146 CTGEN3 | 122 | Y
IN | Worthington Generation | 55148 | 1 |  | 2023 | ARP, CSNOX, CSOSG3, CSSO2G1 | 604624 | 5 |  | Greene County | IN055 | 55 | Electric Utility | 39.0717 | -87.0128 | Hoosier Energy REC, Inc. (Owner),Hoosier Energy REC, Inc. (Operator) | Phase 2 |  | Combustion turbine | Pipeline Natural Gas |  |  | Water Injection |  |  | 2000-06-01 | Operating | 508 | 1 (47) | 55148 1 | 47
IN | Worthington Generation | 55148 | 2 |  | 2023 | ARP, CSNOX, CSOSG3, CSSO2G1 | 604624 | 5 |  | Greene County | IN055 | 55 | Electric Utility | 39.0717 | -87.0128 | Hoosier Energy REC, Inc. (Owner),Hoosier Energy REC, Inc. (Operator) | Phase 2 |  | Combustion turbine | Pipeline Natural Gas |  |  | Water Injection |  |  | 2000-06-01 | Operating | 508 | 2 (47) | 55148 2 | 47
IN | Worthington Generation | 55148 | 3 |  | 2023 | ARP, CSNOX, CSOSG3, CSSO2G1 | 604624 | 5 |  | Greene County | IN055 | 55 | Electric Utility | 39.0717 | -87.0128 | Hoosier Energy REC, Inc. (Owner),Hoosier Energy REC, Inc. (Operator) | Phase 2 |  | Combustion turbine | Pipeline Natural Gas |  |  | Water Injection |  |  | 2000-06-01 | Operating | 508 | 3 (47) | 55148 3 | 47
IN | Worthington Generation | 55148 | 4 |  | 2023 | ARP, CSNOX, CSOSG3, CSSO2G1 | 604624 | 5 |  | Greene County | IN055 | 55 | Electric Utility | 39.0717 | -87.0128 | Hoosier Energy REC, Inc. (Owner),Hoosier Energy REC, Inc. (Operator) | Phase 2 |  | Combustion turbine | Pipeline Natural Gas |  |  | Water Injection |  |  | 2000-06-01 | Operating | 508 | 4 (47) | 55148 4 | 47
CT | Lake Road Generating Company | 55149 | LRG1 |  | 2023 | ARP, RGGI, SIPNOX | 603383 | 1 |  | Windham County | CT015 | 15 | Electric Utility | 41.8736 | -71.8947 | Lake Road Generating Company, LLC (Owner),Lake Road Generating Company, LLC (Operator) | Phase 2 |  | Combined cycle | Pipeline Natural Gas | Diesel Oil |  | Dry Low NOx Burners,Water Injection,Selective Catalytic Reduction |  |  | 2001-08-01 | Operating | 2276 | U1 (280) | 55149 LRG1 | 280 | Y
CT | Lake Road Generating Company | 55149 | LRG2 |  | 2023 | ARP, RGGI, SIPNOX | 603383 | 1 |  | Windham County | CT015 | 15 | Electric Utility | 41.8736 | -71.8947 | Lake Road Generating Company, LLC (Owner),Lake Road Generating Company, LLC (Operator) | Phase 2 |  | Combined cycle | Pipeline Natural Gas | Diesel Oil |  | Dry Low NOx Burners,Water Injection,Selective Catalytic Reduction |  |  | 2001-11-08 | Operating | 2276 | U2 (280) | 55149 LRG2 | 280 | Y
CT | Lake Road Generating Company | 55149 | LRG3 |  | 2023 | ARP, RGGI, SIPNOX | 603383 | 1 |  | Windham County | CT015 | 15 | Electric Utility | 41.8736 | -71.8947 | Lake Road Generating Company, LLC (Owner),Lake Road Generating Company, LLC (Operator) | Phase 2 |  | Combined cycle | Pipeline Natural Gas | Diesel Oil |  | Dry Low NOx Burners,Water Injection,Selective Catalytic Reduction |  |  | 2001-12-01 | Operating | 2276 | U3 (280) | 55149 LRG3 | 280 | Y
CA | La Paloma Generating Plant | 55151 | CTG-1 |  | 2023 | ARP | 603354 | 9 |  | Kern County | CA029 | 29 | Electric Utility | 35.2956 | -119.5919 | CXA La Paloma, LLC (Owner),CXA La Paloma, LLC (Operator) | Phase 2 |  | Combined cycle | Pipeline Natural Gas |  |  | Dry Low NOx Burners,Selective Catalytic Reduction |  |  | 2002-03-24 | Operating | 2200 | GEN1 (300) | 55151 CTG-1 | 300 | Y
CA | La Paloma Generating Plant | 55151 | CTG-2 |  | 2023 | ARP | 603354 | 9 |  | Kern County | CA029 | 29 | Electric Utility | 35.2956 | -119.5919 | CXA La Paloma, LLC (Owner),CXA La Paloma, LLC (Operator) | Phase 2 |  | Combined cycle | Pipeline Natural Gas |  |  | Dry Low NOx Burners,Selective Catalytic Reduction |  |  | 2002-06-07 | Operating | 2200 | GEN2 (300) | 55151 CTG-2 | 300 | Y
CA | La Paloma Generating Plant | 55151 | CTG-3 |  | 2023 | ARP | 603354 | 9 |  | Kern County | CA029 | 29 | Electric Utility | 35.2956 | -119.5919 | CXA La Paloma, LLC (Owner),CXA La Paloma, LLC (Operator) | Phase 2 |  | Combined cycle | Pipeline Natural Gas |  |  | Dry Low NOx Burners,Selective Catalytic Reduction |  |  | 2002-07-25 | Operating | 2200 | GEN3 (300) | 55151 CTG-3 | 300 | Y
CA | La Paloma Generating Plant | 55151 | CTG-4 |  | 2023 | ARP | 603354 | 9 |  | Kern County | CA029 | 29 | Electric Utility | 35.2956 | -119.5919 | CXA La Paloma, LLC (Owner),CXA La Paloma, LLC (Operator) | Phase 2 |  | Combined cycle | Pipeline Natural Gas |  |  | Dry Low NOx Burners,Selective Catalytic Reduction |  |  | 2002-09-16 | Operating | 2200 | GEN4 (300) | 55151 CTG-4 | 300 | Y
TX | Guadalupe Generating Station | 55153 | CTG-1 |  | 2023 | ARP, CSOSG2 | 605862 (Ended Mar 29, 2023), 609260 (Started Mar 29, 2023)(Ended Sep 06, 2023), 610738 (Started Sep 06, 2023) | 6 | ERCOT | Guadalupe County | TX187 | 187 | Cogeneration | 29.6237 | -98.1395 | Guadalupe Power Partners, LP (Owner),Calpine Operating Services Company, Inc. (Operator) | Phase 2 |  | Combined cycle | Pipeline Natural Gas |  |  | Dry Low NOx Burners |  |  | 2000-12-20 | Operating | 2225 | CTG1 (184.6), STG1 (201.9) | 55153 CTG-1 | 285.55
TX | Guadalupe Generating Station | 55153 | CTG-2 |  | 2023 | ARP, CSOSG2 | 605862 (Ended Mar 29, 2023), 609260 (Started Mar 29, 2023)(Ended Sep 06, 2023), 610738 (Started Sep 06, 2023) | 6 | ERCOT | Guadalupe County | TX187 | 187 | Cogeneration | 29.6237 | -98.1395 | Guadalupe Power Partners, LP (Owner),Calpine Operating Services Company, Inc. (Operator) | Phase 2 |  | Combined cycle | Pipeline Natural Gas |  |  | Dry Low NOx Burners |  |  | 2000-12-20 | Operating | 2225 | CTG2 (184.6), STG1 (201.9) | 55153 CTG-2 | 285.55
TX | Guadalupe Generating Station | 55153 | CTG-3 |  | 2023 | ARP, CSOSG2 | 605862 (Ended Mar 29, 2023), 609260 (Started Mar 29, 2023)(Ended Sep 06, 2023), 610738 (Started Sep 06, 2023) | 6 | ERCOT | Guadalupe County | TX187 | 187 | Cogeneration | 29.6237 | -98.1395 | Guadalupe Power Partners, LP (Owner),Calpine Operating Services Company, Inc. (Operator) | Phase 2 |  | Combined cycle | Pipeline Natural Gas |  |  | Dry Low NOx Burners |  |  | 2000-12-20 | Operating | 2225 | CTG3 (184.6), STG2 (201.9) | 55153 CTG-3 | 285.55
TX | Guadalupe Generating Station | 55153 | CTG-4 |  | 2023 | ARP, CSOSG2 | 605862 (Ended Mar 29, 2023), 609260 (Started Mar 29, 2023)(Ended Sep 06, 2023), 610738 (Started Sep 06, 2023) | 6 | ERCOT | Guadalupe County | TX187 | 187 | Cogeneration | 29.6237 | -98.1395 | Guadalupe Power Partners, LP (Owner),Calpine Operating Services Company, Inc. (Operator) | Phase 2 |  | Combined cycle | Pipeline Natural Gas |  |  | Dry Low NOx Burners |  |  | 2000-12-20 | Operating | 2225 | STG2 (201.9), CTG4 (184.6) | 55153 CTG-4 | 285.55
TX | Lost Pines 1 | 55154 | 1 |  | 2023 | ARP, CSOSG2 | 605940 | 6 |  | Bastrop County | TX021 | 21 | Electric Utility | 30.1478 | -97.27 | GenTex Power Corporation (Owner),Lower Colorado River Authority (Operator) | Phase 2 |  | Combined cycle | Pipeline Natural Gas |  |  | Selective Catalytic Reduction |  |  | 2001-03-13 | Operating | 1990 | CTA (195.5), ST (204) | 55154 1 | 297.5 | Y
TX | Lost Pines 1 | 55154 | 2 |  | 2023 | ARP, CSOSG2 | 605940 | 6 |  | Bastrop County | TX021 | 21 | Electric Utility | 30.1478 | -97.27 | GenTex Power Corporation (Owner),Lower Colorado River Authority (Operator) | Phase 2 |  | Combined cycle | Pipeline Natural Gas |  |  | Selective Catalytic Reduction |  |  | 2001-03-13 | Operating | 1990 | ST (204), CTB (195.5) | 55154 2 | 297.5 | Y
KY | Bluegrass Generating Station | 55164 | GTG1 |  | 2023 | ARP, CSNOX, CSOSG2E, CSSO2G1 | 605834 | 4 |  | Oldham County | KY185 | 185 | Electric Utility | 38.3902 | -85.4133 | East Kentucky Power Cooperative (Owner),East Kentucky Power Cooperative (Operator) | Phase 2 |  | Combustion turbine | Pipeline Natural Gas | Diesel Oil |  | Dry Low NOx Burners,Selective Catalytic Reduction |  |  | 2002-03-11 | Operating | 2076 | CT1 (208) | 55164 GTG1 | 208 | Y
KY | Bluegrass Generating Station | 55164 | GTG2 |  | 2023 | ARP, CSNOX, CSOSG2E, CSSO2G1 | 605834 | 4 |  | Oldham County | KY185 | 185 | Electric Utility | 38.3902 | -85.4133 | East Kentucky Power Cooperative (Owner),East Kentucky Power Cooperative (Operator) | Phase 2 |  | Combustion turbine | Pipeline Natural Gas | Diesel Oil |  | Dry Low NOx Burners,Selective Catalytic Reduction |  |  | 2002-02-19 | Operating | 2076 | CT2 (208) | 55164 GTG2 | 208 | Y
KY | Bluegrass Generating Station | 55164 | GTG3 |  | 2023 | ARP, CSNOX, CSOSG2E, CSSO2G1 | 605834 | 4 |  | Oldham County | KY185 | 185 | Electric Utility | 38.3902 | -85.4133 | East Kentucky Power Cooperative (Owner),East Kentucky Power Cooperative (Operator) | Phase 2 |  | Combustion turbine | Pipeline Natural Gas | Diesel Oil |  | Dry Low NOx Burners |  |  | 2002-04-03 | Operating | 2076 | CT3 (208) | 55164 GTG3 | 208
LA | Calcasieu Plant | 55165 | GTG1 |  | 2023 | ARP, CSOSG2E | 609775 (Ended Mar 31, 2023), 610584 (Started Mar 31, 2023) | 6 |  | Calcasieu Parish | LA019 | 19 | Electric Utility | 30.1603 | -93.3458 | Entergy Corporation (Owner),Entergy Corporation (Operator) | Phase 2 |  | Combustion turbine | Pipeline Natural Gas |  |  | Dry Low NOx Burners |  |  | 2000-05-17 | Operating | 1950 | G101 (155) | 55165 GTG1 | 155
LA | Calcasieu Plant | 55165 | GTG2 |  | 2023 | ARP, CSOSG2E | 609775 (Ended Mar 31, 2023), 610584 (Started Mar 31, 2023) | 6 |  | Calcasieu Parish | LA019 | 19 | Electric Utility | 30.1603 | -93.3458 | Entergy Corporation (Owner),Entergy Corporation (Operator) | Phase 2 |  | Combustion turbine | Pipeline Natural Gas |  |  | Dry Low NOx Burners |  |  | 2001-04-13 | Operating | 2100 | G102 (165) | 55165 GTG2 | 165
SC | Broad River Energy Center | 55166 | CT-1 |  | 2023 | ARP, CSNOX, CSSO2G2, SIPNOX | 604603 | 4 |  | Cherokee County | SC021 | 21 | Electric Utility | 35.0786 | -81.575 | Broad River Energy, LLC (Owner),NAES Corporation (Operator) | Phase 2 |  | Combustion turbine | Pipeline Natural Gas | Diesel Oil |  | Dry Low NOx Burners |  |  | 2000-05-07 | Operating | 2137.5 | CT01 (197) | 55166 CT-1 | 197
SC | Broad River Energy Center | 55166 | CT-2 |  | 2023 | ARP, CSNOX, CSSO2G2, SIPNOX | 604603 | 4 |  | Cherokee County | SC021 | 21 | Electric Utility | 35.0786 | -81.575 | Broad River Energy, LLC (Owner),NAES Corporation (Operator) | Phase 2 |  | Combustion turbine | Pipeline Natural Gas | Diesel Oil |  | Dry Low NOx Burners |  |  | 2000-05-14 | Operating | 2137.5 | CT02 (197) | 55166 CT-2 | 197
SC | Broad River Energy Center | 55166 | CT-3 |  | 2023 | ARP, CSNOX, CSSO2G2, SIPNOX | 604603 | 4 |  | Cherokee County | SC021 | 21 | Electric Utility | 35.0786 | -81.575 | Broad River Energy, LLC (Owner),NAES Corporation (Operator) | Phase 2 |  | Combustion turbine | Pipeline Natural Gas | Diesel Oil |  | Dry Low NOx Burners |  |  | 2000-05-21 | Operating | 2137.5 | CT03 (197) | 55166 CT-3 | 197
SC | Broad River Energy Center | 55166 | CT-4 |  | 2023 | ARP, CSNOX, CSSO2G2, SIPNOX | 604603 | 4 |  | Cherokee County | SC021 | 21 | Electric Utility | 35.0786 | -81.575 | Broad River Energy, LLC (Owner),NAES Corporation (Operator) | Phase 2 |  | Combustion turbine | Pipeline Natural Gas | Diesel Oil |  | Dry Low NOx Burners |  |  | 2001-03-30 | Operating | 2137.5 | CT04 (197) | 55166 CT-4 | 197
SC | Broad River Energy Center | 55166 | CT-5 |  | 2023 | ARP, CSNOX, CSSO2G2, SIPNOX | 604603 | 4 |  | Cherokee County | SC021 | 21 | Electric Utility | 35.0786 | -81.575 | Broad River Energy, LLC (Owner),NAES Corporation (Operator) | Phase 2 |  | Combustion turbine | Pipeline Natural Gas | Diesel Oil |  | Dry Low NOx Burners |  |  | 2001-03-30 | Operating | 2137.5 | CT05 (197) | 55166 CT-5 | 197
TX | Bastrop Clean Energy Center | 55168 | CTG-1A |  | 2023 | ARP, CSOSG2 | 610098 (Ended Jun 19, 2023), 609382 (Started Jun 19, 2023) | 6 |  | Bastrop County | TX021 | 21 | Electric Utility | 30.1458 | -97.55 | Bastrop Energy Partners, LP (Owner),Bastrop Energy Partners, LP (Operator) | Phase 2 |  | Combined cycle | Pipeline Natural Gas |  |  | Dry Low NOx Burners |  |  | 2002-03-31 | Operating | 2450 | 0001 (188.3), 0003 (242.3) | 55168 CTG-1A | 309.45
TX | Bastrop Clean Energy Center | 55168 | CTG-1B |  | 2023 | ARP, CSOSG2 | 610098 (Ended Jun 19, 2023), 609382 (Started Jun 19, 2023) | 6 |  | Bastrop County | TX021 | 21 | Electric Utility | 30.1458 | -97.55 | Bastrop Energy Partners, LP (Owner),Bastrop Energy Partners, LP (Operator) | Phase 2 |  | Combined cycle | Pipeline Natural Gas |  |  | Dry Low NOx Burners |  |  | 2002-01-01 | Operating | 2450 | 0003 (242.3), 0002 (188.3) | 55168 CTG-1B | 309.45
NH | Granite Ridge Energy | 55170 | 1 |  | 2023 | ARP, NHNOX, RGGI | 604977 | 1 |  | Rockingham County | NH015 | 15 | Electric Utility | 42.9043 | -71.4251 | Granite Ridge Energy, LLC (Owner),Granite Ridge Energy, LLC (Operator) | Phase 2 |  | Combined cycle | Pipeline Natural Gas |  |  | Dry Low NOx Burners,Ammonia Injection |  |  | 2003-02-19 | Operating | 2849 | CT11 (260), STG (270) | 55170 1 | 395
NH | Granite Ridge Energy | 55170 | 2 |  | 2023 | ARP, NHNOX, RGGI | 604977 | 1 |  | Rockingham County | NH015 | 15 | Electric Utility | 42.9043 | -71.4251 | Granite Ridge Energy, LLC (Owner),Granite Ridge Energy, LLC (Operator) | Phase 2 |  | Combined cycle | Pipeline Natural Gas |  |  | Dry Low NOx Burners,Ammonia Injection |  |  | 2003-02-19 | Operating | 2849 | STG (270), CT12 (260) | 55170 2 | 395
TX | Bosque County Power Plant | 55172 | GT-1 |  | 2023 | ARP, CSOSG2 | 609260 (Ended Apr 25, 2023), 610469 (Started Apr 25, 2023) | 6 |  | Bosque County | TX035 | 35 | Electric Utility | 31.8594 | -97.3586 | Calpine Bosque Energy Center, LLC (Owner),Calpine Operating Services Company, Inc. (Operator) | Phase 2 |  | Combined cycle | Pipeline Natural Gas |  |  | Selective Catalytic Reduction,Dry Low NOx Burners |  |  | 2000-06-01 | Operating | 2136 | GT-1 (154), ST-5 (250) | 55172 GT-1 | 279 | Y
TX | Bosque County Power Plant | 55172 | GT-2 |  | 2023 | ARP, CSOSG2 | 609260 (Ended Apr 25, 2023), 610469 (Started Apr 25, 2023) | 6 |  | Bosque County | TX035 | 35 | Electric Utility | 31.8594 | -97.3586 | Calpine Bosque Energy Center, LLC (Owner),Calpine Operating Services Company, Inc. (Operator) | Phase 2 |  | Combined cycle | Pipeline Natural Gas |  |  | Selective Catalytic Reduction,Dry Low NOx Burners |  |  | 2000-06-01 | Operating | 2136 | ST-5 (250), GT-2 (154) | 55172 GT-2 | 279 | Y
TX | Bosque County Power Plant | 55172 | GT-3 |  | 2023 | ARP, CSOSG2 | 609260 (Ended Apr 25, 2023), 610469 (Started Apr 25, 2023) | 6 |  | Bosque County | TX035 | 35 | Electric Utility | 31.8594 | -97.3586 | Calpine Bosque Energy Center, LLC (Owner),Calpine Operating Services Company, Inc. (Operator) | Phase 2 |  | Combined cycle | Pipeline Natural Gas |  |  | Dry Low NOx Burners |  |  | 2001-01-24 | Operating | 1910 | GT-3 (154), ST-4 (95) | 55172 GT-3 | 249
LA | Acadia Power Station | 55173 | CT1 |  | 2023 | ARP, CSOSG2E | 610205 | 6 |  | Acadia Parish | LA001 | 1 | Electric Utility | 30.4284 | -92.4112 | Cleco Power LLC (Owner),Cleco Power LLC (Operator) | Phase 2 |  | Combined cycle | Pipeline Natural Gas |  |  | Selective Catalytic Reduction |  |  | 2002-08-01 | Operating | 2500 | CT11 (212), ST13 (264) | 55173 CT1 | 344 | Y
LA | Acadia Power Station | 55173 | CT2 |  | 2023 | ARP, CSOSG2E | 610205 | 6 |  | Acadia Parish | LA001 | 1 | Electric Utility | 30.4284 | -92.4112 | Cleco Power LLC (Owner),Cleco Power LLC (Operator) | Phase 2 |  | Combined cycle | Pipeline Natural Gas |  |  | Selective Catalytic Reduction |  |  | 2002-08-01 | Operating | 2500 | ST13 (264), CT12 (212) | 55173 CT2 | 344 | Y
LA | Acadia Power Station | 55173 | CT3 |  | 2023 | ARP, CSOSG2E | 610205 | 6 |  | Acadia Parish | LA001 | 1 | Electric Utility | 30.4284 | -92.4112 | Entergy Louisiana, LLC (Owner),Cleco Power LLC (Operator) | Phase 2 |  | Combined cycle | Pipeline Natural Gas |  |  | Selective Catalytic Reduction |  |  | 2002-08-01 | Operating | 2500 | CT24 (212), ST26 (264) | 55173 CT3 | 344 | Y
LA | Acadia Power Station | 55173 | CT4 |  | 2023 | ARP, CSOSG2E | 610205 | 6 |  | Acadia Parish | LA001 | 1 | Electric Utility | 30.4284 | -92.4112 | Entergy Louisiana, LLC (Owner),Cleco Power LLC (Operator) | Phase 2 |  | Combined cycle | Pipeline Natural Gas |  |  | Selective Catalytic Reduction |  |  | 2002-08-01 | Operating | 2500 | CT25 (212), ST26 (264) | 55173 CT4 | 344 | Y
TX | Eastman Cogeneration Facility | 55176 | 1 |  | 2023 | ARP, CSOSG2 | 609996 (Ended Jan 17, 2023), 610405 (Started Jan 17, 2023) | 6 |  | Harrison County | TX203 | 203 | Cogeneration | 32.4472 | -94.6917 | Eastman Cogeneration, LP (Owner),Eastman Cogeneration, LP (Operator) | Phase 2 |  | Combined cycle | Pipeline Natural Gas | Other Gas, Process Gas |  | Dry Low NOx Burners |  |  | 2001-04-20 | Operating | 2335 | GEN1 (167), GEN3 (127) | 55176 1 | 230.5
TX | Eastman Cogeneration Facility | 55176 | 2 |  | 2023 | ARP, CSOSG2 | 609996 (Ended Jan 17, 2023), 610405 (Started Jan 17, 2023) | 6 |  | Harrison County | TX203 | 203 | Cogeneration | 32.4472 | -94.6917 | Eastman Cogeneration, LP (Owner),Eastman Cogeneration, LP (Operator) | Phase 2 |  | Combined cycle | Pipeline Natural Gas | Other Gas, Process Gas |  | Dry Low NOx Burners |  |  | 2001-07-26 | Operating | 2335 | GEN3 (127), GEN2 (167) | 55176 2 | 230.5
AZ | South Point Energy Center, LLC | 55177 | A |  | 2023 | ARP | 606777 | 9 | WECC | Mohave County | AZ015 | 15 | Electric Utility | 34.8678 | -114.5317 | Calpine Corporation (Owner),Calpine Corporation (Operator) | Phase 2 |  | Combined cycle | Pipeline Natural Gas |  |  | Dry Low NOx Burners,Selective Catalytic Reduction |  |  | 2001-03-01 | Operating | 2150 | ST1 (236), A (236) | 55177 A | 354 | Y
AZ | South Point Energy Center, LLC | 55177 | B |  | 2023 | ARP | 606777 | 9 | WECC | Mohave County | AZ015 | 15 | Electric Utility | 34.8678 | -114.5317 | Calpine Corporation (Owner),Calpine Corporation (Operator) | Phase 2 |  | Combined cycle | Pipeline Natural Gas |  |  | Dry Low NOx Burners,Selective Catalytic Reduction |  |  | 2001-03-01 | Operating | 2150 | ST1 (236), B (236) | 55177 B | 354 | Y
MO | Dogwood Energy Facility | 55178 | CT-1 |  | 2023 | ARP, CSNOX, CSOSG2, CSSO2G1 | 603354 | 7 | SPP | Cass County | MO037 | 37 | Electric Utility | 38.7931 | -94.3006 | Dogwood Energy, LLC (Owner),North American Energy Services (Operator) | Phase 2 |  | Combined cycle | Pipeline Natural Gas |  |  | Dry Low NOx Burners,Selective Catalytic Reduction |  |  | 2001-05-31 | Operating | 2600 | ST-1 (265), CT-1 (208) | 55178 CT-1 | 340.5 | Y
MO | Dogwood Energy Facility | 55178 | CT-2 |  | 2023 | ARP, CSNOX, CSOSG2, CSSO2G1 | 603354 | 7 | SPP | Cass County | MO037 | 37 | Electric Utility | 38.7931 | -94.3006 | Dogwood Energy, LLC (Owner),North American Energy Services (Operator) | Phase 2 |  | Combined cycle | Pipeline Natural Gas |  |  | Dry Low NOx Burners,Selective Catalytic Reduction |  |  | 2001-05-31 | Operating | 2600 | CT-2 (208), ST-1 (265) | 55178 CT-2 | 340.5 | Y
ID | Rathdrum Power, LLC | 55179 | CTGEN1 |  | 2023 | ARP | 606904 (Ended Sep 08, 2023), 610747 (Started Sep 08, 2023) | 10 |  | Kootenai County | ID055 | 55 | Electric Utility | 47.7861 | -116.9214 | Rathdrum Power, LLC (Owner),Rathdrum Operating Services, Inc. (Operator) | Phase 2 |  | Combined cycle | Pipeline Natural Gas |  |  | Dry Low NOx Burners,Selective Catalytic Reduction |  |  | 2001-07-23 | Operating | 2040 | CTG1 (179.4), STG1 (122.1) | 55179 CTGEN1 | 301.5 | Y
CA | Sunrise Power Company | 55182 | CTG1 |  | 2023 | ARP | 607614 | 9 |  | Kern County | CA029 | 29 | Electric Utility | 35.2097 | -119.585 | Sunrise Power Company, LLC (Owner),Sunrise Power Company, LLC (Operator) | Phase 2 |  | Combined cycle | Pipeline Natural Gas |  |  | Selective Catalytic Reduction,Dry Low NOx Burners |  |  | 2001-06-28 | Operating | 2175 | X718 (167.7), STG (270) | 55182 CTG1 | 302.7 | Y
CA | Sunrise Power Company | 55182 | CTG2 |  | 2023 | ARP | 607614 | 9 |  | Kern County | CA029 | 29 | Electric Utility | 35.2097 | -119.585 | Sunrise Power Company, LLC (Owner),Sunrise Power Company, LLC (Operator) | Phase 2 |  | Combined cycle | Pipeline Natural Gas |  |  | Selective Catalytic Reduction,Dry Low NOx Burners |  |  | 2001-06-29 | Operating | 2200 | STG (270), X719 (167.7) | 55182 CTG2 | 302.7 | Y
IL | Nelson Energy Center | 55183 | 1 |  | 2023 | ARP, CSNOX, CSOSG3, CSSO2G1 | 606260 | 5 |  | Lee County | IL103 | 103 | Electric Utility | 41.7749 | -89.6067 | Invenergy LLC (Owner),Invenergy LLC (Operator) | Phase 2 |  | Combined cycle | Pipeline Natural Gas |  |  | Dry Low NOx Burners,Selective Catalytic Reduction |  |  | 2015-01-30 | Operating | 2516 | ST1 (133.5), CT1 (181.9) | 55183 1 | 315.4 | Y
IL | Nelson Energy Center | 55183 | 2 |  | 2023 | ARP, CSNOX, CSOSG3, CSSO2G1 | 606260 | 5 |  | Lee County | IL103 | 103 | Electric Utility | 41.7749 | -89.6067 | Invenergy LLC (Owner),Invenergy LLC (Operator) | Phase 2 |  | Combined cycle | Pipeline Natural Gas |  |  | Dry Low NOx Burners,Selective Catalytic Reduction |  |  | 2015-03-26 | Operating | 2516 | CT2 (179.4), ST2 (133.5) | 55183 2 | 312.9 | Y
TX | Channelview Cogeneration Facility | 55187 | CHV1 |  | 2023 | ARP, CSOSG2 | 603503 | 6 |  | Harris County | TX201 | 201 | Electric Utility | 29.8356 | -95.1242 | EIF Channelview Cogeneration, LLC (Owner),EIF Channelview Cogeneration, LLC (Operator) | Phase 2 |  | Combined cycle | Pipeline Natural Gas |  |  | Selective Catalytic Reduction |  |  | 2002-03-20 | Operating | 2707 | GT1 (192.1), ST1 (149.9) | 55187 CHV1 | 229.575 | Y
TX | Channelview Cogeneration Facility | 55187 | CHV2 |  | 2023 | ARP, CSOSG2 | 603503 | 6 |  | Harris County | TX201 | 201 | Electric Utility | 29.8356 | -95.1242 | EIF Channelview Cogeneration, LLC (Owner),EIF Channelview Cogeneration, LLC (Operator) | Phase 2 |  | Combined cycle | Pipeline Natural Gas |  |  | Selective Catalytic Reduction |  |  | 2002-02-20 | Operating | 2707 | ST1 (149.9), GT2 (192.1) | 55187 CHV2 | 229.575 | Y
TX | Channelview Cogeneration Facility | 55187 | CHV3 |  | 2023 | ARP, CSOSG2 | 603503 | 6 |  | Harris County | TX201 | 201 | Electric Utility | 29.8356 | -95.1242 | EIF Channelview Cogeneration, LLC (Owner),EIF Channelview Cogeneration, LLC (Operator) | Phase 2 |  | Combined cycle | Pipeline Natural Gas |  |  | Selective Catalytic Reduction |  |  | 2001-11-01 | Operating | 2707 | GT3 (192.1), ST1 (149.9) | 55187 CHV3 | 229.575 | Y
TX | Channelview Cogeneration Facility | 55187 | CHV4 |  | 2023 | ARP, CSOSG2 | 603503 | 6 |  | Harris County | TX201 | 201 | Electric Utility | 29.8356 | -95.1242 | EIF Channelview Cogeneration, LLC (Owner),EIF Channelview Cogeneration, LLC (Operator) | Phase 2 |  | Combined cycle | Pipeline Natural Gas |  |  | Selective Catalytic Reduction |  |  | 2001-07-27 | Operating | 2707 | ST1 (149.9), GT4 (192.1) | 55187 CHV4 | 229.575 | Y
IL | Cordova Energy Company | 55188 | 1 |  | 2023 | ARP, CSNOX, CSOSG3, CSSO2G1 | 601813 | 5 |  | Rock Island County | IL161 | 161 | Electric Utility | 41.7146 | -90.2802 | Cordova Energy Company (Owner),Cordova Energy Company (Operator) | Phase 2 |  | Combined cycle | Pipeline Natural Gas |  |  | Dry Low NOx Burners,Selective Catalytic Reduction |  |  | 2001-06-19 | Operating | 2152.2 | PT11 (210), PT31 (191.2) | 55188 1 | 305.6 | Y
IL | Cordova Energy Company | 55188 | 2 |  | 2023 | ARP, CSNOX, CSOSG3, CSSO2G1 | 601813 | 5 |  | Rock Island County | IL161 | 161 | Electric Utility | 41.7146 | -90.2802 | Cordova Energy Company (Owner),Cordova Energy Company (Operator) | Phase 2 |  | Combined cycle | Pipeline Natural Gas |  |  | Dry Low NOx Burners,Selective Catalytic Reduction |  |  | 2001-06-19 | Operating | 2152.2 | PT31 (191.2), PT21 (210) | 55188 2 | 305.6 | Y
FL | Osceola | 55192 | OSC1 |  | 2023 | ARP | 609198 | 4 |  | Osceola County | FL097 | 97 | Electric Utility | 28.1289 | -81.0978 | Orlando Utilities Commission (Owner),Orlando Utilities Commission (Operator) | Phase 2 |  | Combustion turbine | Pipeline Natural Gas | Diesel Oil |  | Dry Low NOx Burners,Water Injection |  |  | 2001-10-16 | Operating | 1942 | CTG1 (200) | 55192 OSC1 | 200
FL | Osceola | 55192 | OSC2 |  | 2023 | ARP | 609198 | 4 |  | Osceola County | FL097 | 97 | Electric Utility | 28.1289 | -81.0978 | Orlando Utilities Commission (Owner),Orlando Utilities Commission (Operator) | Phase 2 |  | Combustion turbine | Pipeline Natural Gas | Diesel Oil |  | Dry Low NOx Burners,Water Injection |  |  | 2001-10-21 | Operating | 1942 | CTG2 (200) | 55192 OSC2 | 200
FL | Osceola | 55192 | OSC3 |  | 2023 | ARP | 609198 | 4 |  | Osceola County | FL097 | 97 | Electric Utility | 28.1289 | -81.0978 | Orlando Utilities Commission (Owner),Orlando Utilities Commission (Operator) | Phase 2 |  | Combustion turbine | Pipeline Natural Gas | Diesel Oil |  | Dry Low NOx Burners,Water Injection |  |  | 2002-04-17 | Operating | 1942 | CTG3 (200) | 55192 OSC3 | 200
PA | Ontelaunee Energy Center | 55193 | CT1 |  | 2023 | ARP, CSNOX, CSOSG3, CSSO2G1, RGGI | 603383 | 3 |  | Berks County | PA011 | 11 | Electric Utility | 40.4219 | -75.9353 | Ontelaunee Power Operating Company, LLC (Owner),Ontelaunee Power Operating Company, LLC (Operator) | Phase 2 |  | Combined cycle | Pipeline Natural Gas |  |  | Dry Low NOx Burners,Selective Catalytic Reduction |  |  | 2002-11-13 | Operating | 2160 | CTG1 (185), STG (200) | 55193 CT1 | 285 | Y
PA | Ontelaunee Energy Center | 55193 | CT2 |  | 2023 | ARP, CSNOX, CSOSG3, CSSO2G1, RGGI | 603383 | 3 |  | Berks County | PA011 | 11 | Electric Utility | 40.4219 | -75.9353 | Ontelaunee Power Operating Company, LLC (Owner),Ontelaunee Power Operating Company, LLC (Operator) | Phase 2 |  | Combined cycle | Pipeline Natural Gas |  |  | Dry Low NOx Burners,Selective Catalytic Reduction |  |  | 2002-11-13 | Operating | 2160 | CTG2 (185), STG (200) | 55193 CT2 | 285 | Y
PA | Springdale Generating Station (55196) | 55196 | 1 |  | 2023 | ARP, CSNOX, CSOSG3, CSSO2G1, RGGI | 605624 | 3 |  | Allegheny County | PA003 | 3 | Electric Utility | 40.5447 | -79.7678 | Springdale Energy, LLC (Owner),Springdale Energy, LLC (Operator) | Phase 2 |  | Combustion turbine | Pipeline Natural Gas |  |  | Water Injection |  |  | 1999-11-15 | Operating | 490 | UNT1 (43.9) | 55196 1 | 43.9
PA | Springdale Generating Station (55196) | 55196 | 2 |  | 2023 | ARP, CSNOX, CSOSG3, CSSO2G1, RGGI | 605624 | 3 |  | Allegheny County | PA003 | 3 | Electric Utility | 40.5447 | -79.7678 | Springdale Energy, LLC (Owner),Springdale Energy, LLC (Operator) | Phase 2 |  | Combustion turbine | Pipeline Natural Gas |  |  | Water Injection |  |  | 1999-11-15 | Operating | 490 | UNT2 (43.9) | 55196 2 | 43.9
MS | Caledonia | 55197 | AA-001 |  | 2023 | ARP, CSOSG2 | 609315 | 4 |  | Lowndes County | MS087 | 87 | Electric Utility | 33.6464 | -88.2717 | Caledonia Power, LLC (Owner),Tennessee Valley Authority (Operator) | Phase 2 |  | Combined cycle | Pipeline Natural Gas |  |  | Dry Low NOx Burners,Selective Catalytic Reduction |  |  | 2003-03-19 | Operating | 2136 | STG1 (106), CTG1 (161) | 55197 AA-001 | 267 | Y
MS | Caledonia | 55197 | AA-002 |  | 2023 | ARP, CSOSG2 | 609315 | 4 |  | Lowndes County | MS087 | 87 | Electric Utility | 33.6464 | -88.2717 | Caledonia Power, LLC (Owner),Tennessee Valley Authority (Operator) | Phase 2 |  | Combined cycle | Pipeline Natural Gas |  |  | Dry Low NOx Burners,Selective Catalytic Reduction |  |  | 2003-04-09 | Operating | 2042 | CTG2 (161), STG2 (106) | 55197 AA-002 | 267 | Y
MS | Caledonia | 55197 | AA-003 |  | 2023 | ARP, CSOSG2 | 609315 | 4 |  | Lowndes County | MS087 | 87 | Electric Utility | 33.6464 | -88.2717 | Caledonia Power, LLC (Owner),Tennessee Valley Authority (Operator) | Phase 2 |  | Combined cycle | Pipeline Natural Gas |  |  | Dry Low NOx Burners,Selective Catalytic Reduction |  |  | 2003-04-18 | Operating | 2108 | CTG3 (161), STG3 (106) | 55197 AA-003 | 267 | Y
KY | Riverside Generating Company | 55198 | GTG101 |  | 2023 | ARP, CSNOX, CSOSG2E, CSSO2G1 | 605624 | 4 |  | Lawrence County | KY127 | 127 | Electric Utility | 38.1933 | -82.6042 | Riverside Generating Company, LLC (Owner),Riverside Generating Company, LLC (Operator) | Phase 2 |  | Combustion turbine | Pipeline Natural Gas |  |  | Dry Low NOx Burners |  |  | 2001-06-12 | Operating | 2133 | GTG1 (208) | 55198 GTG101 | 208
KY | Riverside Generating Company | 55198 | GTG201 |  | 2023 | ARP, CSNOX, CSOSG2E, CSSO2G1 | 605624 | 4 |  | Lawrence County | KY127 | 127 | Electric Utility | 38.1933 | -82.6042 | Riverside Generating Company, LLC (Owner),Riverside Generating Company, LLC (Operator) | Phase 2 |  | Combustion turbine | Pipeline Natural Gas |  |  | Dry Low NOx Burners |  |  | 2001-07-04 | Operating | 2133 | GTG2 (208) | 55198 GTG201 | 208
KY | Riverside Generating Company | 55198 | GTG301 |  | 2023 | ARP, CSNOX, CSOSG2E, CSSO2G1 | 605624 | 4 |  | Lawrence County | KY127 | 127 | Electric Utility | 38.1933 | -82.6042 | Riverside Generating Company, LLC (Owner),Riverside Generating Company, LLC (Operator) | Phase 2 |  | Combustion turbine | Pipeline Natural Gas |  |  | Dry Low NOx Burners |  |  | 2001-07-07 | Operating | 2133 | GTG3 (208) | 55198 GTG301 | 208
KY | Riverside Generating Company | 55198 | GTG401 |  | 2023 | ARP, CSNOX, CSOSG2E, CSSO2G1 | 605624 | 4 |  | Lawrence County | KY127 | 127 | Electric Utility | 38.1933 | -82.6042 | Riverside Generating Company, LLC (Owner),Riverside Generating Company, LLC (Operator) | Phase 2 |  | Combustion turbine | Pipeline Natural Gas |  |  | Dry Low NOx Burners,Water Injection,Selective Catalytic Reduction |  |  | 2002-03-20 | Operating | 2133 | GTG4 (208) | 55198 GTG401 | 208 | Y
KY | Riverside Generating Company | 55198 | GTG501 |  | 2023 | ARP, CSNOX, CSOSG2E, CSSO2G1 | 605624 | 4 |  | Lawrence County | KY127 | 127 | Electric Utility | 38.1933 | -82.6042 | Riverside Generating Company, LLC (Owner),Riverside Generating Company, LLC (Operator) | Phase 2 |  | Combustion turbine | Pipeline Natural Gas |  |  | Dry Low NOx Burners,Water Injection,Selective Catalytic Reduction |  |  | 2002-04-09 | Operating | 2133 | GTG5 (208) | 55198 GTG501 | 208 | Y
IL | Elwood Energy Facility | 55199 | 1 |  | 2023 | ARP, CSNOX, CSOSG3, CSSO2G1 | 607880 (Ended Mar 07, 2023), 610552 (Started Mar 07, 2023) | 5 |  | Will County | IL197 | 197 | Electric Utility | 41.4388 | -88.1236 | Elwood Energy, LLC (Owner),Elwood Services Company, LLC (Operator) | Phase 2 |  | Combustion turbine | Pipeline Natural Gas |  |  | Dry Low NOx Burners |  |  | 1999-05-28 | Operating | 2060 | GT1 (191), GT11 (170) | 55199 1 | 361
IL | Elwood Energy Facility | 55199 | 2 |  | 2023 | ARP, CSNOX, CSOSG3, CSSO2G1 | 607880 (Ended Mar 07, 2023), 610552 (Started Mar 07, 2023) | 5 |  | Will County | IL197 | 197 | Electric Utility | 41.4388 | -88.1236 | Elwood Energy, LLC (Owner),Elwood Services Company, LLC (Operator) | Phase 2 |  | Combustion turbine | Pipeline Natural Gas |  |  | Dry Low NOx Burners |  |  | 1999-05-28 | Operating | 2060 | GT22 (170), GT2 (191) | 55199 2 | 361
IL | Elwood Energy Facility | 55199 | 3 |  | 2023 | ARP, CSNOX, CSOSG3, CSSO2G1 | 607880 (Ended Mar 07, 2023), 610552 (Started Mar 07, 2023) | 5 |  | Will County | IL197 | 197 | Electric Utility | 41.4388 | -88.1236 | Elwood Energy, LLC (Owner),Elwood Services Company, LLC (Operator) | Phase 2 |  | Combustion turbine | Pipeline Natural Gas |  |  | Dry Low NOx Burners |  |  | 1999-05-28 | Operating | 2060 | GT33 (170), GT3 (191) | 55199 3 | 361
IL | Elwood Energy Facility | 55199 | 4 |  | 2023 | ARP, CSNOX, CSOSG3, CSSO2G1 | 607880 (Ended Mar 07, 2023), 610552 (Started Mar 07, 2023) | 5 |  | Will County | IL197 | 197 | Electric Utility | 41.4388 | -88.1236 | Elwood Energy, LLC (Owner),Elwood Services Company, LLC (Operator) | Phase 2 |  | Combustion turbine | Pipeline Natural Gas |  |  | Dry Low NOx Burners |  |  | 1999-05-28 | Operating | 2060 | GT4 (191) | 55199 4 | 191
IL | Elwood Energy Facility | 55199 | 5 |  | 2023 | ARP, CSNOX, CSOSG3, CSSO2G1 | 607880 (Ended Mar 07, 2023), 610552 (Started Mar 07, 2023) | 5 |  | Will County | IL197 | 197 | Electric Utility | 41.4388 | -88.1236 | Elwood Energy, LLC (Owner),Elwood Services Company, LLC (Operator) | Phase 2 |  | Combustion turbine | Pipeline Natural Gas |  |  | Dry Low NOx Burners |  |  | 2001-04-21 | Operating | 2083 | GT5 (195), GT55 (172) | 55199 5 | 367
IL | Elwood Energy Facility | 55199 | 6 |  | 2023 | ARP, CSNOX, CSOSG3, CSSO2G1 | 607880 (Ended Mar 07, 2023), 610552 (Started Mar 07, 2023) | 5 |  | Will County | IL197 | 197 | Electric Utility | 41.4388 | -88.1236 | Elwood Energy, LLC (Owner),Elwood Services Company, LLC (Operator) | Phase 2 |  | Combustion turbine | Pipeline Natural Gas |  |  | Dry Low NOx Burners |  |  | 2001-05-04 | Operating | 2083 | GT6 (195) | 55199 6 | 195
IL | Elwood Energy Facility | 55199 | 7 |  | 2023 | ARP, CSNOX, CSOSG3, CSSO2G1 | 607880 (Ended Mar 07, 2023), 610552 (Started Mar 07, 2023) | 5 |  | Will County | IL197 | 197 | Electric Utility | 41.4388 | -88.1236 | Elwood Energy, LLC (Owner),Elwood Services Company, LLC (Operator) | Phase 2 |  | Combustion turbine | Pipeline Natural Gas |  |  | Dry Low NOx Burners |  |  | 2001-05-18 | Operating | 2083 | GT7 (195) | 55199 7 | 195
IL | Elwood Energy Facility | 55199 | 8 |  | 2023 | ARP, CSNOX, CSOSG3, CSSO2G1 | 607880 (Ended Mar 07, 2023), 610552 (Started Mar 07, 2023) | 5 |  | Will County | IL197 | 197 | Electric Utility | 41.4388 | -88.1236 | Elwood Energy, LLC (Owner),Elwood Services Company, LLC (Operator) | Phase 2 |  | Combustion turbine | Pipeline Natural Gas |  |  | Dry Low NOx Burners |  |  | 2001-05-22 | Operating | 2083 | GT8 (195) | 55199 8 | 195
IL | Elwood Energy Facility | 55199 | 9 |  | 2023 | ARP, CSNOX, CSOSG3, CSSO2G1 | 607880 (Ended Mar 07, 2023), 610552 (Started Mar 07, 2023) | 5 |  | Will County | IL197 | 197 | Electric Utility | 41.4388 | -88.1236 | Elwood Energy, LLC (Owner),Elwood Services Company, LLC (Operator) | Phase 2 |  | Combustion turbine | Pipeline Natural Gas |  |  | Dry Low NOx Burners |  |  | 2001-04-18 | Operating | 2083 | GT9 (195) | 55199 9 | 195
CO | Arapahoe Combustion Turbine Facility | 55200 | CT5 |  | 2023 | ARP | 604601 | 8 |  | Denver County | CO031 | 31 | Electric Utility | 39.6692 | -105.0018 | SWG Arapahoe LLC (Owner),SWG Arapahoe LLC (Operator) | Phase 2 |  | Combined cycle | Pipeline Natural Gas |  |  | Selective Catalytic Reduction |  |  | 2000-05-25 | Operating | 555 | UN5 (76), UN7 (51.8) | 55200 CT5 | 101.9 | Y
CO | Arapahoe Combustion Turbine Facility | 55200 | CT6 |  | 2023 | ARP | 604601 | 8 |  | Denver County | CO031 | 31 | Electric Utility | 39.6692 | -105.0018 | SWG Arapahoe LLC (Owner),SWG Arapahoe LLC (Operator) | Phase 2 |  | Combined cycle | Pipeline Natural Gas |  |  | Selective Catalytic Reduction |  |  | 2000-05-25 | Operating | 555 | UN6 (76), UN7 (51.8) | 55200 CT6 | 101.9 | Y
IL | Gibson City Energy Center, LLC | 55201 | GCTG1 |  | 2023 | ARP, CSNOX, CSOSG3, CSSO2G1 | 610062 (Ended Apr 11, 2023), 610628 (Started Apr 11, 2023) | 5 |  | Ford County | IL053 | 53 | Electric Utility | 40.4705 | -88.3987 | Gibson City Energy Center, LLC (Owner),Gibson City Energy Center, LLC (Operator) | Phase 2 |  | Combustion turbine | Pipeline Natural Gas | Diesel Oil |  | Dry Low NOx Burners,Water Injection |  |  | 2000-06-27 | Operating | 1657 | 1 (135) | 55201 GCTG1 | 135
IL | Gibson City Energy Center, LLC | 55201 | GCTG2 |  | 2023 | ARP, CSNOX, CSOSG3, CSSO2G1 | 610062 (Ended Apr 11, 2023), 610628 (Started Apr 11, 2023) | 5 |  | Ford County | IL053 | 53 | Electric Utility | 40.4705 | -88.3987 | Gibson City Energy Center, LLC (Owner),Gibson City Energy Center, LLC (Operator) | Phase 2 |  | Combustion turbine | Pipeline Natural Gas | Diesel Oil |  | Dry Low NOx Burners,Water Injection |  |  | 2000-07-22 | Operating | 1400 | 2 (135) | 55201 GCTG2 | 135
IL | Pinckneyville Power Plant | 55202 | CT01 |  | 2023 | ARP, CSNOX, CSOSG3, CSSO2G1 | 607655 | 5 |  | Perry County | IL145 | 145 | Electric Utility | 38.1114 | -89.3467 | Union Electric Company (Owner),Union Electric Company (Operator) | Phase 2 |  | Combustion turbine | Pipeline Natural Gas |  |  | Water Injection |  |  | 2000-06-04 | Operating | 444 | 1 (45) | 55202 CT01 | 45
IL | Pinckneyville Power Plant | 55202 | CT02 |  | 2023 | ARP, CSNOX, CSOSG3, CSSO2G1 | 607655 | 5 |  | Perry County | IL145 | 145 | Electric Utility | 38.1114 | -89.3467 | Union Electric Company (Owner),Union Electric Company (Operator) | Phase 2 |  | Combustion turbine | Pipeline Natural Gas |  |  | Water Injection |  |  | 2000-06-06 | Operating | 444 | 2 (45) | 55202 CT02 | 45
IL | Pinckneyville Power Plant | 55202 | CT03 |  | 2023 | ARP, CSNOX, CSOSG3, CSSO2G1 | 607655 | 5 |  | Perry County | IL145 | 145 | Electric Utility | 38.1114 | -89.3467 | Union Electric Company (Owner),Union Electric Company (Operator) | Phase 2 |  | Combustion turbine | Pipeline Natural Gas |  |  | Water Injection |  |  | 2000-06-15 | Operating | 444 | 3 (45) | 55202 CT03 | 45
IL | Pinckneyville Power Plant | 55202 | CT04 |  | 2023 | ARP, CSNOX, CSOSG3, CSSO2G1 | 607655 | 5 |  | Perry County | IL145 | 145 | Electric Utility | 38.1114 | -89.3467 | Union Electric Company (Owner),Union Electric Company (Operator) | Phase 2 |  | Combustion turbine | Pipeline Natural Gas |  |  | Water Injection |  |  | 2000-06-22 | Operating | 444 | 4 (45) | 55202 CT04 | 45
IL | Pinckneyville Power Plant | 55202 | CT05 |  | 2023 | ARP, CSNOX, CSOSG3, CSSO2G1 | 607655 | 5 |  | Perry County | IL145 | 145 | Electric Utility | 38.1114 | -89.3467 | Union Electric Company (Owner),Union Electric Company (Operator) | Phase 2 |  | Combustion turbine | Pipeline Natural Gas |  |  | Dry Low NOx Burners |  |  | 2001-05-28 | Operating | 553 | 5 (50) | 55202 CT05 | 50
IL | Pinckneyville Power Plant | 55202 | CT06 |  | 2023 | ARP, CSNOX, CSOSG3, CSSO2G1 | 607655 | 5 |  | Perry County | IL145 | 145 | Electric Utility | 38.1114 | -89.3467 | Union Electric Company (Owner),Union Electric Company (Operator) | Phase 2 |  | Combustion turbine | Pipeline Natural Gas |  |  | Dry Low NOx Burners |  |  | 2001-06-06 | Operating | 553 | 6 (50) | 55202 CT06 | 50
IL | Pinckneyville Power Plant | 55202 | CT07 |  | 2023 | ARP, CSNOX, CSOSG3, CSSO2G1 | 607655 | 5 |  | Perry County | IL145 | 145 | Electric Utility | 38.1114 | -89.3467 | Union Electric Company (Owner),Union Electric Company (Operator) | Phase 2 |  | Combustion turbine | Pipeline Natural Gas |  |  | Dry Low NOx Burners |  |  | 2001-06-23 | Operating | 553 | 7 (50) | 55202 CT07 | 50
IL | Pinckneyville Power Plant | 55202 | CT08 |  | 2023 | ARP, CSNOX, CSOSG3, CSSO2G1 | 607655 | 5 |  | Perry County | IL145 | 145 | Electric Utility | 38.1114 | -89.3467 | Union Electric Company (Owner),Union Electric Company (Operator) | Phase 2 |  | Combustion turbine | Pipeline Natural Gas |  |  | Dry Low NOx Burners |  |  | 2001-07-23 | Operating | 553 | 8 (50) | 55202 CT08 | 50
IL | Kinmundy Power Plant | 55204 | KCTG1 |  | 2023 | ARP, CSNOX, CSOSG3, CSSO2G1 | 607655 | 5 |  | Marion County | IL121 | 121 | Electric Utility | 38.7619 | -89.0128 | Union Electric Company (Owner),Union Electric Company (Operator) | Phase 2 |  | Combustion turbine | Pipeline Natural Gas | Diesel Oil |  | Dry Low NOx Burners,Water Injection |  |  | 2001-04-04 | Operating | 1459 | 1 (135) | 55204 KCTG1 | 135
IL | Kinmundy Power Plant | 55204 | KCTG2 |  | 2023 | ARP, CSNOX, CSOSG3, CSSO2G1 | 607655 | 5 |  | Marion County | IL121 | 121 | Electric Utility | 38.7619 | -89.0128 | Union Electric Company (Owner),Union Electric Company (Operator) | Phase 2 |  | Combustion turbine | Pipeline Natural Gas | Diesel Oil |  | Dry Low NOx Burners,Water Injection |  |  | 2001-05-24 | Operating | 1459 | 2 (135) | 55204 KCTG2 | 135
TX | Corpus Christi Energy Center | 55206 | CU1 |  | 2023 | ARP, CSOSG2 | 610004 | 6 |  | Nueces County | TX355 | 355 | Cogeneration | 27.8139 | -97.4283 | Corpus Christi Cogeneration, LP (Owner),Calpine Operating Services Company, Inc. (Operator) | Phase 2 |  | Combined cycle | Pipeline Natural Gas |  |  | Dry Low NOx Burners |  |  | 2001-10-01 | Operating | 2500 | CT1 (190), ST1 (195.5) | 55206 CU1 | 287.75
TX | Corpus Christi Energy Center | 55206 | CU2 |  | 2023 | ARP, CSOSG2 | 610004 | 6 |  | Nueces County | TX355 | 355 | Cogeneration | 27.8139 | -97.4283 | Corpus Christi Cogeneration, LP (Owner),Calpine Operating Services Company, Inc. (Operator) | Phase 2 |  | Combined cycle | Pipeline Natural Gas |  |  | Dry Low NOx Burners |  |  | 2001-10-01 | Operating | 2510 | CT2 (190), ST1 (195.5) | 55206 CU2 | 287.75
CO | Valmont Combustion Turbine Facility | 55207 | CT7 |  | 2023 | ARP | 608791 | 8 |  | Boulder County | CO013 | 13 | Electric Utility | 40.0197 | -105.202 | SWG Colorado, LLC (Owner),SWG Colorado, LLC (Operator) | Phase 2 |  | Combustion turbine | Pipeline Natural Gas |  |  | Water Injection |  |  | 2000-05-26 | Operating | 425 | G7 (71.1) | 55207 CT7 | 71.1
CO | Valmont Combustion Turbine Facility | 55207 | CT8 |  | 2023 | ARP | 608791 | 8 |  | Boulder County | CO013 | 13 | Electric Utility | 40.0197 | -105.202 | SWG Colorado, LLC (Owner),SWG Colorado, LLC (Operator) | Phase 2 |  | Combustion turbine | Pipeline Natural Gas |  |  | Water Injection |  |  | 2001-07-07 | Operating | 425 | G8 (71.1) | 55207 CT8 | 71.1
NM | Afton Generating Station | 55210 | 1 |  | 2023 | ARP | 610023 | 6 |  | Dona Ana County | NM013 | 13 | Electric Utility | 32.1134 | -106.848 | Public Service Company of New Mexico (Owner),Public Service Company of New Mexico (Operator) | Phase 2 |  | Combined cycle | Pipeline Natural Gas | Diesel Oil |  | Selective Catalytic Reduction,Dry Low NOx Burners,Water Injection |  |  | 2002-10-14 | Operating | 1853.8 | 0002 (110), 0001 (177) | 55210 1 | 287 | Y
MA | Bellingham Power Generation LLC | 55211 | 1 |  | 2023 | ARP, RGGI, SIPNOX | 603383 | 1 |  | Norfolk County | MA021 | 21 | Electric Utility | 42.1113 | -71.4529 | Bellingham Power Generation LLC (Owner),Bellingham Power Generation LLC (Operator) | Phase 2 |  | Combined cycle | Pipeline Natural Gas |  |  | Dry Low NOx Burners,Selective Catalytic Reduction |  |  | 2002-06-19 | Operating | 2184 | U1 (289) | 55211 1 | 289 | Y
MA | Bellingham Power Generation LLC | 55211 | 2 |  | 2023 | ARP, RGGI, SIPNOX | 603383 | 1 |  | Norfolk County | MA021 | 21 | Electric Utility | 42.1113 | -71.4529 | Bellingham Power Generation LLC (Owner),Bellingham Power Generation LLC (Operator) | Phase 2 |  | Combined cycle | Pipeline Natural Gas |  |  | Dry Low NOx Burners,Selective Catalytic Reduction |  |  | 2002-08-24 | Operating | 2184 | U2 (289) | 55211 2 | 289 | Y
MA | Blackstone Power Generation LLC | 55212 | 1 |  | 2023 | ARP, RGGI, SIPNOX | 603383 | 1 |  | Worcester County | MA027 | 27 | Electric Utility | 42.0575 | -71.5172 | Blackstone Power Generation LLC (Owner),Blackstone Power Generation LLC (Operator) | Phase 2 |  | Combined cycle | Pipeline Natural Gas |  |  | Dry Low NOx Burners,Selective Catalytic Reduction |  |  | 2001-04-25 | Operating | 2184 | U1 (289) | 55212 1 | 289 | Y
MA | Blackstone Power Generation LLC | 55212 | 2 |  | 2023 | ARP, RGGI, SIPNOX | 603383 | 1 |  | Worcester County | MA027 | 27 | Electric Utility | 42.0575 | -71.5172 | Blackstone Power Generation LLC (Owner),Blackstone Power Generation LLC (Operator) | Phase 2 |  | Combined cycle | Pipeline Natural Gas |  |  | Dry Low NOx Burners,Selective Catalytic Reduction |  |  | 2001-05-28 | Operating | 2184 | U2 (289) | 55212 2 | 289 | Y
TX | Odessa Ector Generating Station | 55215 | GT1 |  | 2023 | ARP, CSOSG2 | 603383 | 6 | ERCOT | Ector County | TX135 | 135 | Electric Utility | 31.8378 | -102.3278 | La Frontera Holdings, LLC (Owner),Luminant Generation Company LLC (Operator) | Phase 2 |  | Combined cycle | Pipeline Natural Gas |  |  | Dry Low NOx Burners |  |  | 2001-04-25 | Operating | 2185 | CTG1 (170), STG1 (224.2) | 55215 GT1 | 282.1
TX | Odessa Ector Generating Station | 55215 | GT2 |  | 2023 | ARP, CSOSG2 | 603383 | 6 | ERCOT | Ector County | TX135 | 135 | Electric Utility | 31.8378 | -102.3278 | La Frontera Holdings, LLC (Owner),Luminant Generation Company LLC (Operator) | Phase 2 |  | Combined cycle | Pipeline Natural Gas |  |  | Dry Low NOx Burners |  |  | 2001-04-25 | Operating | 2185 | CTG2 (170), STG1 (224.2) | 55215 GT2 | 282.1
TX | Odessa Ector Generating Station | 55215 | GT3 |  | 2023 | ARP, CSOSG2 | 603383 | 6 | ERCOT | Ector County | TX135 | 135 | Electric Utility | 31.8378 | -102.3278 | La Frontera Holdings, LLC (Owner),Luminant Generation Company LLC (Operator) | Phase 2 |  | Combined cycle | Pipeline Natural Gas |  |  | Dry Low NOx Burners |  |  | 2001-07-20 | Operating | 2185 | CTG3 (170), STG2 (224.2) | 55215 GT3 | 282.1
TX | Odessa Ector Generating Station | 55215 | GT4 |  | 2023 | ARP, CSOSG2 | 603383 | 6 | ERCOT | Ector County | TX135 | 135 | Electric Utility | 31.8378 | -102.3278 | La Frontera Holdings, LLC (Owner),Luminant Generation Company LLC (Operator) | Phase 2 |  | Combined cycle | Pipeline Natural Gas |  |  | Dry Low NOx Burners |  |  | 2001-07-17 | Operating | 2185 | STG2 (224.2), CTG4 (170) | 55215 GT4 | 282.1
IL | Morris Cogeneration, LLC | 55216 | CTG1 |  | 2023 | CSNOX, CSOSG3, CSSO2G1, SIPNOX | 607285 | 5 | MAIN | Grundy County | IL063 | 63 | Cogeneration | 41.4092 | -88.3292 | Morris CoGeneration, LLC (Owner),Morris CoGeneration, LLC (Operator) |  |  | Combined cycle | Pipeline Natural Gas |  |  | Dry Low NOx Burners |  |  | 1998-11-01 | Operating | 944 | UNT1 (39), STG1 (62) | 55216 CTG1 | 59.6667
IL | Morris Cogeneration, LLC | 55216 | CTG2 |  | 2023 | CSNOX, CSOSG3, CSSO2G1, SIPNOX | 607285 | 5 | MAIN | Grundy County | IL063 | 63 | Cogeneration | 41.4092 | -88.3292 | Morris CoGeneration, LLC (Owner),Morris CoGeneration, LLC (Operator) |  |  | Combined cycle | Pipeline Natural Gas |  |  | Dry Low NOx Burners |  |  | 1998-11-01 | Operating | 944 | STG1 (62), UNT2 (39) | 55216 CTG2 | 59.6667
IL | Morris Cogeneration, LLC | 55216 | CTG3 |  | 2023 | CSNOX, CSOSG3, CSSO2G1, SIPNOX | 607285 | 5 | MAIN | Grundy County | IL063 | 63 | Cogeneration | 41.4092 | -88.3292 | Morris CoGeneration, LLC (Owner),Morris CoGeneration, LLC (Operator) |  |  | Combined cycle | Pipeline Natural Gas |  |  | Dry Low NOx Burners |  |  | 1998-11-01 | Operating | 944 | UNT3 (39), STG1 (62) | 55216 CTG3 | 59.6667
CA | Los Medanos Energy Center, LLC | 55217 | X724 |  | 2023 | ARP | 609261 (Ended Apr 24, 2023), 610469 (Started Apr 24, 2023) | 9 |  | Contra Costa County | CA013 | 13 | Cogeneration | 38.03 | -121.8708 | Los Medanos Energy Center, LLC (Owner),Los Medanos Energy Center, LLC (Operator) | Phase 2 |  | Combined cycle | Pipeline Natural Gas |  |  | Selective Catalytic Reduction |  |  | 2001-05-06 | Operating | 2225.1 | CTG1 (198.9), STG3 (280.5) | 55217 X724 | 339.15 | Y
CA | Los Medanos Energy Center, LLC | 55217 | X725 |  | 2023 | ARP | 609261 (Ended Apr 24, 2023), 610469 (Started Apr 24, 2023) | 9 |  | Contra Costa County | CA013 | 13 | Cogeneration | 38.03 | -121.8708 | Los Medanos Energy Center, LLC (Owner),Los Medanos Energy Center, LLC (Operator) | Phase 2 |  | Combined cycle | Pipeline Natural Gas |  |  | Selective Catalytic Reduction |  |  | 2001-05-06 | Operating | 2225.1 | STG3 (280.5), CTG2 (198.9) | 55217 X725 | 339.15 | Y
MS | Hinds Energy Facility | 55218 | 2 |  | 2023 | ARP, CSOSG2 | 609775 (Ended Mar 31, 2023), 610584 (Started Mar 31, 2023) | 4 |  | Hinds County | MS049 | 49 | Electric Utility | 32.3781 | -90.2169 | Entergy Corporation (Owner),Entergy Corporation (Operator) | Phase 2 |  | Combustion turbine | Pipeline Natural Gas |  |  | Dry Low NOx Burners |  |  | 2019-09-08 | Operating | 350 | H04BS (49.1) | 55218 2 | 49.1
MS | Hinds Energy Facility | 55218 | H01 |  | 2023 | ARP, CSOSG2 | 609775 (Ended Mar 31, 2023), 610584 (Started Mar 31, 2023) | 4 |  | Hinds County | MS049 | 49 | Electric Utility | 32.3781 | -90.2169 | Entergy Corporation (Owner),Entergy Corporation (Operator) | Phase 2 |  | Combined cycle | Pipeline Natural Gas |  |  | Dry Low NOx Burners,Selective Catalytic Reduction |  |  | 2001-03-16 | Operating | 1875 | H01 (176.63), H03 (198.05) | 55218 H01 | 275.655 | Y
MS | Hinds Energy Facility | 55218 | H02 |  | 2023 | ARP, CSOSG2 | 609775 (Ended Mar 31, 2023), 610584 (Started Mar 31, 2023) | 4 |  | Hinds County | MS049 | 49 | Electric Utility | 32.3781 | -90.2169 | Entergy Corporation (Owner),Entergy Corporation (Operator) | Phase 2 |  | Combined cycle | Pipeline Natural Gas |  |  | Dry Low NOx Burners,Selective Catalytic Reduction |  |  | 2001-03-08 | Operating | 1830 | H03 (198.05), H02 (176.63) | 55218 H02 | 275.655 | Y
MS | Attala Generating Plant | 55220 | A01 |  | 2023 | ARP, CSOSG2 | 609775 (Ended Mar 31, 2023), 610584 (Started Mar 31, 2023) | 4 |  | Attala County | MS007 | 7 | Electric Utility | 33.0142 | -89.6758 | Entergy Corporation (Owner),Entergy Corporation (Operator) | Phase 2 |  | Combined cycle | Pipeline Natural Gas |  |  | Dry Low NOx Burners,Selective Catalytic Reduction |  |  | 2001-03-22 | Operating | 2230 | A01 (180), A03 (198.1) | 55220 A01 | 279.05 | Y
MS | Attala Generating Plant | 55220 | A02 |  | 2023 | ARP, CSOSG2 | 609775 (Ended Mar 31, 2023), 610584 (Started Mar 31, 2023) | 4 |  | Attala County | MS007 | 7 | Electric Utility | 33.0142 | -89.6758 | Entergy Corporation (Owner),Entergy Corporation (Operator) | Phase 2 |  | Combined cycle | Pipeline Natural Gas |  |  | Dry Low NOx Burners,Selective Catalytic Reduction |  |  | 2001-03-29 | Operating | 2200 | A02 (180), A03 (198.1) | 55220 A02 | 279.05 | Y
AR | Oswald Generating Station | 55221 | G1 |  | 2023 | ARP, CSOSG2 | 537 (Ended Aug 22, 2023), 500535 (Started Aug 22, 2023) | 6 |  | Pulaski County | AR119 | 119 | Electric Utility | 34.5923 | -92.2166 | Arkansas Electric Cooperative Corporation (Owner),Arkansas Electric Cooperative Corporation (Operator) | Phase 2 |  | Combined cycle | Pipeline Natural Gas |  |  | Steam Injection |  |  | 2002-04-22 | Operating | 567 | G1 (47.8), G8 (105) | 55221 G1 | 82.8
AR | Oswald Generating Station | 55221 | G2 |  | 2023 | ARP, CSOSG2 | 537 (Ended Aug 22, 2023), 500535 (Started Aug 22, 2023) | 6 |  | Pulaski County | AR119 | 119 | Electric Utility | 34.5923 | -92.2166 | Arkansas Electric Cooperative Corporation (Owner),Arkansas Electric Cooperative Corporation (Operator) | Phase 2 |  | Combined cycle | Pipeline Natural Gas |  |  | Steam Injection |  |  | 2002-04-15 | Operating | 567 | G2 (47.8), G8 (105) | 55221 G2 | 82.8
AR | Oswald Generating Station | 55221 | G3 |  | 2023 | ARP, CSOSG2 | 537 (Ended Aug 22, 2023), 500535 (Started Aug 22, 2023) | 6 |  | Pulaski County | AR119 | 119 | Electric Utility | 34.5923 | -92.2166 | Arkansas Electric Cooperative Corporation (Owner),Arkansas Electric Cooperative Corporation (Operator) | Phase 2 |  | Combined cycle | Pipeline Natural Gas |  |  | Steam Injection |  |  | 2002-04-08 | Operating | 567 | G3 (47.8), G8 (105) | 55221 G3 | 82.8
AR | Oswald Generating Station | 55221 | G4 |  | 2023 | ARP, CSOSG2 | 537 (Ended Aug 22, 2023), 500535 (Started Aug 22, 2023) | 6 |  | Pulaski County | AR119 | 119 | Electric Utility | 34.5923 | -92.2166 | Arkansas Electric Cooperative Corporation (Owner),Arkansas Electric Cooperative Corporation (Operator) | Phase 2 |  | Combined cycle | Pipeline Natural Gas |  |  | Steam Injection |  |  | 2002-04-03 | Operating | 567 | G9 (105), G4 (47.8) | 55221 G4 | 74.05
AR | Oswald Generating Station | 55221 | G5 |  | 2023 | ARP, CSOSG2 | 537 (Ended Aug 22, 2023), 500535 (Started Aug 22, 2023) | 6 |  | Pulaski County | AR119 | 119 | Electric Utility | 34.5923 | -92.2166 | Arkansas Electric Cooperative Corporation (Owner),Arkansas Electric Cooperative Corporation (Operator) | Phase 2 |  | Combined cycle | Pipeline Natural Gas |  |  | Steam Injection |  |  | 2002-03-28 | Operating | 567 | G5 (47.8), G9 (105) | 55221 G5 | 74.05
AR | Oswald Generating Station | 55221 | G6 |  | 2023 | ARP, CSOSG2 | 537 (Ended Aug 22, 2023), 500535 (Started Aug 22, 2023) | 6 |  | Pulaski County | AR119 | 119 | Electric Utility | 34.5923 | -92.2166 | Arkansas Electric Cooperative Corporation (Owner),Arkansas Electric Cooperative Corporation (Operator) | Phase 2 |  | Combined cycle | Pipeline Natural Gas |  |  | Steam Injection |  |  | 2002-03-23 | Operating | 567 | G6 (47.8), G9 (105) | 55221 G6 | 74.05
AR | Oswald Generating Station | 55221 | G7 |  | 2023 | ARP, CSOSG2 | 537 (Ended Aug 22, 2023), 500535 (Started Aug 22, 2023) | 6 |  | Pulaski County | AR119 | 119 | Electric Utility | 34.5923 | -92.2166 | Arkansas Electric Cooperative Corporation (Owner),Arkansas Electric Cooperative Corporation (Operator) | Phase 2 |  | Combined cycle | Pipeline Natural Gas |  |  | Dry Low NOx Burners |  |  | 2002-04-18 | Operating | 1260 | G9 (105), G7 (82.8) | 55221 G7 | 74.05
IL | Lincoln Generating Facility | 55222 | CTG-1 |  | 2023 | ARP, CSNOX, CSOSG3, CSSO2G1 | 3167 | 5 |  | Will County | IL197 | 197 | Electric Utility | 41.3937 | -87.9437 | Lincoln Generating Facility, LLC (Owner),Lincoln Generating Facility, LLC (Operator) | Phase 2 |  | Combustion turbine | Pipeline Natural Gas |  |  | Dry Low NOx Burners |  |  | 2000-05-31 | Operating | 1184 | CTG1 (86.5) | 55222 CTG-1 | 86.5
IL | Lincoln Generating Facility | 55222 | CTG-2 |  | 2023 | ARP, CSNOX, CSOSG3, CSSO2G1 | 3167 | 5 |  | Will County | IL197 | 197 | Electric Utility | 41.3937 | -87.9437 | Lincoln Generating Facility, LLC (Owner),Lincoln Generating Facility, LLC (Operator) | Phase 2 |  | Combustion turbine | Pipeline Natural Gas |  |  | Dry Low NOx Burners |  |  | 2000-05-31 | Operating | 1184 | CTG2 (86.5) | 55222 CTG-2 | 86.5
IL | Lincoln Generating Facility | 55222 | CTG-3 |  | 2023 | ARP, CSNOX, CSOSG3, CSSO2G1 | 3167 | 5 |  | Will County | IL197 | 197 | Electric Utility | 41.3937 | -87.9437 | Lincoln Generating Facility, LLC (Owner),Lincoln Generating Facility, LLC (Operator) | Phase 2 |  | Combustion turbine | Pipeline Natural Gas |  |  | Dry Low NOx Burners |  |  | 2000-05-31 | Operating | 1184 | CTG3 (86.5) | 55222 CTG-3 | 86.5
IL | Lincoln Generating Facility | 55222 | CTG-4 |  | 2023 | ARP, CSNOX, CSOSG3, CSSO2G1 | 3167 | 5 |  | Will County | IL197 | 197 | Electric Utility | 41.3937 | -87.9437 | Lincoln Generating Facility, LLC (Owner),Lincoln Generating Facility, LLC (Operator) | Phase 2 |  | Combustion turbine | Pipeline Natural Gas |  |  | Dry Low NOx Burners |  |  | 2000-05-31 | Operating | 1184 | CTG4 (86.5) | 55222 CTG-4 | 86.5
IL | Lincoln Generating Facility | 55222 | CTG-5 |  | 2023 | ARP, CSNOX, CSOSG3, CSSO2G1 | 3167 | 5 |  | Will County | IL197 | 197 | Electric Utility | 41.3937 | -87.9437 | Lincoln Generating Facility, LLC (Owner),Lincoln Generating Facility, LLC (Operator) | Phase 2 |  | Combustion turbine | Pipeline Natural Gas |  |  | Dry Low NOx Burners |  |  | 2000-05-31 | Operating | 1184 | CTG5 (86.5) | 55222 CTG-5 | 86.5
IL | Lincoln Generating Facility | 55222 | CTG-6 |  | 2023 | ARP, CSNOX, CSOSG3, CSSO2G1 | 3167 | 5 |  | Will County | IL197 | 197 | Electric Utility | 41.3937 | -87.9437 | Lincoln Generating Facility, LLC (Owner),Lincoln Generating Facility, LLC (Operator) | Phase 2 |  | Combustion turbine | Pipeline Natural Gas |  |  | Dry Low NOx Burners |  |  | 2000-05-31 | Operating | 1184 | CTG6 (86.5) | 55222 CTG-6 | 86.5
IL | Lincoln Generating Facility | 55222 | CTG-7 |  | 2023 | ARP, CSNOX, CSOSG3, CSSO2G1 | 3167 | 5 |  | Will County | IL197 | 197 | Electric Utility | 41.3937 | -87.9437 | Lincoln Generating Facility, LLC (Owner),Lincoln Generating Facility, LLC (Operator) | Phase 2 |  | Combustion turbine | Pipeline Natural Gas |  |  | Dry Low NOx Burners |  |  | 2000-05-31 | Operating | 1184 | CTG7 (86.5) | 55222 CTG-7 | 86.5
IL | Lincoln Generating Facility | 55222 | CTG-8 |  | 2023 | ARP, CSNOX, CSOSG3, CSSO2G1 | 3167 | 5 |  | Will County | IL197 | 197 | Electric Utility | 41.3937 | -87.9437 | Lincoln Generating Facility, LLC (Owner),Lincoln Generating Facility, LLC (Operator) | Phase 2 |  | Combustion turbine | Pipeline Natural Gas |  |  | Dry Low NOx Burners |  |  | 2000-05-31 | Operating | 1184 | CTG8 (86.5) | 55222 CTG-8 | 86.5
TX | Ennis Power Company, LLC | 55223 | GT-1 |  | 2023 | ARP, CSOSG2 | 603383 | 6 | ERCOT | Ellis County | TX139 | 139 | Electric Utility | 32.3194 | -96.6739 | Ennis Power Company, LLC (Owner),Ennis Power Company, LLC (Operator) | Phase 2 |  | Combined cycle | Pipeline Natural Gas |  |  | Selective Catalytic Reduction |  |  | 2001-09-22 | Operating | 2797 | ST1 (133), GT1 (285) | 55223 GT-1 | 418 | Y
IN | Wheatland Generating Facility LLC | 55224 | EU-01 |  | 2023 | ARP, CSNOX, CSOSG3, CSSO2G1 | 609289 | 5 |  | Knox County | IN083 | 83 | Electric Utility | 38.6716 | -87.2931 | Duke Energy Indiana, LLC (Owner),Duke Energy Indiana, LLC (Operator) | Phase 2 |  | Combustion turbine | Pipeline Natural Gas |  |  | Water Injection |  |  | 2000-06-01 | Operating | 1600 | CTG1 (122) | 55224 EU-01 | 122
IN | Wheatland Generating Facility LLC | 55224 | EU-02 |  | 2023 | ARP, CSNOX, CSOSG3, CSSO2G1 | 609289 | 5 |  | Knox County | IN083 | 83 | Electric Utility | 38.6716 | -87.2931 | Duke Energy Indiana, LLC (Owner),Duke Energy Indiana, LLC (Operator) | Phase 2 |  | Combustion turbine | Pipeline Natural Gas |  |  | Water Injection |  |  | 2000-06-01 | Operating | 1600 | CTG2 (122) | 55224 EU-02 | 122
IN | Wheatland Generating Facility LLC | 55224 | EU-03 |  | 2023 | ARP, CSNOX, CSOSG3, CSSO2G1 | 609289 | 5 |  | Knox County | IN083 | 83 | Electric Utility | 38.6716 | -87.2931 | Duke Energy Indiana, LLC (Owner),Duke Energy Indiana, LLC (Operator) | Phase 2 |  | Combustion turbine | Pipeline Natural Gas |  |  | Water Injection |  |  | 2000-06-01 | Operating | 1600 | CTG3 (122) | 55224 EU-03 | 122
IN | Wheatland Generating Facility LLC | 55224 | EU-04 |  | 2023 | ARP, CSNOX, CSOSG3, CSSO2G1 | 609289 | 5 |  | Knox County | IN083 | 83 | Electric Utility | 38.6716 | -87.2931 | Duke Energy Indiana, LLC (Owner),Duke Energy Indiana, LLC (Operator) | Phase 2 |  | Combustion turbine | Pipeline Natural Gas |  |  | Water Injection |  |  | 2000-06-01 | Operating | 1600 | CTG4 (122) | 55224 EU-04 | 122
OK | Oneta Energy Center | 55225 | CTG-1 |  | 2023 | ARP, CSOSG2 | 606878 (Ended Feb 03, 2023), 609593 (Started Feb 03, 2023) | 6 | SPP | Wagoner County | OK145 | 145 | Electric Utility | 36.0119 | -95.6967 | Oneta Power, LLC (Owner),Oneta Power, LLC (Operator) | Phase 2 |  | Combined cycle | Pipeline Natural Gas |  |  | Dry Low NOx Burners |  |  | 2002-06-01 | Operating | 4585 | CTG1 (176), STG1 (255) | 55225 CTG-1 | 303.5
OK | Oneta Energy Center | 55225 | CTG-2 |  | 2023 | ARP, CSOSG2 | 606878 (Ended Feb 03, 2023), 609593 (Started Feb 03, 2023) | 6 | SPP | Wagoner County | OK145 | 145 | Electric Utility | 36.0119 | -95.6967 | Oneta Power, LLC (Owner),Oneta Power, LLC (Operator) | Phase 2 |  | Combined cycle | Pipeline Natural Gas |  |  | Dry Low NOx Burners |  |  | 2002-06-01 | Operating | 4585 | STG1 (255), CTG2 (176) | 55225 CTG-2 | 303.5
OK | Oneta Energy Center | 55225 | CTG-3 |  | 2023 | ARP, CSOSG2 | 606878 (Ended Feb 03, 2023), 609593 (Started Feb 03, 2023) | 6 | SPP | Wagoner County | OK145 | 145 | Electric Utility | 36.0119 | -95.6967 | Oneta Power, LLC (Owner),Oneta Power, LLC (Operator) | Phase 2 |  | Combined cycle | Pipeline Natural Gas |  |  | Dry Low NOx Burners |  |  | 2002-11-01 | Operating | 4585 | CTG3 (176), STG2 (255) | 55225 CTG-3 | 303.5
OK | Oneta Energy Center | 55225 | CTG-4 |  | 2023 | ARP, CSOSG2 | 606878 (Ended Feb 03, 2023), 609593 (Started Feb 03, 2023) | 6 | SPP | Wagoner County | OK145 | 145 | Electric Utility | 36.0119 | -95.6967 | Oneta Power, LLC (Owner),Oneta Power, LLC (Operator) | Phase 2 |  | Combined cycle | Pipeline Natural Gas |  |  | Dry Low NOx Burners |  |  | 2002-11-07 | Operating | 4585 | STG2 (255), CTG4 (176) | 55225 CTG-4 | 303.5
TX | Freestone Power Generation | 55226 | GT1 |  | 2023 | ARP, CSOSG2 | 610481 | 6 |  | Freestone County | TX161 | 161 | Cogeneration | 31.8907 | -96.1128 | Freestone Power Generation, LP (Owner),Calpine Operating Services Company, Inc. (Operator) | Phase 2 |  | Combined cycle | Pipeline Natural Gas |  |  | Dry Low NOx Burners |  |  | 2002-03-30 | Operating | 2050 | GT1 (166.7), ST3 (184.6) | 55226 GT1 | 259
TX | Freestone Power Generation | 55226 | GT2 |  | 2023 | ARP, CSOSG2 | 610481 | 6 |  | Freestone County | TX161 | 161 | Cogeneration | 31.8907 | -96.1128 | Freestone Power Generation, LP (Owner),Calpine Operating Services Company, Inc. (Operator) | Phase 2 |  | Combined cycle | Pipeline Natural Gas |  |  | Dry Low NOx Burners |  |  | 2002-03-30 | Operating | 2050 | GT2 (166.7), ST3 (184.6) | 55226 GT2 | 259
TX | Freestone Power Generation | 55226 | GT3 |  | 2023 | ARP, CSOSG2 | 610481 | 6 |  | Freestone County | TX161 | 161 | Cogeneration | 31.8907 | -96.1128 | Freestone Power Generation, LP (Owner),Calpine Operating Services Company, Inc. (Operator) | Phase 2 |  | Combined cycle | Pipeline Natural Gas |  |  | Dry Low NOx Burners |  |  | 2002-05-15 | Operating | 2050 | ST6 (184.6), GT3 (166.7) | 55226 GT3 | 259
TX | Freestone Power Generation | 55226 | GT4 |  | 2023 | ARP, CSOSG2 | 610481 | 6 |  | Freestone County | TX161 | 161 | Cogeneration | 31.8907 | -96.1128 | Freestone Power Generation, LP (Owner),Calpine Operating Services Company, Inc. (Operator) | Phase 2 |  | Combined cycle | Pipeline Natural Gas |  |  | Dry Low NOx Burners |  |  | 2002-05-15 | Operating | 2050 | ST6 (184.6), GT4 (166.7) | 55226 GT4 | 259
OH | Greenville Electric Gen Station | 55228 | G1CT1 |  | 2023 | ARP, CSNOX, CSOSG3, CSSO2G1 | 609050 | 5 | ECAR | Darke County | OH037 | 37 | Electric Utility | 40.0747 | -84.6147 | Buckeye Power, Inc. (Owner),Buckeye Power, Inc. (Operator) | Phase 2 |  | Combustion turbine | Pipeline Natural Gas | Diesel Oil |  | Water Injection |  |  | 2000-06-08 | Operating | 325 | GT1 (58.9) | 55228 G1CT1 | 58.9
OH | Greenville Electric Gen Station | 55228 | G1CT2 |  | 2023 | ARP, CSNOX, CSOSG3, CSSO2G1 | 609050 | 5 | ECAR | Darke County | OH037 | 37 | Electric Utility | 40.0747 | -84.6147 | Buckeye Power, Inc. (Owner),Buckeye Power, Inc. (Operator) | Phase 2 |  | Combustion turbine | Pipeline Natural Gas | Diesel Oil |  | Water Injection |  |  | 2000-06-08 | Operating | 325 | GT1 (58.9) | 55228 G1CT2 | 58.9
OH | Greenville Electric Gen Station | 55228 | G2CT1 |  | 2023 | ARP, CSNOX, CSOSG3, CSSO2G1 | 609050 | 5 | ECAR | Darke County | OH037 | 37 | Electric Utility | 40.0747 | -84.6147 | Buckeye Power, Inc. (Owner),Buckeye Power, Inc. (Operator) | Phase 2 |  | Combustion turbine | Pipeline Natural Gas | Diesel Oil |  | Water Injection |  |  | 2000-06-09 | Operating | 325 | GT2 (58.9) | 55228 G2CT1 | 58.9
OH | Greenville Electric Gen Station | 55228 | G2CT2 |  | 2023 | ARP, CSNOX, CSOSG3, CSSO2G1 | 609050 | 5 | ECAR | Darke County | OH037 | 37 | Electric Utility | 40.0747 | -84.6147 | Buckeye Power, Inc. (Owner),Buckeye Power, Inc. (Operator) | Phase 2 |  | Combustion turbine | Pipeline Natural Gas | Diesel Oil |  | Water Injection |  |  | 2000-06-09 | Operating | 325 | GT2 (58.9) | 55228 G2CT2 | 58.9
OH | Greenville Electric Gen Station | 55228 | G3CT1 |  | 2023 | ARP, CSNOX, CSOSG3, CSSO2G1 | 609050 | 5 | ECAR | Darke County | OH037 | 37 | Electric Utility | 40.0747 | -84.6147 | Buckeye Power, Inc. (Owner),Buckeye Power, Inc. (Operator) | Phase 2 |  | Combustion turbine | Pipeline Natural Gas | Diesel Oil |  | Water Injection |  |  | 2000-06-11 | Operating | 325 | GT3 (58.9) | 55228 G3CT1 | 58.9
OH | Greenville Electric Gen Station | 55228 | G3CT2 |  | 2023 | ARP, CSNOX, CSOSG3, CSSO2G1 | 609050 | 5 | ECAR | Darke County | OH037 | 37 | Electric Utility | 40.0747 | -84.6147 | Buckeye Power, Inc. (Owner),Buckeye Power, Inc. (Operator) | Phase 2 |  | Combustion turbine | Pipeline Natural Gas | Diesel Oil |  | Water Injection |  |  | 2000-06-11 | Operating | 325 | GT3 (58.9) | 55228 G3CT2 | 58.9
OH | Greenville Electric Gen Station | 55228 | G4CT1 |  | 2023 | ARP, CSNOX, CSOSG3, CSSO2G1 | 609050 | 5 | ECAR | Darke County | OH037 | 37 | Electric Utility | 40.0747 | -84.6147 | Buckeye Power, Inc. (Owner),Buckeye Power, Inc. (Operator) | Phase 2 |  | Combustion turbine | Pipeline Natural Gas | Diesel Oil |  | Water Injection |  |  | 2000-06-19 | Operating | 325 | GT4 (58.9) | 55228 G4CT1 | 58.9
OH | Greenville Electric Gen Station | 55228 | G4CT2 |  | 2023 | ARP, CSNOX, CSOSG3, CSSO2G1 | 609050 | 5 | ECAR | Darke County | OH037 | 37 | Electric Utility | 40.0747 | -84.6147 | Buckeye Power, Inc. (Owner),Buckeye Power, Inc. (Operator) | Phase 2 |  | Combustion turbine | Pipeline Natural Gas | Diesel Oil |  | Water Injection |  |  | 2000-06-19 | Operating | 325 | GT4 (58.9) | 55228 G4CT2 | 58.9
IN | Montpelier Electric Gen Station | 55229 | G1CT1 |  | 2023 | ARP, CSNOX, CSOSG3, CSSO2G1 | 609371 | 5 |  | Wells County | IN179 | 179 | Electric Utility | 40.6206 | -85.3057 | Montpelier Generating Station, LLC (Owner),Montpelier Generating Station, LLC (Operator) | Phase 2 |  | Combustion turbine | Pipeline Natural Gas | Diesel Oil |  | Water Injection |  |  | 2001-06-01 | Operating | 305.7 | GT1 (59) | 55229 G1CT1 | 59
IN | Montpelier Electric Gen Station | 55229 | G1CT2 |  | 2023 | ARP, CSNOX, CSOSG3, CSSO2G1 | 609371 | 5 |  | Wells County | IN179 | 179 | Electric Utility | 40.6206 | -85.3057 | Montpelier Generating Station, LLC (Owner),Montpelier Generating Station, LLC (Operator) | Phase 2 |  | Combustion turbine | Pipeline Natural Gas | Diesel Oil |  | Water Injection |  |  | 2001-06-01 | Operating | 306.1 | GT1 (59) | 55229 G1CT2 | 59
IN | Montpelier Electric Gen Station | 55229 | G2CT1 |  | 2023 | ARP, CSNOX, CSOSG3, CSSO2G1 | 609371 | 5 |  | Wells County | IN179 | 179 | Electric Utility | 40.6206 | -85.3057 | Montpelier Generating Station, LLC (Owner),Montpelier Generating Station, LLC (Operator) | Phase 2 |  | Combustion turbine | Pipeline Natural Gas | Diesel Oil |  | Water Injection |  |  | 2001-06-01 | Operating | 380.5 | GT2 (59) | 55229 G2CT1 | 59
IN | Montpelier Electric Gen Station | 55229 | G2CT2 |  | 2023 | ARP, CSNOX, CSOSG3, CSSO2G1 | 609371 | 5 |  | Wells County | IN179 | 179 | Electric Utility | 40.6206 | -85.3057 | Montpelier Generating Station, LLC (Owner),Montpelier Generating Station, LLC (Operator) | Phase 2 |  | Combustion turbine | Pipeline Natural Gas | Diesel Oil |  | Water Injection |  |  | 2001-06-01 | Operating | 381.1 | GT2 (59) | 55229 G2CT2 | 59
IN | Montpelier Electric Gen Station | 55229 | G3CT1 |  | 2023 | ARP, CSNOX, CSOSG3, CSSO2G1 | 609371 | 5 |  | Wells County | IN179 | 179 | Electric Utility | 40.6206 | -85.3057 | Montpelier Generating Station, LLC (Owner),Montpelier Generating Station, LLC (Operator) | Phase 2 |  | Combustion turbine | Pipeline Natural Gas | Diesel Oil |  | Water Injection |  |  | 2001-06-01 | Operating | 305.5 | GT3 (59) | 55229 G3CT1 | 59
IN | Montpelier Electric Gen Station | 55229 | G3CT2 |  | 2023 | ARP, CSNOX, CSOSG3, CSSO2G1 | 609371 | 5 |  | Wells County | IN179 | 179 | Electric Utility | 40.6206 | -85.3057 | Montpelier Generating Station, LLC (Owner),Montpelier Generating Station, LLC (Operator) | Phase 2 |  | Combustion turbine | Pipeline Natural Gas | Diesel Oil |  | Water Injection |  |  | 2001-06-01 | Operating | 306.3 | GT3 (59) | 55229 G3CT2 | 59
IN | Montpelier Electric Gen Station | 55229 | G4CT1 |  | 2023 | ARP, CSNOX, CSOSG3, CSSO2G1 | 609371 | 5 |  | Wells County | IN179 | 179 | Electric Utility | 40.6206 | -85.3057 | Montpelier Generating Station, LLC (Owner),Montpelier Generating Station, LLC (Operator) | Phase 2 |  | Combustion turbine | Pipeline Natural Gas | Diesel Oil |  | Water Injection |  |  | 2001-06-01 | Operating | 305.2 | GT4 (59) | 55229 G4CT1 | 59
IN | Montpelier Electric Gen Station | 55229 | G4CT2 |  | 2023 | ARP, CSNOX, CSOSG3, CSSO2G1 | 609371 | 5 |  | Wells County | IN179 | 179 | Electric Utility | 40.6206 | -85.3057 | Montpelier Generating Station, LLC (Owner),Montpelier Generating Station, LLC (Operator) | Phase 2 |  | Combustion turbine | Pipeline Natural Gas | Diesel Oil |  | Water Injection |  |  | 2001-06-01 | Operating | 306.9 | GT4 (59) | 55229 G4CT2 | 59
TX | Jack County Generation Facility | 55230 | CT-1 |  | 2023 | ARP, CSOSG2 | 610322 (Ended Jun 25, 2023), 605624 (Started Jun 25, 2023) | 6 |  | Jack County | TX237 | 237 | Electric Utility | 33.101 | -97.9574 | Brazos Electric Power Cooperative, Inc. (Owner),Brazos Electric Power Cooperative, Inc. (Operator) | Phase 2 |  | Combined cycle | Pipeline Natural Gas |  |  | Dry Low NOx Burners,Ammonia Injection,Selective Catalytic Reduction |  |  | 2005-10-01 | Operating | 2981 | CT1 (198), ST1 (320) | 55230 CT-1 | 358 | Y
TX | Jack County Generation Facility | 55230 | CT-2 |  | 2023 | ARP, CSOSG2 | 610322 (Ended Jun 25, 2023), 605624 (Started Jun 25, 2023) | 6 |  | Jack County | TX237 | 237 | Electric Utility | 33.101 | -97.9574 | Brazos Electric Power Cooperative, Inc. (Owner),Brazos Electric Power Cooperative, Inc. (Operator) | Phase 2 |  | Combined cycle | Pipeline Natural Gas |  |  | Dry Low NOx Burners,Ammonia Injection,Selective Catalytic Reduction |  |  | 2005-10-01 | Operating | 2981 | ST1 (320), CT2 (198) | 55230 CT-2 | 358 | Y
TX | Jack County Generation Facility | 55230 | CT-3 |  | 2023 | ARP, CSOSG2 | 610322 (Ended Jun 25, 2023), 605624 (Started Jun 25, 2023) | 6 |  | Jack County | TX237 | 237 | Electric Utility | 33.101 | -97.9574 | Brazos Electric Power Cooperative, Inc. (Owner),Brazos Electric Power Cooperative, Inc. (Operator) | Phase 2 |  | Combined cycle | Pipeline Natural Gas |  |  | Dry Low NOx Burners,Ammonia Injection,Selective Catalytic Reduction |  |  | 2011-03-16 | Operating | 2600 | CT3 (198), ST2 (320) | 55230 CT-3 | 358 | Y
TX | Jack County Generation Facility | 55230 | CT-4 |  | 2023 | ARP, CSOSG2 | 610322 (Ended Jun 25, 2023), 605624 (Started Jun 25, 2023) | 6 |  | Jack County | TX237 | 237 | Electric Utility | 33.101 | -97.9574 | Brazos Electric Power Cooperative, Inc. (Owner),Brazos Electric Power Cooperative, Inc. (Operator) | Phase 2 |  | Combined cycle | Pipeline Natural Gas |  |  | Dry Low NOx Burners,Ammonia Injection,Selective Catalytic Reduction |  |  | 2011-03-15 | Operating | 2500 | ST2 (320), CT4 (198) | 55230 CT-4 | 358 | Y
PA | Liberty Electric Power Plant | 55231 | 1 |  | 2023 | ARP, CSNOX, CSOSG3, CSSO2G1, RGGI | 603383 | 3 | MAAC | Delaware County | PA045 | 45 | Electric Utility | 39.8622 | -75.3361 | Liberty Electric Power, LLC (Owner),Liberty Electric Power, LLC (Operator) | Phase 2 |  | Combined cycle | Pipeline Natural Gas |  |  | Dry Low NOx Burners,Selective Catalytic Reduction |  |  | 2002-03-27 | Operating | 2245 | GTG1 (186), STG (242) | 55231 1 | 307 | Y
PA | Liberty Electric Power Plant | 55231 | 2 |  | 2023 | ARP, CSNOX, CSOSG3, CSSO2G1, RGGI | 603383 | 3 | MAAC | Delaware County | PA045 | 45 | Electric Utility | 39.8622 | -75.3361 | Liberty Electric Power, LLC (Owner),Liberty Electric Power, LLC (Operator) | Phase 2 |  | Combined cycle | Pipeline Natural Gas |  |  | Dry Low NOx Burners,Selective Catalytic Reduction |  |  | 2002-04-17 | Operating | 2245 | STG (242), GTG2 (186) | 55231 2 | 307 | Y
KY | Marshall County | 55232 | CT1 |  | 2023 | ARP, CSNOX, CSOSG2E, CSSO2G1 | 609315 | 4 |  | Marshall County | KY157 | 157 | Electric Utility | 37.0286 | -88.3958 | Tennessee Valley Authority (Owner),Tennessee Valley Authority (Operator) | Phase 2 |  | Combustion turbine | Pipeline Natural Gas | Diesel Oil |  | Water Injection,Dry Low NOx Burners |  |  | 2002-05-20 | Operating | 1192 | CT1 (86) | 55232 CT1 | 86
KY | Marshall County | 55232 | CT2 |  | 2023 | ARP, CSNOX, CSOSG2E, CSSO2G1 | 609315 | 4 |  | Marshall County | KY157 | 157 | Electric Utility | 37.0286 | -88.3958 | Tennessee Valley Authority (Owner),Tennessee Valley Authority (Operator) | Phase 2 |  | Combustion turbine | Pipeline Natural Gas | Diesel Oil |  | Water Injection,Dry Low NOx Burners |  |  | 2002-05-17 | Operating | 1192 | CT2 (86) | 55232 CT2 | 86
KY | Marshall County | 55232 | CT3 |  | 2023 | ARP, CSNOX, CSOSG2E, CSSO2G1 | 609315 | 4 |  | Marshall County | KY157 | 157 | Electric Utility | 37.0286 | -88.3958 | Tennessee Valley Authority (Owner),Tennessee Valley Authority (Operator) | Phase 2 |  | Combustion turbine | Pipeline Natural Gas | Diesel Oil |  | Water Injection,Dry Low NOx Burners |  |  | 2002-05-25 | Operating | 1192 | CT3 (86) | 55232 CT3 | 86
KY | Marshall County | 55232 | CT4 |  | 2023 | ARP, CSNOX, CSOSG2E, CSSO2G1 | 609315 | 4 |  | Marshall County | KY157 | 157 | Electric Utility | 37.0286 | -88.3958 | Tennessee Valley Authority (Owner),Tennessee Valley Authority (Operator) | Phase 2 |  | Combustion turbine | Pipeline Natural Gas | Diesel Oil |  | Water Injection,Dry Low NOx Burners |  |  | 2002-05-25 | Operating | 1192 | CT4 (86) | 55232 CT4 | 86
KY | Marshall County | 55232 | CT5 |  | 2023 | ARP, CSNOX, CSOSG2E, CSSO2G1 | 609315 | 4 |  | Marshall County | KY157 | 157 | Electric Utility | 37.0286 | -88.3958 | Tennessee Valley Authority (Owner),Tennessee Valley Authority (Operator) | Phase 2 |  | Combustion turbine | Pipeline Natural Gas | Diesel Oil |  | Water Injection,Dry Low NOx Burners |  |  | 2002-06-11 | Operating | 1192 | CT5 (86) | 55232 CT5 | 86
KY | Marshall County | 55232 | CT6 |  | 2023 | ARP, CSNOX, CSOSG2E, CSSO2G1 | 609315 | 4 |  | Marshall County | KY157 | 157 | Electric Utility | 37.0286 | -88.3958 | Tennessee Valley Authority (Owner),Tennessee Valley Authority (Operator) | Phase 2 |  | Combustion turbine | Pipeline Natural Gas | Diesel Oil |  | Water Injection,Dry Low NOx Burners |  |  | 2002-06-11 | Operating | 1192 | CT6 (86) | 55232 CT6 | 86
KY | Marshall County | 55232 | CT7 |  | 2023 | ARP, CSNOX, CSOSG2E, CSSO2G1 | 609315 | 4 |  | Marshall County | KY157 | 157 | Electric Utility | 37.0286 | -88.3958 | Tennessee Valley Authority (Owner),Tennessee Valley Authority (Operator) | Phase 2 |  | Combustion turbine | Pipeline Natural Gas | Diesel Oil |  | Water Injection,Dry Low NOx Burners |  |  | 2002-08-02 | Operating | 1192 | CT7 (86) | 55232 CT7 | 86
KY | Marshall County | 55232 | CT8 |  | 2023 | ARP, CSNOX, CSOSG2E, CSSO2G1 | 609315 | 4 |  | Marshall County | KY157 | 157 | Electric Utility | 37.0286 | -88.3958 | Tennessee Valley Authority (Owner),Tennessee Valley Authority (Operator) | Phase 2 |  | Combustion turbine | Pipeline Natural Gas | Diesel Oil |  | Water Injection,Dry Low NOx Burners |  |  | 2002-08-07 | Operating | 1192 | CT8 (86) | 55232 CT8 | 86
PA | Handsome Lake Energy | 55233 | EU-1A | CP100 | 2023 | ARP, CSNOX, CSOSG3, CSSO2G1, RGGI | 609041 | 3 |  | Venango County | PA121 | 121 | Electric Utility | 41.2908 | -79.8061 | Handsome Lake Energy, LLC (Owner),Handsome Lake Energy, LLC (Operator) | Phase 2 |  | Combustion turbine | Pipeline Natural Gas |  |  | Water Injection |  |  | 2001-07-25 | Operating | 260 | GT01 (58.9) | 55233 EU-1A | 58.9
PA | Handsome Lake Energy | 55233 | EU-1B | CP100 | 2023 | ARP, CSNOX, CSOSG3, CSSO2G1, RGGI | 609041 | 3 |  | Venango County | PA121 | 121 | Electric Utility | 41.2908 | -79.8061 | Handsome Lake Energy, LLC (Owner),Handsome Lake Energy, LLC (Operator) | Phase 2 |  | Combustion turbine | Pipeline Natural Gas |  |  | Water Injection |  |  | 2001-07-25 | Operating | 260 | GT01 (58.9) | 55233 EU-1B | 58.9
PA | Handsome Lake Energy | 55233 | EU-2A | CP100 | 2023 | ARP, CSNOX, CSOSG3, CSSO2G1, RGGI | 609041 | 3 |  | Venango County | PA121 | 121 | Electric Utility | 41.2908 | -79.8061 | Handsome Lake Energy, LLC (Owner),Handsome Lake Energy, LLC (Operator) | Phase 2 |  | Combustion turbine | Pipeline Natural Gas |  |  | Water Injection |  |  | 2001-07-18 | Operating | 260 | GT02 (58.9) | 55233 EU-2A | 58.9
PA | Handsome Lake Energy | 55233 | EU-2B | CP100 | 2023 | ARP, CSNOX, CSOSG3, CSSO2G1, RGGI | 609041 | 3 |  | Venango County | PA121 | 121 | Electric Utility | 41.2908 | -79.8061 | Handsome Lake Energy, LLC (Owner),Handsome Lake Energy, LLC (Operator) | Phase 2 |  | Combustion turbine | Pipeline Natural Gas |  |  | Water Injection |  |  | 2001-07-18 | Operating | 260 | GT02 (58.9) | 55233 EU-2B | 58.9
PA | Handsome Lake Energy | 55233 | EU-3A | CP100 | 2023 | ARP, CSNOX, CSOSG3, CSSO2G1, RGGI | 609041 | 3 |  | Venango County | PA121 | 121 | Electric Utility | 41.2908 | -79.8061 | Handsome Lake Energy, LLC (Owner),Handsome Lake Energy, LLC (Operator) | Phase 2 |  | Combustion turbine | Pipeline Natural Gas |  |  | Water Injection |  |  | 2001-07-11 | Operating | 260 | GT03 (58.9) | 55233 EU-3A | 58.9
PA | Handsome Lake Energy | 55233 | EU-3B | CP100 | 2023 | ARP, CSNOX, CSOSG3, CSSO2G1, RGGI | 609041 | 3 |  | Venango County | PA121 | 121 | Electric Utility | 41.2908 | -79.8061 | Handsome Lake Energy, LLC (Owner),Handsome Lake Energy, LLC (Operator) | Phase 2 |  | Combustion turbine | Pipeline Natural Gas |  |  | Water Injection |  |  | 2001-07-11 | Operating | 260 | GT03 (58.9) | 55233 EU-3B | 58.9
PA | Handsome Lake Energy | 55233 | EU-4A | CP100 | 2023 | ARP, CSNOX, CSOSG3, CSSO2G1, RGGI | 609041 | 3 |  | Venango County | PA121 | 121 | Electric Utility | 41.2908 | -79.8061 | Handsome Lake Energy, LLC (Owner),Handsome Lake Energy, LLC (Operator) | Phase 2 |  | Combustion turbine | Pipeline Natural Gas |  |  | Water Injection |  |  | 2001-07-02 | Operating | 260 | GT04 (58.9) | 55233 EU-4A | 58.9
PA | Handsome Lake Energy | 55233 | EU-4B | CP100 | 2023 | ARP, CSNOX, CSOSG3, CSSO2G1, RGGI | 609041 | 3 |  | Venango County | PA121 | 121 | Electric Utility | 41.2908 | -79.8061 | Handsome Lake Energy, LLC (Owner),Handsome Lake Energy, LLC (Operator) | Phase 2 |  | Combustion turbine | Pipeline Natural Gas |  |  | Water Injection |  |  | 2001-07-02 | Operating | 260 | GT04 (58.9) | 55233 EU-4B | 58.9
PA | Handsome Lake Energy | 55233 | EU-5A | CP100 | 2023 | ARP, CSNOX, CSOSG3, CSSO2G1, RGGI | 609041 | 3 |  | Venango County | PA121 | 121 | Electric Utility | 41.2908 | -79.8061 | Handsome Lake Energy, LLC (Owner),Handsome Lake Energy, LLC (Operator) | Phase 2 |  | Combustion turbine | Pipeline Natural Gas |  |  | Water Injection |  |  | 2001-06-30 | Operating | 260 | GT05 (58.9) | 55233 EU-5A | 58.9
PA | Handsome Lake Energy | 55233 | EU-5B | CP100 | 2023 | ARP, CSNOX, CSOSG3, CSSO2G1, RGGI | 609041 | 3 |  | Venango County | PA121 | 121 | Electric Utility | 41.2908 | -79.8061 | Handsome Lake Energy, LLC (Owner),Handsome Lake Energy, LLC (Operator) | Phase 2 |  | Combustion turbine | Pipeline Natural Gas |  |  | Water Injection |  |  | 2001-06-30 | Operating | 260 | GT05 (58.9) | 55233 EU-5B | 58.9
MO | Audrain Power Plant | 55234 | CT1 |  | 2023 | ARP, CSNOX, CSOSG2, CSSO2G1 | 607655 | 7 |  | Audrain County | MO007 | 7 | Electric Utility | 39.3092 | -91.5369 | Union Electric Company (Owner),Union Electric Company (Operator) | Phase 2 |  | Combustion turbine | Pipeline Natural Gas |  |  | Dry Low NOx Burners |  |  | 2001-04-13 | Operating | 971 | 1 (90) | 55234 CT1 | 90
MO | Audrain Power Plant | 55234 | CT2 |  | 2023 | ARP, CSNOX, CSOSG2, CSSO2G1 | 607655 | 7 |  | Audrain County | MO007 | 7 | Electric Utility | 39.3092 | -91.5369 | Union Electric Company (Owner),Union Electric Company (Operator) | Phase 2 |  | Combustion turbine | Pipeline Natural Gas |  |  | Dry Low NOx Burners |  |  | 2001-04-10 | Operating | 971 | 2 (90) | 55234 CT2 | 90
MO | Audrain Power Plant | 55234 | CT3 |  | 2023 | ARP, CSNOX, CSOSG2, CSSO2G1 | 607655 | 7 |  | Audrain County | MO007 | 7 | Electric Utility | 39.3092 | -91.5369 | Union Electric Company (Owner),Union Electric Company (Operator) | Phase 2 |  | Combustion turbine | Pipeline Natural Gas |  |  | Dry Low NOx Burners |  |  | 2001-04-04 | Operating | 971 | 3 (90) | 55234 CT3 | 90
MO | Audrain Power Plant | 55234 | CT4 |  | 2023 | ARP, CSNOX, CSOSG2, CSSO2G1 | 607655 | 7 |  | Audrain County | MO007 | 7 | Electric Utility | 39.3092 | -91.5369 | Union Electric Company (Owner),Union Electric Company (Operator) | Phase 2 |  | Combustion turbine | Pipeline Natural Gas |  |  | Dry Low NOx Burners |  |  | 2001-04-04 | Operating | 971 | 4 (90) | 55234 CT4 | 90
MO | Audrain Power Plant | 55234 | CT5 |  | 2023 | ARP, CSNOX, CSOSG2, CSSO2G1 | 607655 | 7 |  | Audrain County | MO007 | 7 | Electric Utility | 39.3092 | -91.5369 | Union Electric Company (Owner),Union Electric Company (Operator) | Phase 2 |  | Combustion turbine | Pipeline Natural Gas |  |  | Dry Low NOx Burners |  |  | 2001-04-07 | Operating | 971 | 5 (90) | 55234 CT5 | 90
MO | Audrain Power Plant | 55234 | CT6 |  | 2023 | ARP, CSNOX, CSOSG2, CSSO2G1 | 607655 | 7 |  | Audrain County | MO007 | 7 | Electric Utility | 39.3092 | -91.5369 | Union Electric Company (Owner),Union Electric Company (Operator) | Phase 2 |  | Combustion turbine | Pipeline Natural Gas |  |  | Dry Low NOx Burners |  |  | 2001-04-13 | Operating | 971 | 6 (90) | 55234 CT6 | 90
MO | Audrain Power Plant | 55234 | CT7 |  | 2023 | ARP, CSNOX, CSOSG2, CSSO2G1 | 607655 | 7 |  | Audrain County | MO007 | 7 | Electric Utility | 39.3092 | -91.5369 | Union Electric Company (Owner),Union Electric Company (Operator) | Phase 2 |  | Combustion turbine | Pipeline Natural Gas |  |  | Dry Low NOx Burners |  |  | 2001-04-27 | Operating | 971 | 7 (90) | 55234 CT7 | 90
MO | Audrain Power Plant | 55234 | CT8 |  | 2023 | ARP, CSNOX, CSOSG2, CSSO2G1 | 607655 | 7 |  | Audrain County | MO007 | 7 | Electric Utility | 39.3092 | -91.5369 | Union Electric Company (Owner),Union Electric Company (Operator) | Phase 2 |  | Combustion turbine | Pipeline Natural Gas |  |  | Dry Low NOx Burners |  |  | 2001-05-03 | Operating | 971 | 8 (90) | 55234 CT8 | 90
IL | Lee County Generating Station, LLC | 55236 | CT1 |  | 2023 | ARP, CSNOX, CSOSG3, CSSO2G1 | 607900 | 5 |  | Lee County | IL103 | 103 | Electric Utility | 41.8287 | -89.4054 | Lee County Generating Station, LLC (Owner),Lee County Generating Station, LLC (Operator) | Phase 2 |  | Combustion turbine | Pipeline Natural Gas |  |  | Dry Low NOx Burners |  |  | 2001-04-10 | Operating | 1200 | CT1 (101.8) | 55236 CT1 | 101.8
IL | Lee County Generating Station, LLC | 55236 | CT2 |  | 2023 | ARP, CSNOX, CSOSG3, CSSO2G1 | 607900 | 5 |  | Lee County | IL103 | 103 | Electric Utility | 41.8287 | -89.4054 | Lee County Generating Station, LLC (Owner),Lee County Generating Station, LLC (Operator) | Phase 2 |  | Combustion turbine | Pipeline Natural Gas |  |  | Dry Low NOx Burners |  |  | 2001-04-09 | Operating | 1200 | CT2 (101.8) | 55236 CT2 | 101.8
IL | Lee County Generating Station, LLC | 55236 | CT3 |  | 2023 | ARP, CSNOX, CSOSG3, CSSO2G1 | 607900 | 5 |  | Lee County | IL103 | 103 | Electric Utility | 41.8287 | -89.4054 | Lee County Generating Station, LLC (Owner),Lee County Generating Station, LLC (Operator) | Phase 2 |  | Combustion turbine | Pipeline Natural Gas |  |  | Dry Low NOx Burners |  |  | 2001-05-24 | Operating | 1200 | CT3 (101.8) | 55236 CT3 | 101.8
IL | Lee County Generating Station, LLC | 55236 | CT4 |  | 2023 | ARP, CSNOX, CSOSG3, CSSO2G1 | 607900 | 5 |  | Lee County | IL103 | 103 | Electric Utility | 41.8287 | -89.4054 | Lee County Generating Station, LLC (Owner),Lee County Generating Station, LLC (Operator) | Phase 2 |  | Combustion turbine | Pipeline Natural Gas |  |  | Dry Low NOx Burners |  |  | 2001-05-25 | Operating | 1200 | CT4 (101.8) | 55236 CT4 | 101.8
IL | Lee County Generating Station, LLC | 55236 | CT5 |  | 2023 | ARP, CSNOX, CSOSG3, CSSO2G1 | 607900 | 5 |  | Lee County | IL103 | 103 | Electric Utility | 41.8287 | -89.4054 | Lee County Generating Station, LLC (Owner),Lee County Generating Station, LLC (Operator) | Phase 2 |  | Combustion turbine | Pipeline Natural Gas |  |  | Dry Low NOx Burners |  |  | 2001-04-12 | Operating | 1200 | CT5 (101.8) | 55236 CT5 | 101.8
IL | Lee County Generating Station, LLC | 55236 | CT6 |  | 2023 | ARP, CSNOX, CSOSG3, CSSO2G1 | 607900 | 5 |  | Lee County | IL103 | 103 | Electric Utility | 41.8287 | -89.4054 | Lee County Generating Station, LLC (Owner),Lee County Generating Station, LLC (Operator) | Phase 2 |  | Combustion turbine | Pipeline Natural Gas |  |  | Dry Low NOx Burners |  |  | 2001-04-16 | Operating | 1200 | CT6 (101.8) | 55236 CT6 | 101.8
IL | Lee County Generating Station, LLC | 55236 | CT7 |  | 2023 | ARP, CSNOX, CSOSG3, CSSO2G1 | 607900 | 5 |  | Lee County | IL103 | 103 | Electric Utility | 41.8287 | -89.4054 | Lee County Generating Station, LLC (Owner),Lee County Generating Station, LLC (Operator) | Phase 2 |  | Combustion turbine | Pipeline Natural Gas |  |  | Dry Low NOx Burners |  |  | 2001-04-17 | Operating | 1200 | CT7 (101.8) | 55236 CT7 | 101.8
IL | Lee County Generating Station, LLC | 55236 | CT8 |  | 2023 | ARP, CSNOX, CSOSG3, CSSO2G1 | 607900 | 5 |  | Lee County | IL103 | 103 | Electric Utility | 41.8287 | -89.4054 | Lee County Generating Station, LLC (Owner),Lee County Generating Station, LLC (Operator) | Phase 2 |  | Combustion turbine | Pipeline Natural Gas |  |  | Dry Low NOx Burners |  |  | 2001-04-18 | Operating | 1200 | CT8 (101.8) | 55236 CT8 | 101.8
IL | Shelby County | 55237 | SCE1 | CP100 | 2023 | ARP, CSNOX, CSOSG3, CSSO2G1 | 609072 | 5 |  | Shelby County | IL173 | 173 | Electric Utility | 39.2794 | -88.4772 | Shelby County Energy Center, LLC (Owner),Shelby County Energy Center, LLC (Operator) | Phase 2 |  | Combustion turbine | Pipeline Natural Gas |  |  | Water Injection |  |  | 2000-07-01 | Operating | 444 | CTG1 (60.5) | 55237 SCE1 | 60.5
IL | Shelby County | 55237 | SCE2 | CP100 | 2023 | ARP, CSNOX, CSOSG3, CSSO2G1 | 609072 | 5 |  | Shelby County | IL173 | 173 | Electric Utility | 39.2794 | -88.4772 | Shelby County Energy Center, LLC (Owner),Shelby County Energy Center, LLC (Operator) | Phase 2 |  | Combustion turbine | Pipeline Natural Gas |  |  | Water Injection |  |  | 2000-07-01 | Operating | 444 | CTG2 (60.5) | 55237 SCE2 | 60.5
IL | Shelby County | 55237 | SCE3 | CP100 | 2023 | ARP, CSNOX, CSOSG3, CSSO2G1 | 609072 | 5 |  | Shelby County | IL173 | 173 | Electric Utility | 39.2794 | -88.4772 | Shelby County Energy Center, LLC (Owner),Shelby County Energy Center, LLC (Operator) | Phase 2 |  | Combustion turbine | Pipeline Natural Gas |  |  | Water Injection |  |  | 2000-07-01 | Operating | 444 | CTG3 (60.5) | 55237 SCE3 | 60.5
IL | Shelby County | 55237 | SCE4 | CP100 | 2023 | ARP, CSNOX, CSOSG3, CSSO2G1 | 609072 | 5 |  | Shelby County | IL173 | 173 | Electric Utility | 39.2794 | -88.4772 | Shelby County Energy Center, LLC (Owner),Shelby County Energy Center, LLC (Operator) | Phase 2 |  | Combustion turbine | Pipeline Natural Gas |  |  | Water Injection |  |  | 2000-07-01 | Operating | 444 | CTG4 (60.5) | 55237 SCE4 | 60.5
IL | Shelby County | 55237 | SCE5 | CP100 | 2023 | ARP, CSNOX, CSOSG3, CSSO2G1 | 609072 | 5 |  | Shelby County | IL173 | 173 | Electric Utility | 39.2794 | -88.4772 | Shelby County Energy Center, LLC (Owner),Shelby County Energy Center, LLC (Operator) | Phase 2 |  | Combustion turbine | Pipeline Natural Gas |  |  | Water Injection |  |  | 2000-07-01 | Operating | 444 | CTG5 (60.5) | 55237 SCE5 | 60.5
IL | Shelby County | 55237 | SCE6 | CP100 | 2023 | ARP, CSNOX, CSOSG3, CSSO2G1 | 609072 | 5 |  | Shelby County | IL173 | 173 | Electric Utility | 39.2794 | -88.4772 | Shelby County Energy Center, LLC (Owner),Shelby County Energy Center, LLC (Operator) | Phase 2 |  | Combustion turbine | Pipeline Natural Gas |  |  | Water Injection |  |  | 2000-09-15 | Operating | 444 | CTG6 (60.5) | 55237 SCE6 | 60.5
IL | Shelby County | 55237 | SCE7 | CP100 | 2023 | ARP, CSNOX, CSOSG3, CSSO2G1 | 609072 | 5 |  | Shelby County | IL173 | 173 | Electric Utility | 39.2794 | -88.4772 | Shelby County Energy Center, LLC (Owner),Shelby County Energy Center, LLC (Operator) | Phase 2 |  | Combustion turbine | Pipeline Natural Gas |  |  | Water Injection |  |  | 2001-01-01 | Operating | 444 | CTG7 (60) | 55237 SCE7 | 60
IL | Shelby County | 55237 | SCE8 | CP100 | 2023 | ARP, CSNOX, CSOSG3, CSSO2G1 | 609072 | 5 |  | Shelby County | IL173 | 173 | Electric Utility | 39.2794 | -88.4772 | Shelby County Energy Center, LLC (Owner),Shelby County Energy Center, LLC (Operator) | Phase 2 |  | Combustion turbine | Pipeline Natural Gas |  |  | Water Injection |  |  | 2001-01-01 | Operating | 444 | CTG8 (60) | 55237 SCE8 | 60
IL | Rockford Energy Center | 55238 | 1 |  | 2023 | ARP, CSNOX, CSOSG3, CSSO2G1 | 605624 | 5 |  | Winnebago County | IL201 | 201 | Electric Utility | 42.2403 | -89.1025 | Rockford Generation, LLC (Owner),Rockford Generation, LLC (Operator) | Phase 2 |  | Combustion turbine | Pipeline Natural Gas |  |  | Dry Low NOx Burners |  |  | 2000-07-27 | Operating | 1800 | 0001 (166.5) | 55238 1 | 166.5
IL | Rockford Energy Center | 55238 | 2 |  | 2023 | ARP, CSNOX, CSOSG3, CSSO2G1 | 605624 | 5 |  | Winnebago County | IL201 | 201 | Electric Utility | 42.2403 | -89.1025 | Rockford Generation, LLC (Owner),Rockford Generation, LLC (Operator) | Phase 2 |  | Combustion turbine | Pipeline Natural Gas |  |  | Dry Low NOx Burners |  |  | 2000-06-30 | Operating | 1760 | 0002 (166.5) | 55238 2 | 166.5
NJ | Red Oak Power, LLC | 55239 | 1 |  | 2023 | ARP, CSNOX, CSOSG3, CSSO2G1, RGGI | 500625 | 2 |  | Middlesex County | NJ023 | 23 | Electric Utility | 40.4481 | -74.3497 | Red Oak Power, LLC (Owner),Red Oak Power, LLC (Operator) | Phase 2 |  | Combined cycle | Pipeline Natural Gas |  |  | Dry Low NOx Burners,Ammonia Injection,Selective Catalytic Reduction |  |  | 2002-06-15 | Operating | 2180 | 0001 (212), 0004 (280.5) | 55239 1 | 305.5 | Y
NJ | Red Oak Power, LLC | 55239 | 2 |  | 2023 | ARP, CSNOX, CSOSG3, CSSO2G1, RGGI | 500625 | 2 |  | Middlesex County | NJ023 | 23 | Electric Utility | 40.4481 | -74.3497 | Red Oak Power, LLC (Owner),Red Oak Power, LLC (Operator) | Phase 2 |  | Combined cycle | Pipeline Natural Gas |  |  | Dry Low NOx Burners,Ammonia Injection,Selective Catalytic Reduction |  |  | 2002-06-15 | Operating | 2180 | 0004 (280.5), 0002 (212) | 55239 2 | 305.5 | Y
NJ | Red Oak Power, LLC | 55239 | 3 |  | 2023 | ARP, CSNOX, CSOSG3, CSSO2G1, RGGI | 500625 | 2 |  | Middlesex County | NJ023 | 23 | Electric Utility | 40.4481 | -74.3497 | Red Oak Power, LLC (Owner),Red Oak Power, LLC (Operator) | Phase 2 |  | Combined cycle | Pipeline Natural Gas |  |  | Dry Low NOx Burners,Ammonia Injection,Selective Catalytic Reduction |  |  | 2002-06-15 | Operating | 2180 | 0003 (212), 0004 (280.5) | 55239 3 | 305.5 | Y
AL | Hog Bayou Energy Center | 55241 | COG01 |  | 2023 | ARP, CSNOX, CSOSG2, CSSO2G2 | 604480 | 4 |  | Mobile County | AL097 | 97 | Electric Utility | 30.7478 | -88.0575 | Mobile Energy, LLC (Owner),Mobile Energy, LLC (Operator) | Phase 2 |  | Combined cycle | Pipeline Natural Gas |  |  | Dry Low NOx Burners,Water Injection,Selective Catalytic Reduction |  |  | 2001-03-07 | Operating | 2493 | CT01 (200), ST01 (80) | 55241 COG01 | 280 | Y
FL | Santa Rosa Energy Center | 55242 | CT-1 |  | 2023 | ARP | 605624 | 4 |  | Santa Rosa County | FL113 | 113 | Electric Utility | 30.5661 | -87.115 | Santa Rosa Energy, LLC (Owner),Santa Rosa Energy, LLC (Operator) | Phase 2 |  | Combined cycle | Pipeline Natural Gas |  |  | Dry Low NOx Burners |  |  | 2002-05-11 | Operating | 1958 | CT01 (200.1), ST01 (74.5) | 55242 CT-1 | 274.6
NY | Astoria Gas Turbine Power | 55243 | CT2-1A | CP0002 | 2023 | CSNOX, CSSO2G1, RGGI | 601596 (Ended Apr 07, 2023), 604509 (Started Apr 07, 2023) | 2 | NPCC | Queens County | NY081 | 81 | Electric Utility | 40.7864 | -73.9133 | Astoria Gas Turbine Power LLC (Owner),Astoria Gas Turbine Power LLC (Operator) |  |  | Combustion turbine | Pipeline Natural Gas | Diesel Oil |  |  |  |  | 1970-06-01 | Operating (Retired 05/01/2023) | 255 | 2-1 (40) | 55243 CT2-1A | 40
NY | Astoria Gas Turbine Power | 55243 | CT2-1B | CP0002 | 2023 | CSNOX, CSSO2G1, RGGI | 601596 (Ended Apr 07, 2023), 604509 (Started Apr 07, 2023) | 2 | NPCC | Queens County | NY081 | 81 | Electric Utility | 40.7864 | -73.9133 | Astoria Gas Turbine Power LLC (Owner),Astoria Gas Turbine Power LLC (Operator) |  |  | Combustion turbine | Pipeline Natural Gas | Diesel Oil |  |  |  |  | 1970-06-01 | Operating (Retired 05/01/2023) | 255 | 2-1 (40) | 55243 CT2-1B | 40
NY | Astoria Gas Turbine Power | 55243 | CT2-2A | CP0002 | 2023 | CSNOX, CSSO2G1, RGGI | 601596 (Ended Apr 07, 2023), 604509 (Started Apr 07, 2023) | 2 | NPCC | Queens County | NY081 | 81 | Electric Utility | 40.7864 | -73.9133 | Astoria Gas Turbine Power LLC (Owner),Astoria Gas Turbine Power LLC (Operator) |  |  | Combustion turbine | Pipeline Natural Gas | Diesel Oil |  |  |  |  | 1970-06-01 | Operating (Retired 05/01/2023) | 255 | 2-2 (40) | 55243 CT2-2A | 40
NY | Astoria Gas Turbine Power | 55243 | CT2-2B | CP0002 | 2023 | CSNOX, CSSO2G1, RGGI | 601596 (Ended Apr 07, 2023), 604509 (Started Apr 07, 2023) | 2 | NPCC | Queens County | NY081 | 81 | Electric Utility | 40.7864 | -73.9133 | Astoria Gas Turbine Power LLC (Owner),Astoria Gas Turbine Power LLC (Operator) |  |  | Combustion turbine | Pipeline Natural Gas | Diesel Oil |  |  |  |  | 1970-06-01 | Operating (Retired 05/01/2023) | 255 | 2-2 (40) | 55243 CT2-2B | 40
NY | Astoria Gas Turbine Power | 55243 | CT2-3A | CP0002 | 2023 | CSNOX, CSSO2G1, RGGI | 601596 (Ended Apr 07, 2023), 604509 (Started Apr 07, 2023) | 2 | NPCC | Queens County | NY081 | 81 | Electric Utility | 40.7864 | -73.9133 | Astoria Gas Turbine Power LLC (Owner),Astoria Gas Turbine Power LLC (Operator) |  |  | Combustion turbine | Pipeline Natural Gas | Diesel Oil |  |  |  |  | 1970-06-01 | Operating (Retired 05/01/2023) | 255 | 2-3 (40) | 55243 CT2-3A | 40
NY | Astoria Gas Turbine Power | 55243 | CT2-3B | CP0002 | 2023 | CSNOX, CSSO2G1, RGGI | 601596 (Ended Apr 07, 2023), 604509 (Started Apr 07, 2023) | 2 | NPCC | Queens County | NY081 | 81 | Electric Utility | 40.7864 | -73.9133 | Astoria Gas Turbine Power LLC (Owner),Astoria Gas Turbine Power LLC (Operator) |  |  | Combustion turbine | Pipeline Natural Gas | Diesel Oil |  |  |  |  | 1970-06-01 | Operating (Retired 05/01/2023) | 255 | 2-3 (40) | 55243 CT2-3B | 40
NY | Astoria Gas Turbine Power | 55243 | CT2-4A | CP0002 | 2023 | CSNOX, CSSO2G1, RGGI | 601596 (Ended Apr 07, 2023), 604509 (Started Apr 07, 2023) | 2 | NPCC | Queens County | NY081 | 81 | Electric Utility | 40.7864 | -73.9133 | Astoria Gas Turbine Power LLC (Owner),Astoria Gas Turbine Power LLC (Operator) |  |  | Combustion turbine | Pipeline Natural Gas | Diesel Oil |  |  |  |  | 1970-06-01 | Operating (Retired 05/01/2023) | 255 | 2-4 (40) | 55243 CT2-4A | 40
NY | Astoria Gas Turbine Power | 55243 | CT2-4B | CP0002 | 2023 | CSNOX, CSSO2G1, RGGI | 601596 (Ended Apr 07, 2023), 604509 (Started Apr 07, 2023) | 2 | NPCC | Queens County | NY081 | 81 | Electric Utility | 40.7864 | -73.9133 | Astoria Gas Turbine Power LLC (Owner),Astoria Gas Turbine Power LLC (Operator) |  |  | Combustion turbine | Pipeline Natural Gas | Diesel Oil |  |  |  |  | 1970-06-01 | Operating (Retired 05/01/2023) | 255 | 2-4 (40) | 55243 CT2-4B | 40
NY | Astoria Gas Turbine Power | 55243 | CT3-1A | CP0003 | 2023 | CSNOX, CSSO2G1, RGGI | 601596 (Ended Apr 07, 2023), 604509 (Started Apr 07, 2023) | 2 | NPCC | Queens County | NY081 | 81 | Electric Utility | 40.7864 | -73.9133 | Astoria Gas Turbine Power LLC (Owner),Astoria Gas Turbine Power LLC (Operator) |  |  | Combustion turbine | Pipeline Natural Gas | Diesel Oil |  |  |  |  | 1970-06-01 | Operating (Retired 05/01/2023) | 255 | 3-1 (40) | 55243 CT3-1A | 40
NY | Astoria Gas Turbine Power | 55243 | CT3-1B | CP0003 | 2023 | CSNOX, CSSO2G1, RGGI | 601596 (Ended Apr 07, 2023), 604509 (Started Apr 07, 2023) | 2 | NPCC | Queens County | NY081 | 81 | Electric Utility | 40.7864 | -73.9133 | Astoria Gas Turbine Power LLC (Owner),Astoria Gas Turbine Power LLC (Operator) |  |  | Combustion turbine | Pipeline Natural Gas | Diesel Oil |  |  |  |  | 1970-06-01 | Operating (Retired 05/01/2023) | 255 | 3-1 (40) | 55243 CT3-1B | 40
NY | Astoria Gas Turbine Power | 55243 | CT3-2A | CP0003 | 2023 | CSNOX, CSSO2G1, RGGI | 601596 (Ended Apr 07, 2023), 604509 (Started Apr 07, 2023) | 2 | NPCC | Queens County | NY081 | 81 | Electric Utility | 40.7864 | -73.9133 | Astoria Gas Turbine Power LLC (Owner),Astoria Gas Turbine Power LLC (Operator) |  |  | Combustion turbine | Pipeline Natural Gas | Diesel Oil |  |  |  |  | 1970-06-01 | Operating (Retired 05/01/2023) | 255 | 3-2 (40) | 55243 CT3-2A | 40
NY | Astoria Gas Turbine Power | 55243 | CT3-2B | CP0003 | 2023 | CSNOX, CSSO2G1, RGGI | 601596 (Ended Apr 07, 2023), 604509 (Started Apr 07, 2023) | 2 | NPCC | Queens County | NY081 | 81 | Electric Utility | 40.7864 | -73.9133 | Astoria Gas Turbine Power LLC (Owner),Astoria Gas Turbine Power LLC (Operator) |  |  | Combustion turbine | Pipeline Natural Gas | Diesel Oil |  |  |  |  | 1970-06-01 | Operating (Retired 05/01/2023) | 255 | 3-2 (40) | 55243 CT3-2B | 40
NY | Astoria Gas Turbine Power | 55243 | CT3-3A | CP0003 | 2023 | CSNOX, CSSO2G1, RGGI | 601596 (Ended Apr 07, 2023), 604509 (Started Apr 07, 2023) | 2 | NPCC | Queens County | NY081 | 81 | Electric Utility | 40.7864 | -73.9133 | Astoria Gas Turbine Power LLC (Owner),Astoria Gas Turbine Power LLC (Operator) |  |  | Combustion turbine | Pipeline Natural Gas | Diesel Oil |  |  |  |  | 1970-06-01 | Operating (Retired 05/01/2023) | 255 | 3-3 (40) | 55243 CT3-3A | 40
NY | Astoria Gas Turbine Power | 55243 | CT3-3B | CP0003 | 2023 | CSNOX, CSSO2G1, RGGI | 601596 (Ended Apr 07, 2023), 604509 (Started Apr 07, 2023) | 2 | NPCC | Queens County | NY081 | 81 | Electric Utility | 40.7864 | -73.9133 | Astoria Gas Turbine Power LLC (Owner),Astoria Gas Turbine Power LLC (Operator) |  |  | Combustion turbine | Pipeline Natural Gas | Diesel Oil |  |  |  |  | 1970-06-01 | Operating (Retired 05/01/2023) | 255 | 3-3 (40) | 55243 CT3-3B | 40
NY | Astoria Gas Turbine Power | 55243 | CT3-4A | CP0003 | 2023 | CSNOX, CSSO2G1, RGGI | 601596 (Ended Apr 07, 2023), 604509 (Started Apr 07, 2023) | 2 | NPCC | Queens County | NY081 | 81 | Electric Utility | 40.7864 | -73.9133 | Astoria Gas Turbine Power LLC (Owner),Astoria Gas Turbine Power LLC (Operator) |  |  | Combustion turbine | Pipeline Natural Gas | Diesel Oil |  |  |  |  | 1970-06-01 | Operating (Retired 05/01/2023) | 255 | 3-4 (40) | 55243 CT3-4A | 40
NY | Astoria Gas Turbine Power | 55243 | CT3-4B | CP0003 | 2023 | CSNOX, CSSO2G1, RGGI | 601596 (Ended Apr 07, 2023), 604509 (Started Apr 07, 2023) | 2 | NPCC | Queens County | NY081 | 81 | Electric Utility | 40.7864 | -73.9133 | Astoria Gas Turbine Power LLC (Owner),Astoria Gas Turbine Power LLC (Operator) |  |  | Combustion turbine | Pipeline Natural Gas | Diesel Oil |  |  |  |  | 1970-06-01 | Operating (Retired 05/01/2023) | 255 | 3-4 (40) | 55243 CT3-4B | 40
NY | Astoria Gas Turbine Power | 55243 | CT4-1A | CP0004 | 2023 | CSNOX, CSSO2G1, RGGI | 601596 (Ended Apr 07, 2023), 604509 (Started Apr 07, 2023) | 2 | NPCC | Queens County | NY081 | 81 | Electric Utility | 40.7864 | -73.9133 | Astoria Gas Turbine Power LLC (Owner),Astoria Gas Turbine Power LLC (Operator) |  |  | Combustion turbine | Pipeline Natural Gas | Diesel Oil |  |  |  |  | 1970-06-01 | Operating (Retired 05/01/2023) | 255 | 4-1 (40) | 55243 CT4-1A | 40
NY | Astoria Gas Turbine Power | 55243 | CT4-1B | CP0004 | 2023 | CSNOX, CSSO2G1, RGGI | 601596 (Ended Apr 07, 2023), 604509 (Started Apr 07, 2023) | 2 | NPCC | Queens County | NY081 | 81 | Electric Utility | 40.7864 | -73.9133 | Astoria Gas Turbine Power LLC (Owner),Astoria Gas Turbine Power LLC (Operator) |  |  | Combustion turbine | Pipeline Natural Gas | Diesel Oil |  |  |  |  | 1970-06-01 | Operating (Retired 05/01/2023) | 255 | 4-1 (40) | 55243 CT4-1B | 40
NY | Astoria Gas Turbine Power | 55243 | CT4-2A | CP0004 | 2023 | CSNOX, CSSO2G1, RGGI | 601596 (Ended Apr 07, 2023), 604509 (Started Apr 07, 2023) | 2 | NPCC | Queens County | NY081 | 81 | Electric Utility | 40.7864 | -73.9133 | Astoria Gas Turbine Power LLC (Owner),Astoria Gas Turbine Power LLC (Operator) |  |  | Combustion turbine | Pipeline Natural Gas | Diesel Oil |  |  |  |  | 1970-06-01 | Operating (Retired 05/01/2023) | 255 | 4-2 (40) | 55243 CT4-2A | 40
NY | Astoria Gas Turbine Power | 55243 | CT4-2B | CP0004 | 2023 | CSNOX, CSSO2G1, RGGI | 601596 (Ended Apr 07, 2023), 604509 (Started Apr 07, 2023) | 2 | NPCC | Queens County | NY081 | 81 | Electric Utility | 40.7864 | -73.9133 | Astoria Gas Turbine Power LLC (Owner),Astoria Gas Turbine Power LLC (Operator) |  |  | Combustion turbine | Pipeline Natural Gas | Diesel Oil |  |  |  |  | 1970-06-01 | Operating (Retired 05/01/2023) | 255 | 4-2 (40) | 55243 CT4-2B | 40
NY | Astoria Gas Turbine Power | 55243 | CT4-3A | CP0004 | 2023 | CSNOX, CSSO2G1, RGGI | 601596 (Ended Apr 07, 2023), 604509 (Started Apr 07, 2023) | 2 | NPCC | Queens County | NY081 | 81 | Electric Utility | 40.7864 | -73.9133 | Astoria Gas Turbine Power LLC (Owner),Astoria Gas Turbine Power LLC (Operator) |  |  | Combustion turbine | Pipeline Natural Gas | Diesel Oil |  |  |  |  | 1970-06-01 | Operating (Retired 05/01/2023) | 255 | 4-3 (40) | 55243 CT4-3A | 40
NY | Astoria Gas Turbine Power | 55243 | CT4-3B | CP0004 | 2023 | CSNOX, CSSO2G1, RGGI | 601596 (Ended Apr 07, 2023), 604509 (Started Apr 07, 2023) | 2 | NPCC | Queens County | NY081 | 81 | Electric Utility | 40.7864 | -73.9133 | Astoria Gas Turbine Power LLC (Owner),Astoria Gas Turbine Power LLC (Operator) |  |  | Combustion turbine | Pipeline Natural Gas | Diesel Oil |  |  |  |  | 1970-06-01 | Operating (Retired 05/01/2023) | 255 | 4-3 (40) | 55243 CT4-3B | 40
NY | Astoria Gas Turbine Power | 55243 | CT4-4A | CP0004 | 2023 | CSNOX, CSSO2G1, RGGI | 601596 (Ended Apr 07, 2023), 604509 (Started Apr 07, 2023) | 2 | NPCC | Queens County | NY081 | 81 | Electric Utility | 40.7864 | -73.9133 | Astoria Gas Turbine Power LLC (Owner),Astoria Gas Turbine Power LLC (Operator) |  |  | Combustion turbine | Pipeline Natural Gas | Diesel Oil |  |  |  |  | 1970-06-01 | Operating (Retired 05/01/2023) | 255 | 4-4 (40) | 55243 CT4-4A | 40
NY | Astoria Gas Turbine Power | 55243 | CT4-4B | CP0004 | 2023 | CSNOX, CSSO2G1, RGGI | 601596 (Ended Apr 07, 2023), 604509 (Started Apr 07, 2023) | 2 | NPCC | Queens County | NY081 | 81 | Electric Utility | 40.7864 | -73.9133 | Astoria Gas Turbine Power LLC (Owner),Astoria Gas Turbine Power LLC (Operator) |  |  | Combustion turbine | Pipeline Natural Gas | Diesel Oil |  |  |  |  | 1970-06-01 | Operating (Retired 05/01/2023) | 255 | 4-4 (40) | 55243 CT4-4B | 40
GA | Doyle Energy Facility | 55244 | CTG-2 |  | 2023 | ARP, CSNOX, CSOSG1, CSSO2G2 | 3066 (Ended Jan 31, 2023), 610555 (Started Jan 31, 2023) | 4 | SERC | Walton County | GA297 | 297 | Electric Utility | 33.8376 | -83.6996 | Oglethorpe Power Corporation (Owner),Oglethorpe Power Corporation (Operator) | Phase 2 |  | Combustion turbine | Pipeline Natural Gas |  |  | Dry Low NOx Burners |  |  | 2000-04-05 | Operating | 890 | CTG2 (72) | 55244 CTG-2 | 72
GA | Doyle Energy Facility | 55244 | CTG-3 |  | 2023 | ARP, CSNOX, CSOSG1, CSSO2G2 | 3066 (Ended Jan 31, 2023), 610555 (Started Jan 31, 2023) | 4 | SERC | Walton County | GA297 | 297 | Electric Utility | 33.8376 | -83.6996 | Oglethorpe Power Corporation (Owner),Oglethorpe Power Corporation (Operator) | Phase 2 |  | Combustion turbine | Pipeline Natural Gas |  |  | Dry Low NOx Burners |  |  | 2000-05-07 | Operating | 907 | CTG3 (72) | 55244 CTG-3 | 72
GA | Doyle Energy Facility | 55244 | CTG-4 |  | 2023 | ARP, CSNOX, CSOSG1, CSSO2G2 | 3066 (Ended Jan 31, 2023), 610555 (Started Jan 31, 2023) | 4 | SERC | Walton County | GA297 | 297 | Electric Utility | 33.8376 | -83.6996 | Oglethorpe Power Corporation (Owner),Oglethorpe Power Corporation (Operator) | Phase 2 |  | Combustion turbine | Pipeline Natural Gas |  |  | Dry Low NOx Burners |  |  | 2000-06-09 | Operating | 1090 | CTG4 (101) | 55244 CTG-4 | 101
GA | Doyle Energy Facility | 55244 | CTG-5 |  | 2023 | ARP, CSNOX, CSOSG1, CSSO2G2 | 3066 (Ended Jan 31, 2023), 610555 (Started Jan 31, 2023) | 4 | SERC | Walton County | GA297 | 297 | Electric Utility | 33.8376 | -83.6996 | Oglethorpe Power Corporation (Owner),Oglethorpe Power Corporation (Operator) | Phase 2 |  | Combustion turbine | Pipeline Natural Gas |  |  | Dry Low NOx Burners |  |  | 2000-06-16 | Operating | 1090 | CTG5 (101) | 55244 CTG-5 | 101
OH | Darby Electric Generating Station | 55247 | CT1 |  | 2023 | ARP, CSNOX, CSOSG3, CSSO2G1 | 610098 | 5 | ECAR | Pickaway County | OH129 | 129 | Electric Utility | 39.7139 | -83.1778 | Darby Power, LLC (Owner),Consolidated Asset Management Services, LLC (Operator) | Phase 2 |  | Combustion turbine | Pipeline Natural Gas | Diesel Oil |  | Dry Low NOx Burners,Water Injection |  |  | 2001-05-04 | Operating | 1115 | GT1 (94) | 55247 CT1 | 94
OH | Darby Electric Generating Station | 55247 | CT2 |  | 2023 | ARP, CSNOX, CSOSG3, CSSO2G1 | 610098 | 5 | ECAR | Pickaway County | OH129 | 129 | Electric Utility | 39.7139 | -83.1778 | Darby Power, LLC (Owner),Consolidated Asset Management Services, LLC (Operator) | Phase 2 |  | Combustion turbine | Pipeline Natural Gas | Diesel Oil |  | Dry Low NOx Burners,Water Injection |  |  | 2001-05-09 | Operating | 1115 | GT2 (94) | 55247 CT2 | 94
OH | Darby Electric Generating Station | 55247 | CT3 |  | 2023 | ARP, CSNOX, CSOSG3, CSSO2G1 | 610098 | 5 | ECAR | Pickaway County | OH129 | 129 | Electric Utility | 39.7139 | -83.1778 | Darby Power, LLC (Owner),Consolidated Asset Management Services, LLC (Operator) | Phase 2 |  | Combustion turbine | Pipeline Natural Gas | Diesel Oil |  | Dry Low NOx Burners,Water Injection |  |  | 2001-05-22 | Operating | 1115 | GT3 (94) | 55247 CT3 | 94
OH | Darby Electric Generating Station | 55247 | CT4 |  | 2023 | ARP, CSNOX, CSOSG3, CSSO2G1 | 610098 | 5 | ECAR | Pickaway County | OH129 | 129 | Electric Utility | 39.7139 | -83.1778 | Darby Power, LLC (Owner),Consolidated Asset Management Services, LLC (Operator) | Phase 2 |  | Combustion turbine | Pipeline Natural Gas | Diesel Oil |  | Dry Low NOx Burners,Water Injection |  |  | 2001-05-22 | Operating | 1115 | GT4 (94) | 55247 CT4 | 94
OH | Darby Electric Generating Station | 55247 | CT5 |  | 2023 | ARP, CSNOX, CSOSG3, CSSO2G1 | 610098 | 5 | ECAR | Pickaway County | OH129 | 129 | Electric Utility | 39.7139 | -83.1778 | Darby Power, LLC (Owner),Consolidated Asset Management Services, LLC (Operator) | Phase 2 |  | Combustion turbine | Pipeline Natural Gas | Diesel Oil |  | Dry Low NOx Burners,Water Injection |  |  | 2002-05-24 | Operating | 1115 | GT5 (94) | 55247 CT5 | 94
OH | Darby Electric Generating Station | 55247 | CT6 |  | 2023 | ARP, CSNOX, CSOSG3, CSSO2G1 | 610098 | 5 | ECAR | Pickaway County | OH129 | 129 | Electric Utility | 39.7139 | -83.1778 | Darby Power, LLC (Owner),Consolidated Asset Management Services, LLC (Operator) | Phase 2 |  | Combustion turbine | Pipeline Natural Gas | Diesel Oil |  | Dry Low NOx Burners,Water Injection |  |  | 2002-05-22 | Operating | 1115 | GT6 (94) | 55247 CT6 | 94
OH | Tait Electric Generating Station | 55248 | CT4 |  | 2023 | ARP, CSNOX, CSOSG3, CSSO2G1 | 609371 | 5 | ECAR | Montgomery County | OH113 | 113 | Electric Utility | 39.7286 | -84.2106 | Tait Electric Generating Station, LLC (Owner),Tait Electric Generating Station, LLC (Operator) | Phase 2 |  | Combustion turbine | Pipeline Natural Gas | Diesel Oil |  | Water Injection,Dry Low NOx Burners |  |  | 2002-05-09 | Operating | 1160 | GT4 (94) | 55248 CT4 | 94
OH | Tait Electric Generating Station | 55248 | CT5 |  | 2023 | ARP, CSNOX, CSOSG3, CSSO2G1 | 609371 | 5 | ECAR | Montgomery County | OH113 | 113 | Electric Utility | 39.7286 | -84.2106 | Tait Electric Generating Station, LLC (Owner),Tait Electric Generating Station, LLC (Operator) | Phase 2 |  | Combustion turbine | Pipeline Natural Gas | Diesel Oil |  | Water Injection,Dry Low NOx Burners |  |  | 2002-05-01 | Operating | 1160 | GT5 (94) | 55248 CT5 | 94
OH | Tait Electric Generating Station | 55248 | CT6 |  | 2023 | ARP, CSNOX, CSOSG3, CSSO2G1 | 609371 | 5 | ECAR | Montgomery County | OH113 | 113 | Electric Utility | 39.7286 | -84.2106 | Tait Electric Generating Station, LLC (Owner),Tait Electric Generating Station, LLC (Operator) | Phase 2 |  | Combustion turbine | Pipeline Natural Gas | Diesel Oil |  | Water Injection,Dry Low NOx Burners |  |  | 2002-04-24 | Operating | 1160 | GT6 (94) | 55248 CT6 | 94
OH | Tait Electric Generating Station | 55248 | CT7 |  | 2023 | ARP, CSNOX, CSOSG3, CSSO2G1 | 609371 | 5 | ECAR | Montgomery County | OH113 | 113 | Electric Utility | 39.7286 | -84.2106 | Tait Electric Generating Station, LLC (Owner),Tait Electric Generating Station, LLC (Operator) | Phase 2 |  | Combustion turbine | Pipeline Natural Gas | Diesel Oil |  | Water Injection,Dry Low NOx Burners |  |  | 2002-04-17 | Operating | 1160 | GT7 (94) | 55248 CT7 | 94
IL | University Park Energy | 55250 | UP1 | CP100 | 2023 | ARP, CSNOX, CSOSG3, CSSO2G1 | 605624 | 5 |  | Will County | IL197 | 197 | Electric Utility | 41.4405 | -87.7528 | University Park Energy, LLC (Owner),University Park Energy, LLC (Operator) | Phase 2 |  | Combustion turbine | Pipeline Natural Gas |  |  | Water Injection |  |  | 2001-05-14 | Operating | 300 | UPG1 (57) | 55250 UP1 | 57
IL | University Park Energy | 55250 | UP10 | CP100 | 2023 | ARP, CSNOX, CSOSG3, CSSO2G1 | 605624 | 5 |  | Will County | IL197 | 197 | Electric Utility | 41.4405 | -87.7528 | University Park Energy, LLC (Owner),University Park Energy, LLC (Operator) | Phase 2 |  | Combustion turbine | Pipeline Natural Gas |  |  | Water Injection |  |  | 2001-05-25 | Operating | 300 | UPG5 (57) | 55250 UP10 | 57
IL | University Park Energy | 55250 | UP11 | CP100 | 2023 | ARP, CSNOX, CSOSG3, CSSO2G1 | 605624 | 5 |  | Will County | IL197 | 197 | Electric Utility | 41.4405 | -87.7528 | University Park Energy, LLC (Owner),University Park Energy, LLC (Operator) | Phase 2 |  | Combustion turbine | Pipeline Natural Gas |  |  | Water Injection |  |  | 2001-07-14 | Operating | 300 | UPG6 (57) | 55250 UP11 | 57
IL | University Park Energy | 55250 | UP12 | CP100 | 2023 | ARP, CSNOX, CSOSG3, CSSO2G1 | 605624 | 5 |  | Will County | IL197 | 197 | Electric Utility | 41.4405 | -87.7528 | University Park Energy, LLC (Owner),University Park Energy, LLC (Operator) | Phase 2 |  | Combustion turbine | Pipeline Natural Gas |  |  | Water Injection |  |  | 2001-07-14 | Operating | 300 | UPG6 (57) | 55250 UP12 | 57
IL | University Park Energy | 55250 | UP2 | CP100 | 2023 | ARP, CSNOX, CSOSG3, CSSO2G1 | 605624 | 5 |  | Will County | IL197 | 197 | Electric Utility | 41.4405 | -87.7528 | University Park Energy, LLC (Owner),University Park Energy, LLC (Operator) | Phase 2 |  | Combustion turbine | Pipeline Natural Gas |  |  | Water Injection |  |  | 2001-05-14 | Operating | 300 | UPG1 (57) | 55250 UP2 | 57
IL | University Park Energy | 55250 | UP3 | CP100 | 2023 | ARP, CSNOX, CSOSG3, CSSO2G1 | 605624 | 5 |  | Will County | IL197 | 197 | Electric Utility | 41.4405 | -87.7528 | University Park Energy, LLC (Owner),University Park Energy, LLC (Operator) | Phase 2 |  | Combustion turbine | Pipeline Natural Gas |  |  | Water Injection |  |  | 2001-05-05 | Operating | 300 | UPG2 (57) | 55250 UP3 | 57
IL | University Park Energy | 55250 | UP4 | CP100 | 2023 | ARP, CSNOX, CSOSG3, CSSO2G1 | 605624 | 5 |  | Will County | IL197 | 197 | Electric Utility | 41.4405 | -87.7528 | University Park Energy, LLC (Owner),University Park Energy, LLC (Operator) | Phase 2 |  | Combustion turbine | Pipeline Natural Gas |  |  | Water Injection |  |  | 2001-05-05 | Operating | 300 | UPG2 (57) | 55250 UP4 | 57
IL | University Park Energy | 55250 | UP5 | CP100 | 2023 | ARP, CSNOX, CSOSG3, CSSO2G1 | 605624 | 5 |  | Will County | IL197 | 197 | Electric Utility | 41.4405 | -87.7528 | University Park Energy, LLC (Owner),University Park Energy, LLC (Operator) | Phase 2 |  | Combustion turbine | Pipeline Natural Gas |  |  | Water Injection |  |  | 2001-05-11 | Operating | 300 | UPG3 (57) | 55250 UP5 | 57
IL | University Park Energy | 55250 | UP6 | CP100 | 2023 | ARP, CSNOX, CSOSG3, CSSO2G1 | 605624 | 5 |  | Will County | IL197 | 197 | Electric Utility | 41.4405 | -87.7528 | University Park Energy, LLC (Owner),University Park Energy, LLC (Operator) | Phase 2 |  | Combustion turbine | Pipeline Natural Gas |  |  | Water Injection |  |  | 2001-05-11 | Operating | 300 | UPG3 (57) | 55250 UP6 | 57
IL | University Park Energy | 55250 | UP7 | CP100 | 2023 | ARP, CSNOX, CSOSG3, CSSO2G1 | 605624 | 5 |  | Will County | IL197 | 197 | Electric Utility | 41.4405 | -87.7528 | University Park Energy, LLC (Owner),University Park Energy, LLC (Operator) | Phase 2 |  | Combustion turbine | Pipeline Natural Gas |  |  | Water Injection |  |  | 2001-05-12 | Operating | 300 | UPG4 (57) | 55250 UP7 | 57
IL | University Park Energy | 55250 | UP8 | CP100 | 2023 | ARP, CSNOX, CSOSG3, CSSO2G1 | 605624 | 5 |  | Will County | IL197 | 197 | Electric Utility | 41.4405 | -87.7528 | University Park Energy, LLC (Owner),University Park Energy, LLC (Operator) | Phase 2 |  | Combustion turbine | Pipeline Natural Gas |  |  | Water Injection |  |  | 2001-05-12 | Operating | 300 | UPG4 (57) | 55250 UP8 | 57
IL | University Park Energy | 55250 | UP9 | CP100 | 2023 | ARP, CSNOX, CSOSG3, CSSO2G1 | 605624 | 5 |  | Will County | IL197 | 197 | Electric Utility | 41.4405 | -87.7528 | University Park Energy, LLC (Owner),University Park Energy, LLC (Operator) | Phase 2 |  | Combustion turbine | Pipeline Natural Gas |  |  | Water Injection |  |  | 2001-05-25 | Operating | 300 | UPG5 (57) | 55250 UP9 | 57
TN | Gleason Combustion Turbine Plant | 55251 | CTG-1 |  | 2023 | ARP, CSNOX, CSOSG2, CSSO2G1 | 609315 | 4 |  | Weakley County | TN183 | 183 | Electric Utility | 36.2454 | -88.612 | Tennessee Valley Authority (Owner),Tennessee Valley Authority (Operator) | Phase 2 |  | Combustion turbine | Pipeline Natural Gas |  |  | Dry Low NOx Burners |  |  | 2000-06-06 | Operating | 2110 | CTG1 (185.4) | 55251 CTG-1 | 185.4
TN | Gleason Combustion Turbine Plant | 55251 | CTG-2 |  | 2023 | ARP, CSNOX, CSOSG2, CSSO2G1 | 609315 | 4 |  | Weakley County | TN183 | 183 | Electric Utility | 36.2454 | -88.612 | Tennessee Valley Authority (Owner),Tennessee Valley Authority (Operator) | Phase 2 |  | Combustion turbine | Pipeline Natural Gas |  |  | Dry Low NOx Burners |  |  | 2000-05-24 | Operating | 2110 | CTG2 (191.2) | 55251 CTG-2 | 191.2
TN | Gleason Combustion Turbine Plant | 55251 | CTG-3 |  | 2023 | ARP, CSNOX, CSOSG2, CSSO2G1 | 609315 | 4 |  | Weakley County | TN183 | 183 | Electric Utility | 36.2454 | -88.612 | Tennessee Valley Authority (Owner),Tennessee Valley Authority (Operator) | Phase 2 |  | Combustion turbine | Pipeline Natural Gas |  |  | Dry Low NOx Burners |  |  | 2000-05-18 | Operating | 2100 | CTG3 (191.2) | 55251 CTG-3 | 191.2
IL | Crete Energy Park | 55253 | GT1 |  | 2023 | ARP, CSNOX, CSOSG3, CSSO2G1 | 3167 | 5 |  | Will County | IL197 | 197 | Electric Utility | 41.4297 | -87.6187 | Crete Energy Venture, LLC (Owner),Crete Energy Venture, LLC (Operator) | Phase 2 |  | Combustion turbine | Pipeline Natural Gas |  |  | Dry Low NOx Burners |  |  | 2002-04-11 | Operating | 1100 | GT1 (89) | 55253 GT1 | 89
IL | Crete Energy Park | 55253 | GT2 |  | 2023 | ARP, CSNOX, CSOSG3, CSSO2G1 | 3167 | 5 |  | Will County | IL197 | 197 | Electric Utility | 41.4297 | -87.6187 | Crete Energy Venture, LLC (Owner),Crete Energy Venture, LLC (Operator) | Phase 2 |  | Combustion turbine | Pipeline Natural Gas |  |  | Dry Low NOx Burners |  |  | 2002-04-06 | Operating | 1100 | GT2 (89) | 55253 GT2 | 89
IL | Crete Energy Park | 55253 | GT3 |  | 2023 | ARP, CSNOX, CSOSG3, CSSO2G1 | 3167 | 5 |  | Will County | IL197 | 197 | Electric Utility | 41.4297 | -87.6187 | Crete Energy Venture, LLC (Owner),Crete Energy Venture, LLC (Operator) | Phase 2 |  | Combustion turbine | Pipeline Natural Gas |  |  | Dry Low NOx Burners |  |  | 2002-03-28 | Operating | 1100 | GT3 (89) | 55253 GT3 | 89
IL | Crete Energy Park | 55253 | GT4 |  | 2023 | ARP, CSNOX, CSOSG3, CSSO2G1 | 3167 | 5 |  | Will County | IL197 | 197 | Electric Utility | 41.4297 | -87.6187 | Crete Energy Venture, LLC (Owner),Crete Energy Venture, LLC (Operator) | Phase 2 |  | Combustion turbine | Pipeline Natural Gas |  |  | Dry Low NOx Burners |  |  | 2002-03-26 | Operating | 1100 | GT4 (89) | 55253 GT4 | 89
IN | Whiting Clean Energy, Inc. | 55259 | CT1 |  | 2023 | ARP, CSNOX, CSOSG3, CSSO2G1 | 610321 | 5 | ECAR | Lake County | IN089 | 89 | Cogeneration | 41.6739 | -87.4778 | Whiting Clean Energy, Inc. (Owner),Whiting Clean Energy, Inc. (Operator) | Phase 2 |  | Combined cycle | Pipeline Natural Gas |  |  | Dry Low NOx Burners,Selective Catalytic Reduction |  |  | 2001-07-21 | Operating | 2994 | CT1 (186), ST1 (213) | 55259 CT1 | 292.5 | Y
IN | Whiting Clean Energy, Inc. | 55259 | CT2 |  | 2023 | ARP, CSNOX, CSOSG3, CSSO2G1 | 610321 | 5 | ECAR | Lake County | IN089 | 89 | Cogeneration | 41.6739 | -87.4778 | Whiting Clean Energy, Inc. (Owner),Whiting Clean Energy, Inc. (Operator) | Phase 2 |  | Combined cycle | Pipeline Natural Gas |  |  | Dry Low NOx Burners,Selective Catalytic Reduction |  |  | 2001-07-13 | Operating | 2994 | CT2 (186), ST1 (213) | 55259 CT2 | 292.5 | Y
OH | AMP-Ohio Gas Turbines Bowling Green | 55262 | CT1 |  | 2023 | ARP, CSNOX, CSOSG3, CSSO2G1 | 610414 | 5 |  | Wood County | OH173 | 173 | Electric Utility | 41.3989 | -83.6411 | American Municipal Power - Ohio (Owner),American Municipal Power - Ohio (Operator) | Phase 2 |  | Combustion turbine | Pipeline Natural Gas |  |  | Selective Catalytic Reduction |  |  | 2001-02-08 | Operating | 507 | CT1 (33) | 55262 CT1 | 33 | Y
OH | AMP-Ohio Gas Turbines Galion | 55263 | CT1 |  | 2023 | ARP, CSNOX, CSOSG3, CSSO2G1 | 610414 | 5 |  | Crawford County | OH033 | 33 | Electric Utility | 40.7167 | -82.789 | American Municipal Power - Ohio (Owner),American Municipal Power - Ohio (Operator) | Phase 2 |  | Combustion turbine | Pipeline Natural Gas |  |  | Selective Catalytic Reduction |  |  | 2001-06-07 | Operating | 507 | CT1 (33) | 55263 CT1 | 33 | Y
OH | AMP-Ohio Gas Turbines Napoleon | 55264 | CT1 |  | 2023 | ARP, CSNOX, CSOSG3, CSSO2G1 | 610414 | 5 |  | Henry County | OH069 | 69 | Electric Utility | 41.4077 | -84.1092 | American Municipal Power - Ohio (Owner),American Municipal Power - Ohio (Operator) | Phase 2 |  | Combustion turbine | Pipeline Natural Gas |  |  | Selective Catalytic Reduction |  |  | 2001-03-06 | Operating | 507 | CT1 (33) | 55264 CT1 | 33 | Y
GA | Edward L Addison Generating Plant | 55267 | 1 |  | 2023 | ARP, CSNOX, CSOSG1, CSSO2G2 | 602440 (Ended Oct 24, 2023), 610766 (Started Oct 24, 2023) | 4 |  | Upson County | GA293 | 293 | Electric Utility | 32.911 | -84.3059 | Southern Power Company (Owner),Southern Power Company (Operator) | Phase 2 |  | Combustion turbine | Pipeline Natural Gas | Diesel Oil |  | Dry Low NOx Burners |  |  | 2000-03-16 | Operating | 1923 | 712 (167) | 55267 1 | 167
GA | Edward L Addison Generating Plant | 55267 | 2 |  | 2023 | ARP, CSNOX, CSOSG1, CSSO2G2 | 602440 (Ended Oct 24, 2023), 610766 (Started Oct 24, 2023) | 4 |  | Upson County | GA293 | 293 | Electric Utility | 32.911 | -84.3059 | Southern Power Company (Owner),Southern Power Company (Operator) | Phase 2 |  | Combustion turbine | Pipeline Natural Gas | Diesel Oil |  | Dry Low NOx Burners |  |  | 2000-05-01 | Operating | 1922 | 713 (167) | 55267 2 | 167
GA | Edward L Addison Generating Plant | 55267 | 3 |  | 2023 | ARP, CSNOX, CSOSG1, CSSO2G2 | 602440 (Ended Oct 24, 2023), 610766 (Started Oct 24, 2023) | 4 |  | Upson County | GA293 | 293 | Electric Utility | 32.911 | -84.3059 | Southern Power Company (Owner),Southern Power Company (Operator) | Phase 2 |  | Combustion turbine | Pipeline Natural Gas | Diesel Oil |  | Dry Low NOx Burners |  |  | 2000-04-10 | Operating | 1855 | 714 (167) | 55267 3 | 167
GA | Edward L Addison Generating Plant | 55267 | 4 |  | 2023 | ARP, CSNOX, CSOSG1, CSSO2G2 | 602440 (Ended Oct 24, 2023), 610766 (Started Oct 24, 2023) | 4 |  | Upson County | GA293 | 293 | Electric Utility | 32.911 | -84.3059 | Southern Power Company (Owner),Southern Power Company (Operator) | Phase 2 |  | Combustion turbine | Pipeline Natural Gas | Diesel Oil |  | Dry Low NOx Burners |  |  | 2000-04-29 | Operating | 1831 | 715 (167) | 55267 4 | 167
MS | Southaven Combined Cycle Plant | 55269 | AA-001 |  | 2023 | ARP, CSOSG2 | 609315 | 4 |  | DeSoto County | MS033 | 33 | Electric Utility | 34.9939 | -90.039 | Tennessee Valley Authority (Owner),Tennessee Valley Authority (Operator) | Phase 2 |  | Combined cycle | Pipeline Natural Gas |  |  | Dry Low NOx Burners,Selective Catalytic Reduction |  |  | 2003-03-14 | Operating | 3630 | CTG1 (196), STG1 (122) | 55269 AA-001 | 318 | Y
MS | Southaven Combined Cycle Plant | 55269 | AA-002 |  | 2023 | ARP, CSOSG2 | 609315 | 4 |  | DeSoto County | MS033 | 33 | Electric Utility | 34.9939 | -90.039 | Tennessee Valley Authority (Owner),Tennessee Valley Authority (Operator) | Phase 2 |  | Combined cycle | Pipeline Natural Gas |  |  | Dry Low NOx Burners,Selective Catalytic Reduction |  |  | 2003-03-29 | Operating | 3630 | STG2 (122), CTG2 (196) | 55269 AA-002 | 318 | Y
MS | Southaven Combined Cycle Plant | 55269 | AA-003 |  | 2023 | ARP, CSOSG2 | 609315 | 4 |  | DeSoto County | MS033 | 33 | Electric Utility | 34.9939 | -90.039 | Tennessee Valley Authority (Owner),Tennessee Valley Authority (Operator) | Phase 2 |  | Combined cycle | Pipeline Natural Gas |  |  | Dry Low NOx Burners,Selective Catalytic Reduction |  |  | 2003-05-03 | Operating | 3630 | STG3 (122), CTG3 (196) | 55269 AA-003 | 318 | Y
MI | Jackson Generating Station | 55270 | 7EA |  | 2023 | ARP, CSNOX, CSOSG3, CSSO2G1 | 607360 | 5 |  | Jackson County | MI075 | 75 | Electric Utility | 42.2488 | -84.3767 | Consumers Energy Company (Owner),Consumers Energy Company (Operator) | Phase 2 |  | Combined cycle | Pipeline Natural Gas |  |  | Dry Low NOx Burners |  |  | 2002-05-07 | Operating | 1300 | 7EA (79.2), ST2 (105), ST1 (105) | 55270 7EA | 109.2
MI | Jackson Generating Station | 55270 | LM1 |  | 2023 | ARP, CSNOX, CSOSG3, CSSO2G1 | 607360 | 5 |  | Jackson County | MI075 | 75 | Electric Utility | 42.2488 | -84.3767 | Consumers Energy Company (Owner),Consumers Energy Company (Operator) | Phase 2 |  | Combined cycle | Pipeline Natural Gas |  |  | Steam Injection |  |  | 2002-04-27 | Operating | 650 | LM1 (50), ST1 (105), ST2 (105) | 55270 LM1 | 80
MI | Jackson Generating Station | 55270 | LM2 |  | 2023 | ARP, CSNOX, CSOSG3, CSSO2G1 | 607360 | 5 |  | Jackson County | MI075 | 75 | Electric Utility | 42.2488 | -84.3767 | Consumers Energy Company (Owner),Consumers Energy Company (Operator) | Phase 2 |  | Combined cycle | Pipeline Natural Gas |  |  | Steam Injection |  |  | 2002-04-29 | Operating | 650 | LM2 (50), ST1 (105), ST2 (105) | 55270 LM2 | 80
MI | Jackson Generating Station | 55270 | LM3 |  | 2023 | ARP, CSNOX, CSOSG3, CSSO2G1 | 607360 | 5 |  | Jackson County | MI075 | 75 | Electric Utility | 42.2488 | -84.3767 | Consumers Energy Company (Owner),Consumers Energy Company (Operator) | Phase 2 |  | Combined cycle | Pipeline Natural Gas |  |  | Steam Injection |  |  | 2002-04-30 | Operating | 650 | ST1 (105), LM3 (50), ST2 (105) | 55270 LM3 | 80
MI | Jackson Generating Station | 55270 | LM4 |  | 2023 | ARP, CSNOX, CSOSG3, CSSO2G1 | 607360 | 5 |  | Jackson County | MI075 | 75 | Electric Utility | 42.2488 | -84.3767 | Consumers Energy Company (Owner),Consumers Energy Company (Operator) | Phase 2 |  | Combined cycle | Pipeline Natural Gas |  |  | Steam Injection |  |  | 2002-05-04 | Operating | 672 | ST2 (105), LM4 (50), ST1 (105) | 55270 LM4 | 80
MI | Jackson Generating Station | 55270 | LM5 |  | 2023 | ARP, CSNOX, CSOSG3, CSSO2G1 | 607360 | 5 |  | Jackson County | MI075 | 75 | Electric Utility | 42.2488 | -84.3767 | Consumers Energy Company (Owner),Consumers Energy Company (Operator) | Phase 2 |  | Combined cycle | Pipeline Natural Gas |  |  | Steam Injection |  |  | 2002-05-08 | Operating | 650 | ST1 (105), LM5 (50), ST2 (105) | 55270 LM5 | 80
MI | Jackson Generating Station | 55270 | LM6 |  | 2023 | ARP, CSNOX, CSOSG3, CSSO2G1 | 607360 | 5 |  | Jackson County | MI075 | 75 | Electric Utility | 42.2488 | -84.3767 | Consumers Energy Company (Owner),Consumers Energy Company (Operator) | Phase 2 |  | Combined cycle | Pipeline Natural Gas |  |  | Steam Injection |  |  | 2002-05-10 | Operating | 672 | ST2 (105), ST1 (105), LM6 (50) | 55270 LM6 | 80
AL | Tenaska Lindsay Hill Generating Station | 55271 | CT1 |  | 2023 | ARP, CSNOX, CSOSG2, CSSO2G2 | 604188 | 4 | SERC | Autauga County | AL001 | 1 | Electric Utility | 32.6514 | -86.7386 | Tenaska Alabama Partners, LP (Owner),Tenaska Alabama Partners, LP (Operator) | Phase 2 |  | Combined cycle | Pipeline Natural Gas | Diesel Oil |  | Dry Low NOx Burners,Water Injection,Selective Catalytic Reduction |  |  | 2002-01-15 | Operating | 2543.2 | GTG1 (183.1) | 55271 CT1 | 183.1 | Y
AL | Tenaska Lindsay Hill Generating Station | 55271 | CT2 |  | 2023 | ARP, CSNOX, CSOSG2, CSSO2G2 | 604188 | 4 | SERC | Autauga County | AL001 | 1 | Electric Utility | 32.6514 | -86.7386 | Tenaska Alabama Partners, LP (Owner),Tenaska Alabama Partners, LP (Operator) | Phase 2 |  | Combined cycle | Pipeline Natural Gas | Diesel Oil |  | Dry Low NOx Burners,Water Injection,Selective Catalytic Reduction |  |  | 2002-01-23 | Operating | 2551 | GTG2 (183.1) | 55271 CT2 | 183.1 | Y
AL | Tenaska Lindsay Hill Generating Station | 55271 | CT3 |  | 2023 | ARP, CSNOX, CSOSG2, CSSO2G2 | 604188 | 4 | SERC | Autauga County | AL001 | 1 | Electric Utility | 32.6514 | -86.7386 | Tenaska Alabama Partners, LP (Owner),Tenaska Alabama Partners, LP (Operator) | Phase 2 |  | Combined cycle | Pipeline Natural Gas | Diesel Oil |  | Dry Low NOx Burners,Water Injection,Selective Catalytic Reduction |  |  | 2002-01-28 | Operating | 2405 | GTG3 (183.1), STG1 (390.1) | 55271 CT3 | 573.2 | Y
WV | Ceredo Generating Station | 55276 | 1 | CP01 | 2023 | ARP, CSNOX, CSOSG2E, CSSO2G1 | 608993 (Ended Apr 12, 2023), 610620 (Started Apr 12, 2023) | 3 | ECAR | Wayne County | WV099 | 99 | Electric Utility | 38.3681 | -82.5339 | Appalachian Power Company (Owner),Appalachian Power Company (Operator) | Phase 2 |  | Combustion turbine | Pipeline Natural Gas |  |  | Combustion Modification/Fuel Reburning |  |  | 2001-04-07 | Operating | 1114 | 01 (86.5) | 55276 1 | 86.5
WV | Ceredo Generating Station | 55276 | 2 | CP01 | 2023 | ARP, CSNOX, CSOSG2E, CSSO2G1 | 608993 (Ended Apr 12, 2023), 610620 (Started Apr 12, 2023) | 3 | ECAR | Wayne County | WV099 | 99 | Electric Utility | 38.3681 | -82.5339 | Appalachian Power Company (Owner),Appalachian Power Company (Operator) | Phase 2 |  | Combustion turbine | Pipeline Natural Gas |  |  | Combustion Modification/Fuel Reburning |  |  | 2001-04-08 | Operating | 1114 | 02 (86.5) | 55276 2 | 86.5
WV | Ceredo Generating Station | 55276 | 3 | CP01 | 2023 | ARP, CSNOX, CSOSG2E, CSSO2G1 | 608993 (Ended Apr 12, 2023), 610620 (Started Apr 12, 2023) | 3 | ECAR | Wayne County | WV099 | 99 | Electric Utility | 38.3681 | -82.5339 | Appalachian Power Company (Owner),Appalachian Power Company (Operator) | Phase 2 |  | Combustion turbine | Pipeline Natural Gas |  |  | Combustion Modification/Fuel Reburning |  |  | 2001-04-11 | Operating | 1114 | 03 (86.5) | 55276 3 | 86.5
WV | Ceredo Generating Station | 55276 | 4 | CP01 | 2023 | ARP, CSNOX, CSOSG2E, CSSO2G1 | 608993 (Ended Apr 12, 2023), 610620 (Started Apr 12, 2023) | 3 | ECAR | Wayne County | WV099 | 99 | Electric Utility | 38.3681 | -82.5339 | Appalachian Power Company (Owner),Appalachian Power Company (Operator) | Phase 2 |  | Combustion turbine | Pipeline Natural Gas |  |  | Combustion Modification/Fuel Reburning |  |  | 2001-04-13 | Operating | 1114 | 04 (86.5) | 55276 4 | 86.5
WV | Ceredo Generating Station | 55276 | 5 | CP01 | 2023 | ARP, CSNOX, CSOSG2E, CSSO2G1 | 608993 (Ended Apr 12, 2023), 610620 (Started Apr 12, 2023) | 3 | ECAR | Wayne County | WV099 | 99 | Electric Utility | 38.3681 | -82.5339 | Appalachian Power Company (Owner),Appalachian Power Company (Operator) | Phase 2 |  | Combustion turbine | Pipeline Natural Gas |  |  | Combustion Modification/Fuel Reburning |  |  | 2001-04-26 | Operating | 1114 | 05 (86.5) | 55276 5 | 86.5
WV | Ceredo Generating Station | 55276 | 6 | CP01 | 2023 | ARP, CSNOX, CSOSG2E, CSSO2G1 | 608993 (Ended Apr 12, 2023), 610620 (Started Apr 12, 2023) | 3 | ECAR | Wayne County | WV099 | 99 | Electric Utility | 38.3681 | -82.5339 | Appalachian Power Company (Owner),Appalachian Power Company (Operator) | Phase 2 |  | Combustion turbine | Pipeline Natural Gas |  |  | Combustion Modification/Fuel Reburning |  |  | 2001-04-29 | Operating | 1114 | 06 (86.5) | 55276 6 | 86.5
IL | Aurora | 55279 | AGS01 |  | 2023 | ARP, CSNOX, CSOSG3, CSSO2G1 | 605624 | 5 |  | DuPage County | IL043 | 43 | Electric Utility | 41.8151 | -88.2265 | Aurora Generation, LLC. (Owner),Aurora Generation, LLC. (Operator) | Phase 2 |  | Combustion turbine | Pipeline Natural Gas |  |  | Dry Low NOx Burners |  |  | 2002-04-22 | Operating | 2050 | AGS01 (213) | 55279 AGS01 | 213
IL | Aurora | 55279 | AGS02 |  | 2023 | ARP, CSNOX, CSOSG3, CSSO2G1 | 605624 | 5 |  | DuPage County | IL043 | 43 | Electric Utility | 41.8151 | -88.2265 | Aurora Generation, LLC. (Owner),Aurora Generation, LLC. (Operator) | Phase 2 |  | Combustion turbine | Pipeline Natural Gas |  |  | Dry Low NOx Burners |  |  | 2001-05-01 | Operating | 2050 | AGS02 (213) | 55279 AGS02 | 213
IL | Aurora | 55279 | AGS03 |  | 2023 | ARP, CSNOX, CSOSG3, CSSO2G1 | 605624 | 5 |  | DuPage County | IL043 | 43 | Electric Utility | 41.8151 | -88.2265 | Aurora Generation, LLC. (Owner),Aurora Generation, LLC. (Operator) | Phase 2 |  | Combustion turbine | Pipeline Natural Gas |  |  | Dry Low NOx Burners |  |  | 2001-05-01 | Operating | 2050 | AGS03 (213) | 55279 AGS03 | 213
IL | Aurora | 55279 | AGS04 |  | 2023 | ARP, CSNOX, CSOSG3, CSSO2G1 | 605624 | 5 |  | DuPage County | IL043 | 43 | Electric Utility | 41.8151 | -88.2265 | Aurora Generation, LLC. (Owner),Aurora Generation, LLC. (Operator) | Phase 2 |  | Combustion turbine | Pipeline Natural Gas |  |  | Dry Low NOx Burners |  |  | 2001-04-07 | Operating | 2050 | AGS04 (213) | 55279 AGS04 | 213
IL | Aurora | 55279 | AGS05 |  | 2023 | ARP, CSNOX, CSOSG3, CSSO2G1 | 605624 | 5 |  | DuPage County | IL043 | 43 | Electric Utility | 41.8151 | -88.2265 | Aurora Generation, LLC. (Owner),Aurora Generation, LLC. (Operator) | Phase 2 |  | Combustion turbine | Pipeline Natural Gas |  |  | Water Injection |  |  | 2001-04-21 | Operating | 510 | AGS05 (71) | 55279 AGS05 | 71
IL | Aurora | 55279 | AGS06 |  | 2023 | ARP, CSNOX, CSOSG3, CSSO2G1 | 605624 | 5 |  | DuPage County | IL043 | 43 | Electric Utility | 41.8151 | -88.2265 | Aurora Generation, LLC. (Owner),Aurora Generation, LLC. (Operator) | Phase 2 |  | Combustion turbine | Pipeline Natural Gas |  |  | Water Injection |  |  | 2001-04-21 | Operating | 510 | AGS06 (71) | 55279 AGS06 | 71
IL | Aurora | 55279 | AGS07 |  | 2023 | ARP, CSNOX, CSOSG3, CSSO2G1 | 605624 | 5 |  | DuPage County | IL043 | 43 | Electric Utility | 41.8151 | -88.2265 | Aurora Generation, LLC. (Owner),Aurora Generation, LLC. (Operator) | Phase 2 |  | Combustion turbine | Pipeline Natural Gas |  |  | Water Injection |  |  | 2001-04-26 | Operating | 510 | AGS07 (71) | 55279 AGS07 | 71
IL | Aurora | 55279 | AGS08 |  | 2023 | ARP, CSNOX, CSOSG3, CSSO2G1 | 605624 | 5 |  | DuPage County | IL043 | 43 | Electric Utility | 41.8151 | -88.2265 | Aurora Generation, LLC. (Owner),Aurora Generation, LLC. (Operator) | Phase 2 |  | Combustion turbine | Pipeline Natural Gas |  |  | Water Injection |  |  | 2001-05-04 | Operating | 510 | AGS08 (71) | 55279 AGS08 | 71
IL | Aurora | 55279 | AGS09 |  | 2023 | ARP, CSNOX, CSOSG3, CSSO2G1 | 605624 | 5 |  | DuPage County | IL043 | 43 | Electric Utility | 41.8151 | -88.2265 | Aurora Generation, LLC. (Owner),Aurora Generation, LLC. (Operator) | Phase 2 |  | Combustion turbine | Pipeline Natural Gas |  |  | Water Injection |  |  | 2001-05-14 | Operating | 510 | AGS09 (71) | 55279 AGS09 | 71
IL | Aurora | 55279 | AGS10 |  | 2023 | ARP, CSNOX, CSOSG3, CSSO2G1 | 605624 | 5 |  | DuPage County | IL043 | 43 | Electric Utility | 41.8151 | -88.2265 | Aurora Generation, LLC. (Owner),Aurora Generation, LLC. (Operator) | Phase 2 |  | Combustion turbine | Pipeline Natural Gas |  |  | Water Injection |  |  | 2001-05-23 | Operating | 510 | AGS10 (71) | 55279 AGS10 | 71
IL | Southeast Chicago Energy Project | 55281 | CTG10 | CP1 | 2023 | ARP, CSNOX, CSOSG3, CSSO2G1 | 609041 | 5 |  | Cook County | IL031 | 31 | Electric Utility | 41.7181 | -87.5449 | Exelon Generation Company LLC (Owner),Exelon Generation Company LLC (Operator) | Phase 2 |  | Combustion turbine | Pipeline Natural Gas |  |  | Dry Low NOx Burners |  |  | 2002-07-01 | Operating | 500.1 | CTG10 (36.5) | 55281 CTG10 | 36.5
IL | Southeast Chicago Energy Project | 55281 | CTG11 | CP1 | 2023 | ARP, CSNOX, CSOSG3, CSSO2G1 | 609041 | 5 |  | Cook County | IL031 | 31 | Electric Utility | 41.7181 | -87.5449 | Exelon Generation Company LLC (Owner),Exelon Generation Company LLC (Operator) | Phase 2 |  | Combustion turbine | Pipeline Natural Gas |  |  | Dry Low NOx Burners |  |  | 2002-07-01 | Operating | 500.1 | CTG11 (36.5) | 55281 CTG11 | 36.5
IL | Southeast Chicago Energy Project | 55281 | CTG12 | CP1 | 2023 | ARP, CSNOX, CSOSG3, CSSO2G1 | 609041 | 5 |  | Cook County | IL031 | 31 | Electric Utility | 41.7181 | -87.5449 | Exelon Generation Company LLC (Owner),Exelon Generation Company LLC (Operator) | Phase 2 |  | Combustion turbine | Pipeline Natural Gas |  |  | Dry Low NOx Burners |  |  | 2002-07-01 | Operating | 500.1 | CTG12 (36.5) | 55281 CTG12 | 36.5
IL | Southeast Chicago Energy Project | 55281 | CTG5 | CP1 | 2023 | ARP, CSNOX, CSOSG3, CSSO2G1 | 609041 | 5 |  | Cook County | IL031 | 31 | Electric Utility | 41.7181 | -87.5449 | Exelon Generation Company LLC (Owner),Exelon Generation Company LLC (Operator) | Phase 2 |  | Combustion turbine | Pipeline Natural Gas |  |  | Dry Low NOx Burners |  |  | 2002-07-01 | Operating | 500.1 | CTG5 (36.5) | 55281 CTG5 | 36.5
IL | Southeast Chicago Energy Project | 55281 | CTG6 | CP1 | 2023 | ARP, CSNOX, CSOSG3, CSSO2G1 | 609041 | 5 |  | Cook County | IL031 | 31 | Electric Utility | 41.7181 | -87.5449 | Exelon Generation Company LLC (Owner),Exelon Generation Company LLC (Operator) | Phase 2 |  | Combustion turbine | Pipeline Natural Gas |  |  | Dry Low NOx Burners |  |  | 2002-07-01 | Operating | 500.1 | CTG6 (36.5) | 55281 CTG6 | 36.5
IL | Southeast Chicago Energy Project | 55281 | CTG7 | CP1 | 2023 | ARP, CSNOX, CSOSG3, CSSO2G1 | 609041 | 5 |  | Cook County | IL031 | 31 | Electric Utility | 41.7181 | -87.5449 | Exelon Generation Company LLC (Owner),Exelon Generation Company LLC (Operator) | Phase 2 |  | Combustion turbine | Pipeline Natural Gas |  |  | Dry Low NOx Burners |  |  | 2002-07-01 | Operating | 500.1 | CTG7 (36.5) | 55281 CTG7 | 36.5
IL | Southeast Chicago Energy Project | 55281 | CTG8 | CP1 | 2023 | ARP, CSNOX, CSOSG3, CSSO2G1 | 609041 | 5 |  | Cook County | IL031 | 31 | Electric Utility | 41.7181 | -87.5449 | Exelon Generation Company LLC (Owner),Exelon Generation Company LLC (Operator) | Phase 2 |  | Combustion turbine | Pipeline Natural Gas |  |  | Dry Low NOx Burners |  |  | 2002-07-01 | Operating | 500.1 | CTG8 (36.5) | 55281 CTG8 | 36.5
IL | Southeast Chicago Energy Project | 55281 | CTG9 | CP1 | 2023 | ARP, CSNOX, CSOSG3, CSSO2G1 | 609041 | 5 |  | Cook County | IL031 | 31 | Electric Utility | 41.7181 | -87.5449 | Exelon Generation Company LLC (Owner),Exelon Generation Company LLC (Operator) | Phase 2 |  | Combustion turbine | Pipeline Natural Gas |  |  | Dry Low NOx Burners |  |  | 2002-07-01 | Operating | 500.1 | CTG9 (36.5) | 55281 CTG9 | 36.5
AZ | Arlington Valley Energy Facility | 55282 | CTG1 |  | 2023 | ARP | 610291 | 9 |  | Maricopa County | AZ013 | 13 | Electric Utility | 33.3417 | -112.8897 | Arlington Valley, LLC (Owner),Arlington Valley, LLC (Operator) | Phase 2 |  | Combined cycle | Pipeline Natural Gas |  |  | Dry Low NOx Burners,Selective Catalytic Reduction |  |  | 2002-03-19 | Operating | 2195 | STG1 (317), CTG1 (198) | 55282 CTG1 | 356.5 | Y
AZ | Arlington Valley Energy Facility | 55282 | CTG2 |  | 2023 | ARP | 610291 | 9 |  | Maricopa County | AZ013 | 13 | Electric Utility | 33.3417 | -112.8897 | Arlington Valley, LLC (Owner),Arlington Valley, LLC (Operator) | Phase 2 |  | Combined cycle | Pipeline Natural Gas |  |  | Dry Low NOx Burners,Selective Catalytic Reduction |  |  | 2002-04-04 | Operating | 2575 | CTG2 (198), STG1 (317) | 55282 CTG2 | 356.5 | Y
CO | Front Range Power Plant | 55283 | 1 |  | 2023 | ARP | 610356 | 8 |  | El Paso County | CO041 | 41 | Electric Utility | 38.6281 | -104.7069 | Colorado Springs Utilities (Owner),Colorado Springs Utilities (Operator) | Phase 2 |  | Combined cycle | Pipeline Natural Gas |  |  | Dry Low NOx Burners |  |  | 2002-12-06 | Operating | 2100 | 1 (154), 3 (233) | 55283 1 | 270.5
CO | Front Range Power Plant | 55283 | 2 |  | 2023 | ARP | 610356 | 8 |  | El Paso County | CO041 | 41 | Electric Utility | 38.6281 | -104.7069 | Colorado Springs Utilities (Owner),Colorado Springs Utilities (Operator) | Phase 2 |  | Combined cycle | Pipeline Natural Gas |  |  | Dry Low NOx Burners |  |  | 2002-12-08 | Operating | 2100 | 3 (233), 2 (154) | 55283 2 | 270.5
WV | Big Sandy Peaker Plant | 55284 | GS01 | CP100, CP200 | 2023 | ARP, CSNOX, CSOSG2E, CSSO2G1 | 609325 | 3 |  | Wayne County | WV099 | 99 | Electric Utility | 38.3441 | -82.5938 | Big Sandy Peaker Plant, LLC (Owner),Big Sandy Peaker Plant, LLC (Operator) | Phase 2 |  | Combustion turbine | Pipeline Natural Gas |  |  | Water Injection |  |  | 2001-06-06 | Operating | 300 | BSG1 (57) | 55284 GS01 | 57
WV | Big Sandy Peaker Plant | 55284 | GS02 | CP100, CP200 | 2023 | ARP, CSNOX, CSOSG2E, CSSO2G1 | 609325 | 3 |  | Wayne County | WV099 | 99 | Electric Utility | 38.3441 | -82.5938 | Big Sandy Peaker Plant, LLC (Owner),Big Sandy Peaker Plant, LLC (Operator) | Phase 2 |  | Combustion turbine | Pipeline Natural Gas |  |  | Water Injection |  |  | 2001-06-06 | Operating | 300 | BSG1 (57) | 55284 GS02 | 57
WV | Big Sandy Peaker Plant | 55284 | GS03 | CP100, CP200 | 2023 | ARP, CSNOX, CSOSG2E, CSSO2G1 | 609325 | 3 |  | Wayne County | WV099 | 99 | Electric Utility | 38.3441 | -82.5938 | Big Sandy Peaker Plant, LLC (Owner),Big Sandy Peaker Plant, LLC (Operator) | Phase 2 |  | Combustion turbine | Pipeline Natural Gas |  |  | Water Injection |  |  | 2001-06-24 | Operating | 300 | BSG2 (57) | 55284 GS03 | 57
WV | Big Sandy Peaker Plant | 55284 | GS04 | CP100, CP200 | 2023 | ARP, CSNOX, CSOSG2E, CSSO2G1 | 609325 | 3 |  | Wayne County | WV099 | 99 | Electric Utility | 38.3441 | -82.5938 | Big Sandy Peaker Plant, LLC (Owner),Big Sandy Peaker Plant, LLC (Operator) | Phase 2 |  | Combustion turbine | Pipeline Natural Gas |  |  | Water Injection |  |  | 2001-06-24 | Operating | 300 | BSG2 (57) | 55284 GS04 | 57
WV | Big Sandy Peaker Plant | 55284 | GS05 | CP100, CP200 | 2023 | ARP, CSNOX, CSOSG2E, CSSO2G1 | 609325 | 3 |  | Wayne County | WV099 | 99 | Electric Utility | 38.3441 | -82.5938 | Big Sandy Peaker Plant, LLC (Owner),Big Sandy Peaker Plant, LLC (Operator) | Phase 2 |  | Combustion turbine | Pipeline Natural Gas |  |  | Water Injection |  |  | 2001-07-04 | Operating | 300 | BSG3 (57) | 55284 GS05 | 57
WV | Big Sandy Peaker Plant | 55284 | GS06 | CP100, CP200 | 2023 | ARP, CSNOX, CSOSG2E, CSSO2G1 | 609325 | 3 |  | Wayne County | WV099 | 99 | Electric Utility | 38.3441 | -82.5938 | Big Sandy Peaker Plant, LLC (Owner),Big Sandy Peaker Plant, LLC (Operator) | Phase 2 |  | Combustion turbine | Pipeline Natural Gas |  |  | Water Injection |  |  | 2001-07-04 | Operating | 300 | BSG3 (57) | 55284 GS06 | 57
WV | Big Sandy Peaker Plant | 55284 | GS07 | CP100, CP200 | 2023 | ARP, CSNOX, CSOSG2E, CSSO2G1 | 609325 | 3 |  | Wayne County | WV099 | 99 | Electric Utility | 38.3441 | -82.5938 | Big Sandy Peaker Plant, LLC (Owner),Big Sandy Peaker Plant, LLC (Operator) | Phase 2 |  | Combustion turbine | Pipeline Natural Gas |  |  | Water Injection |  |  | 2001-07-04 | Operating | 300 | BSG4 (57) | 55284 GS07 | 57
WV | Big Sandy Peaker Plant | 55284 | GS08 | CP100, CP200 | 2023 | ARP, CSNOX, CSOSG2E, CSSO2G1 | 609325 | 3 |  | Wayne County | WV099 | 99 | Electric Utility | 38.3441 | -82.5938 | Big Sandy Peaker Plant, LLC (Owner),Big Sandy Peaker Plant, LLC (Operator) | Phase 2 |  | Combustion turbine | Pipeline Natural Gas |  |  | Water Injection |  |  | 2001-07-04 | Operating | 300 | BSG4 (57) | 55284 GS08 | 57
WV | Big Sandy Peaker Plant | 55284 | GS09 | CP100, CP200 | 2023 | ARP, CSNOX, CSOSG2E, CSSO2G1 | 609325 | 3 |  | Wayne County | WV099 | 99 | Electric Utility | 38.3441 | -82.5938 | Big Sandy Peaker Plant, LLC (Owner),Big Sandy Peaker Plant, LLC (Operator) | Phase 2 |  | Combustion turbine | Pipeline Natural Gas |  |  | Water Injection |  |  | 2001-07-17 | Operating | 300 | BSG5 (57) | 55284 GS09 | 57
WV | Big Sandy Peaker Plant | 55284 | GS10 | CP100, CP200 | 2023 | ARP, CSNOX, CSOSG2E, CSSO2G1 | 609325 | 3 |  | Wayne County | WV099 | 99 | Electric Utility | 38.3441 | -82.5938 | Big Sandy Peaker Plant, LLC (Owner),Big Sandy Peaker Plant, LLC (Operator) | Phase 2 |  | Combustion turbine | Pipeline Natural Gas |  |  | Water Injection |  |  | 2001-07-17 | Operating | 300 | BSG5 (57) | 55284 GS10 | 57
WV | Big Sandy Peaker Plant | 55284 | GS11 | CP100, CP200 | 2023 | ARP, CSNOX, CSOSG2E, CSSO2G1 | 609325 | 3 |  | Wayne County | WV099 | 99 | Electric Utility | 38.3441 | -82.5938 | Big Sandy Peaker Plant, LLC (Owner),Big Sandy Peaker Plant, LLC (Operator) | Phase 2 |  | Combustion turbine | Pipeline Natural Gas |  |  | Water Injection |  |  | 2001-07-30 | Operating | 300 | BSG6 (57) | 55284 GS11 | 57
WV | Big Sandy Peaker Plant | 55284 | GS12 | CP100, CP200 | 2023 | ARP, CSNOX, CSOSG2E, CSSO2G1 | 609325 | 3 |  | Wayne County | WV099 | 99 | Electric Utility | 38.3441 | -82.5938 | Big Sandy Peaker Plant, LLC (Owner),Big Sandy Peaker Plant, LLC (Operator) | Phase 2 |  | Combustion turbine | Pipeline Natural Gas |  |  | Water Injection |  |  | 2001-07-30 | Operating | 300 | BSG6 (57) | 55284 GS12 | 57
VA | Wolf Hills Energy | 55285 | WH01 | CP100, CP200 | 2023 | ARP, CSNOX, CSOSG3, CSSO2G1, RGGI | 609325 | 3 |  | Washington County | VA191 | 191 | Electric Utility | 36.6644 | -82.1044 | Wolf Hills Energy, LLC (Owner),Wolf Hills Energy, LLC (Operator) | Phase 2 |  | Combustion turbine | Pipeline Natural Gas |  |  | Water Injection |  |  | 2001-06-12 | Operating | 300 | WHG1 (57) | 55285 WH01 | 57
VA | Wolf Hills Energy | 55285 | WH02 | CP100, CP200 | 2023 | ARP, CSNOX, CSOSG3, CSSO2G1, RGGI | 609325 | 3 |  | Washington County | VA191 | 191 | Electric Utility | 36.6644 | -82.1044 | Wolf Hills Energy, LLC (Owner),Wolf Hills Energy, LLC (Operator) | Phase 2 |  | Combustion turbine | Pipeline Natural Gas |  |  | Water Injection |  |  | 2001-06-12 | Operating | 300 | WHG1 (57) | 55285 WH02 | 57
VA | Wolf Hills Energy | 55285 | WH03 | CP100, CP300 | 2023 | ARP, CSNOX, CSOSG3, CSSO2G1, RGGI | 609325 | 3 |  | Washington County | VA191 | 191 | Electric Utility | 36.6644 | -82.1044 | Wolf Hills Energy, LLC (Owner),Wolf Hills Energy, LLC (Operator) | Phase 2 |  | Combustion turbine | Pipeline Natural Gas |  |  | Water Injection |  |  | 2001-05-17 | Operating | 300 | WHG2 (57) | 55285 WH03 | 57
VA | Wolf Hills Energy | 55285 | WH04 | CP100, CP300 | 2023 | ARP, CSNOX, CSOSG3, CSSO2G1, RGGI | 609325 | 3 |  | Washington County | VA191 | 191 | Electric Utility | 36.6644 | -82.1044 | Wolf Hills Energy, LLC (Owner),Wolf Hills Energy, LLC (Operator) | Phase 2 |  | Combustion turbine | Pipeline Natural Gas |  |  | Water Injection |  |  | 2001-05-17 | Operating | 300 | WHG2 (57) | 55285 WH04 | 57
VA | Wolf Hills Energy | 55285 | WH05 | CP100, CP400 | 2023 | ARP, CSNOX, CSOSG3, CSSO2G1, RGGI | 609325 | 3 |  | Washington County | VA191 | 191 | Electric Utility | 36.6644 | -82.1044 | Wolf Hills Energy, LLC (Owner),Wolf Hills Energy, LLC (Operator) | Phase 2 |  | Combustion turbine | Pipeline Natural Gas |  |  | Water Injection |  |  | 2001-05-12 | Operating | 300 | WHG3 (57) | 55285 WH05 | 57
VA | Wolf Hills Energy | 55285 | WH06 | CP100, CP400 | 2023 | ARP, CSNOX, CSOSG3, CSSO2G1, RGGI | 609325 | 3 |  | Washington County | VA191 | 191 | Electric Utility | 36.6644 | -82.1044 | Wolf Hills Energy, LLC (Owner),Wolf Hills Energy, LLC (Operator) | Phase 2 |  | Combustion turbine | Pipeline Natural Gas |  |  | Water Injection |  |  | 2001-05-12 | Operating | 300 | WHG3 (57) | 55285 WH06 | 57
VA | Wolf Hills Energy | 55285 | WH07 | CP100, CP500 | 2023 | ARP, CSNOX, CSOSG3, CSSO2G1, RGGI | 609325 | 3 |  | Washington County | VA191 | 191 | Electric Utility | 36.6644 | -82.1044 | Wolf Hills Energy, LLC (Owner),Wolf Hills Energy, LLC (Operator) | Phase 2 |  | Combustion turbine | Pipeline Natural Gas |  |  | Water Injection |  |  | 2001-05-05 | Operating | 300 | WHG4 (57) | 55285 WH07 | 57
VA | Wolf Hills Energy | 55285 | WH08 | CP100, CP500 | 2023 | ARP, CSNOX, CSOSG3, CSSO2G1, RGGI | 609325 | 3 |  | Washington County | VA191 | 191 | Electric Utility | 36.6644 | -82.1044 | Wolf Hills Energy, LLC (Owner),Wolf Hills Energy, LLC (Operator) | Phase 2 |  | Combustion turbine | Pipeline Natural Gas |  |  | Water Injection |  |  | 2001-05-05 | Operating | 300 | WHG4 (57) | 55285 WH08 | 57
VA | Wolf Hills Energy | 55285 | WH09 | CP100, CP600 | 2023 | ARP, CSNOX, CSOSG3, CSSO2G1, RGGI | 609325 | 3 |  | Washington County | VA191 | 191 | Electric Utility | 36.6644 | -82.1044 | Wolf Hills Energy, LLC (Owner),Wolf Hills Energy, LLC (Operator) | Phase 2 |  | Combustion turbine | Pipeline Natural Gas |  |  | Water Injection |  |  | 2001-05-02 | Operating | 300 | WHG5 (57) | 55285 WH09 | 57
VA | Wolf Hills Energy | 55285 | WH10 | CP100, CP600 | 2023 | ARP, CSNOX, CSOSG3, CSSO2G1, RGGI | 609325 | 3 |  | Washington County | VA191 | 191 | Electric Utility | 36.6644 | -82.1044 | Wolf Hills Energy, LLC (Owner),Wolf Hills Energy, LLC (Operator) | Phase 2 |  | Combustion turbine | Pipeline Natural Gas |  |  | Water Injection |  |  | 2001-05-02 | Operating | 300 | WHG5 (57) | 55285 WH10 | 57
FL | Oleander Power Project | 55286 | O-1 |  | 2023 | ARP | 609351 | 4 |  | Brevard County | FL009 | 9 | Electric Utility | 28.3661 | -80.7947 | Oleander Power Project, LP (Owner),Oleander Power Project, LP (Operator) | Phase 2 |  | Combustion turbine | Pipeline Natural Gas |  |  | Dry Low NOx Burners,Water Injection |  |  | 2002-06-01 | Operating | 1919 | OG1 (190) | 55286 O-1 | 190
FL | Oleander Power Project | 55286 | O-2 |  | 2023 | ARP | 609351 | 4 |  | Brevard County | FL009 | 9 | Electric Utility | 28.3661 | -80.7947 | Oleander Power Project, LP (Owner),Oleander Power Project, LP (Operator) | Phase 2 |  | Combustion turbine | Pipeline Natural Gas | Diesel Oil |  | Dry Low NOx Burners,Water Injection |  |  | 2002-06-15 | Operating | 1919 | OG2 (190) | 55286 O-2 | 190
FL | Oleander Power Project | 55286 | O-3 |  | 2023 | ARP | 609351 | 4 |  | Brevard County | FL009 | 9 | Electric Utility | 28.3661 | -80.7947 | Oleander Power Project, LP (Owner),Oleander Power Project, LP (Operator) | Phase 2 |  | Combustion turbine | Pipeline Natural Gas |  |  | Dry Low NOx Burners,Water Injection |  |  | 2002-07-20 | Operating | 1919 | OG3 (190) | 55286 O-3 | 190
FL | Oleander Power Project | 55286 | O-4 |  | 2023 | ARP | 609351 | 4 |  | Brevard County | FL009 | 9 | Electric Utility | 28.3661 | -80.7947 | Oleander Power Project, LP (Owner),Oleander Power Project, LP (Operator) | Phase 2 |  | Combustion turbine | Pipeline Natural Gas |  |  | Dry Low NOx Burners,Water Injection |  |  | 2002-08-23 | Operating | 1919 | OG4 (190) | 55286 O-4 | 190
FL | Oleander Power Project | 55286 | O-5 |  | 2023 | ARP | 609351 | 4 |  | Brevard County | FL009 | 9 | Electric Utility | 28.3661 | -80.7947 | Oleander Power Project, LP (Owner),Oleander Power Project, LP (Operator) | Phase 2 |  | Combustion turbine | Pipeline Natural Gas |  |  | Dry Low NOx Burners,Water Injection |  |  | 2007-12-16 | Operating | 1920 | OG5 (190) | 55286 O-5 | 190
AL | Decatur Energy Center | 55292 | CTG-1 |  | 2023 | ARP, CSNOX, CSOSG2, CSSO2G2 | 601712 | 4 |  | Morgan County | AL103 | 103 | Electric Utility | 34.6292 | -87.0214 | Decatur Energy Center, LLC (Owner),Decatur Energy Center, LLC (Operator) | Phase 2 |  | Combined cycle | Pipeline Natural Gas |  |  | Dry Low NOx Burners,Selective Catalytic Reduction |  |  | 2002-03-28 | Operating | 2236 | CTG1 (180), STG1 (171) | 55292 CTG-1 | 237 | Y
AL | Decatur Energy Center | 55292 | CTG-2 |  | 2023 | ARP, CSNOX, CSOSG2, CSSO2G2 | 601712 | 4 |  | Morgan County | AL103 | 103 | Electric Utility | 34.6292 | -87.0214 | Decatur Energy Center, LLC (Owner),Decatur Energy Center, LLC (Operator) | Phase 2 |  | Combined cycle | Pipeline Natural Gas |  |  | Dry Low NOx Burners,Selective Catalytic Reduction |  |  | 2002-03-28 | Operating | 2236 | CTG2 (180), STG1 (171) | 55292 CTG-2 | 237 | Y
AL | Decatur Energy Center | 55292 | CTG-3 |  | 2023 | ARP, CSNOX, CSOSG2, CSSO2G2 | 601712 | 4 |  | Morgan County | AL103 | 103 | Electric Utility | 34.6292 | -87.0214 | Decatur Energy Center, LLC (Owner),Decatur Energy Center, LLC (Operator) | Phase 2 |  | Combined cycle | Pipeline Natural Gas |  |  | Dry Low NOx Burners,Selective Catalytic Reduction |  |  | 2003-03-06 | Operating | 2236 | STG1 (171), CTG3 (180) | 55292 CTG-3 | 237 | Y
AL | Morgan Energy Center | 55293 | CT-1 |  | 2023 | ARP, CSNOX, CSOSG2, CSSO2G2 | 608984 | 4 |  | Morgan County | AL103 | 103 | Electric Utility | 34.6397 | -87.0639 | Morgan Energy Center, LLC (Owner),Calpine Operating Services Company, Inc. (Operator) | Phase 2 |  | Combined cycle | Pipeline Natural Gas |  |  | Dry Low NOx Burners,Selective Catalytic Reduction |  |  | 2003-04-12 | Operating | 2236 | CTG1 (187), STG1 (198.7) | 55293 CT-1 | 253.2333 | Y
AL | Morgan Energy Center | 55293 | CT-2 |  | 2023 | ARP, CSNOX, CSOSG2, CSSO2G2 | 608984 | 4 |  | Morgan County | AL103 | 103 | Electric Utility | 34.6397 | -87.0639 | Morgan Energy Center, LLC (Owner),Calpine Operating Services Company, Inc. (Operator) | Phase 2 |  | Combined cycle | Pipeline Natural Gas |  |  | Dry Low NOx Burners,Selective Catalytic Reduction |  |  | 2003-04-07 | Operating | 2236 | STG1 (198.7), CTG2 (187) | 55293 CT-2 | 253.2333 | Y
AL | Morgan Energy Center | 55293 | CT-3 |  | 2023 | ARP, CSNOX, CSOSG2, CSSO2G2 | 608984 | 4 |  | Morgan County | AL103 | 103 | Electric Utility | 34.6397 | -87.0639 | Morgan Energy Center, LLC (Owner),Calpine Operating Services Company, Inc. (Operator) | Phase 2 |  | Combined cycle | Pipeline Natural Gas |  |  | Dry Low NOx Burners,Selective Catalytic Reduction |  |  | 2003-04-09 | Operating | 2236 | STG1 (198.7), CTG3 (187) | 55293 CT-3 | 253.2333 | Y
ME | Westbrook Energy Center | 55294 | 1 |  | 2023 | ARP, RGGI | 604977 | 1 | NPCC | Cumberland County | ME005 | 5 | Electric Utility | 43.6576 | -70.3772 | Calpine Construction Finance Company, L.P. (Owner),Calpine Operating Services Company, Inc. (Operator) | Phase 2 |  | Combined cycle | Pipeline Natural Gas |  |  | Selective Catalytic Reduction |  |  | 2001-02-28 | Operating | 3850.2 | GTG1 (184.2), STG3 (195.5) | 55294 1 | 281.95 | Y
ME | Westbrook Energy Center | 55294 | 2 |  | 2023 | ARP, RGGI | 604977 | 1 | NPCC | Cumberland County | ME005 | 5 | Electric Utility | 43.6576 | -70.3772 | Calpine Construction Finance Company, L.P. (Owner),Calpine Operating Services Company, Inc. (Operator) | Phase 2 |  | Combined cycle | Pipeline Natural Gas |  |  | Selective Catalytic Reduction |  |  | 2001-02-28 | Operating | 3850.2 | GTG2 (184.2), STG3 (195.5) | 55294 2 | 281.95 | Y
CA | Blythe Energy | 55295 | 1 |  | 2023 | ARP | 608886 | 9 | WECC | Riverside County | CA065 | 65 | Electric Utility | 33.6157 | -114.6865 | Blythe Energy Inc. (Owner),Blythe Energy Inc. (Operator) | Phase 2 |  | Combined cycle | Pipeline Natural Gas |  |  | Selective Catalytic Reduction |  |  | 2003-02-24 | Operating | 2046 | CT1 (170), ST1 (227) | 55295 1 | 283.5 | Y
CA | Blythe Energy | 55295 | 2 |  | 2023 | ARP | 608886 | 9 | WECC | Riverside County | CA065 | 65 | Electric Utility | 33.6157 | -114.6865 | Blythe Energy Inc. (Owner),Blythe Energy Inc. (Operator) | Phase 2 |  | Combined cycle | Pipeline Natural Gas |  |  | Selective Catalytic Reduction |  |  | 2003-02-26 | Operating | 2046 | ST1 (227), CT2 (170) | 55295 2 | 283.5 | Y
IL | Calumet Energy Team, LLC | 55296 | **1 |  | 2023 | ARP, CSNOX, CSOSG3, CSSO2G1 | 603383 | 5 |  | Cook County | IL031 | 31 | Electric Utility | 41.6835 | -87.5563 | Calumet Energy Team, LLC (Owner),IPA Operations, Inc. (Operator) | Phase 2 |  | Combustion turbine | Pipeline Natural Gas |  |  | Dry Low NOx Burners |  |  | 2002-06-24 | Operating | 2150 | CT11 (156) | 55296 **1 | 156
IL | Calumet Energy Team, LLC | 55296 | **2 |  | 2023 | ARP, CSNOX, CSOSG3, CSSO2G1 | 603383 | 5 |  | Cook County | IL031 | 31 | Electric Utility | 41.6835 | -87.5563 | Calumet Energy Team, LLC (Owner),IPA Operations, Inc. (Operator) | Phase 2 |  | Combustion turbine | Pipeline Natural Gas |  |  | Dry Low NOx Burners |  |  | 2002-06-24 | Operating | 2150 | CT12 (156) | 55296 **2 | 156
MI | Covert Generating Station | 55297 | 1 |  | 2023 | ARP, CSNOX, CSOSG3, CSSO2G1 | 601740 (Ended May 31, 2023), 607360 (Started May 31, 2023) | 5 |  | Van Buren County | MI159 | 159 | Electric Utility | 42.3231 | -86.2925 | New Covert Generating Company, LLC (Owner) (Ended May 31, 2023),Consumers Energy Company (Owner) (Started May 31, 2023),New Covert Generating Company, LLC (Operator) (Ended Apr 13, 2023),Consolidated Asset Management Services, LLC (Operator) (Started Apr 13, 2023) | Phase 2 |  | Combined cycle | Pipeline Natural Gas |  |  | Dry Low NOx Burners,Selective Catalytic Reduction |  |  | 2003-08-20 | Operating | 2926 | 1A (147), 1 (245) | 55297 1 | 392 | Y
MI | Covert Generating Station | 55297 | 2 |  | 2023 | ARP, CSNOX, CSOSG3, CSSO2G1 | 601740 (Ended May 31, 2023), 607360 (Started May 31, 2023) | 5 |  | Van Buren County | MI159 | 159 | Electric Utility | 42.3231 | -86.2925 | New Covert Generating Company, LLC (Owner) (Ended May 31, 2023),Consumers Energy Company (Owner) (Started May 31, 2023),New Covert Generating Company, LLC (Operator) (Ended Apr 13, 2023),Consolidated Asset Management Services, LLC (Operator) (Started Apr 13, 2023) | Phase 2 |  | Combined cycle | Pipeline Natural Gas |  |  | Dry Low NOx Burners,Selective Catalytic Reduction |  |  | 2003-09-19 | Operating | 2926 | 2A (147), 2 (245) | 55297 2 | 392 | Y
MI | Covert Generating Station | 55297 | 3 |  | 2023 | ARP, CSNOX, CSOSG3, CSSO2G1 | 601740 (Ended May 31, 2023), 607360 (Started May 31, 2023) | 5 |  | Van Buren County | MI159 | 159 | Electric Utility | 42.3231 | -86.2925 | New Covert Generating Company, LLC (Owner) (Ended May 31, 2023),Consumers Energy Company (Owner) (Started May 31, 2023),New Covert Generating Company, LLC (Operator) (Ended Apr 13, 2023),Consolidated Asset Management Services, LLC (Operator) (Started Apr 13, 2023) | Phase 2 |  | Combined cycle | Pipeline Natural Gas |  |  | Dry Low NOx Burners,Selective Catalytic Reduction |  |  | 2003-11-16 | Operating | 2926 | 3 (245), 3A (147) | 55297 3 | 392 | Y
PA | Fairless Energy Center | 55298 | 1A |  | 2023 | ARP, CSNOX, CSOSG3, CSSO2G1, RGGI | 609297 | 3 |  | Bucks County | PA017 | 17 | Electric Utility | 40.1464 | -74.7406 | Fairless Energy, LLC (Owner),Fairless Energy, LLC (Operator) | Phase 2 |  | Combined cycle | Pipeline Natural Gas |  |  | Dry Low NOx Burners,Selective Catalytic Reduction |  |  | 2004-02-20 | Operating | 2406 | CT1A (198.9), ST1 (271.2) | 55298 1A | 334.5 | Y
PA | Fairless Energy Center | 55298 | 1B |  | 2023 | ARP, CSNOX, CSOSG3, CSSO2G1, RGGI | 609297 | 3 |  | Bucks County | PA017 | 17 | Electric Utility | 40.1464 | -74.7406 | Fairless Energy, LLC (Owner),Fairless Energy, LLC (Operator) | Phase 2 |  | Combined cycle | Pipeline Natural Gas |  |  | Dry Low NOx Burners,Selective Catalytic Reduction |  |  | 2004-02-16 | Operating | 2500 | ST1 (271.2), CT1B (198.9) | 55298 1B | 334.5 | Y
PA | Fairless Energy Center | 55298 | 2A |  | 2023 | ARP, CSNOX, CSOSG3, CSSO2G1, RGGI | 609297 | 3 |  | Bucks County | PA017 | 17 | Electric Utility | 40.1464 | -74.7406 | Fairless Energy, LLC (Owner),Fairless Energy, LLC (Operator) | Phase 2 |  | Combined cycle | Pipeline Natural Gas |  |  | Dry Low NOx Burners,Selective Catalytic Reduction |  |  | 2004-04-23 | Operating | 2406 | CT2A (198.9), ST2 (271.2) | 55298 2A | 334.5 | Y
PA | Fairless Energy Center | 55298 | 2B |  | 2023 | ARP, CSNOX, CSOSG3, CSSO2G1, RGGI | 609297 | 3 |  | Bucks County | PA017 | 17 | Electric Utility | 40.1464 | -74.7406 | Fairless Energy, LLC (Owner),Fairless Energy, LLC (Operator) | Phase 2 |  | Combined cycle | Pipeline Natural Gas |  |  | Dry Low NOx Burners,Selective Catalytic Reduction |  |  | 2004-04-17 | Operating | 2406 | ST2 (271.2), CT2B (198.9) | 55298 2B | 334.5 | Y
TX | Channel Energy Center | 55299 | CTG1 |  | 2023 | ARP, CSOSG2 | 610483 | 6 |  | Harris County | TX201 | 201 | Cogeneration | 29.7189 | -95.2319 | Channel Energy Center, LLC (Owner),Calpine Operating Services Company, Inc. (Operator) | Phase 2 |  | Combined cycle | Other Gas |  |  | Selective Catalytic Reduction |  |  | 2001-07-05 | Operating | 2600 | CTG1 (215), ST-1 (285) | 55299 CTG1 | 310 | Y
TX | Channel Energy Center | 55299 | CTG2 |  | 2023 | ARP, CSOSG2 | 610483 | 6 |  | Harris County | TX201 | 201 | Cogeneration | 29.7189 | -95.2319 | Channel Energy Center, LLC (Owner),Calpine Operating Services Company, Inc. (Operator) | Phase 2 |  | Combined cycle | Other Gas |  |  | Selective Catalytic Reduction |  |  | 2002-04-25 | Operating | 2781 | CTG2 (215), ST-1 (285) | 55299 CTG2 | 310 | Y
TX | Channel Energy Center | 55299 | CTG3 |  | 2023 | ARP, CSOSG2 | 610483 | 6 |  | Harris County | TX201 | 201 | Cogeneration | 29.7189 | -95.2319 | Channel Energy Center, LLC (Owner),Calpine Operating Services Company, Inc. (Operator) | Phase 2 |  | Combined cycle | Pipeline Natural Gas | Other Gas |  | Selective Catalytic Reduction |  |  | 2014-05-26 | Operating | 2597 | CTG3 (180), ST-1 (285) | 55299 CTG3 | 310 | Y
GA | Baconton Power | 55304 | CT1 |  | 2023 | ARP, CSNOX, CSOSG1, CSSO2G2 | 1307 (Ended Mar 08, 2023), 1308 (Started Mar 08, 2023) | 4 |  | Mitchell County | GA205 | 205 | Electric Utility | 31.3869 | -84.0819 | Baconton Power (Owner) (Ended Mar 09, 2023),Baconton Energy Facility (Owner) (Started Mar 09, 2023) (Ended Apr 10, 2023),Baconton Power (Owner) (Started Mar 09, 2023) (Ended Mar 09, 2023),Sowega Power 100 LLC (Owner) (Started Apr 10, 2023),Baconton Power (Operator) (Ended Mar 09, 2023),Baconton Energy Facility (Operator) (Started Mar 09, 2023) (Ended Apr 10, 2023),Baconton Power (Operator) (Started Mar 09, 2023) (Ended Mar 09, 2023),Sowega Power 100 LLC (Operator) (Started Apr 10, 2023) | Phase 2 |  | Combustion turbine | Pipeline Natural Gas | Diesel Oil |  | Water Injection |  |  | 2000-06-15 | Operating | 614 | CT1 (60) | 55304 CT1 | 60
GA | Baconton Power | 55304 | CT5 |  | 2023 | ARP, CSNOX, CSOSG1, CSSO2G2 | 1307 (Ended Mar 08, 2023), 1308 (Started Mar 08, 2023) | 4 |  | Mitchell County | GA205 | 205 | Electric Utility | 31.3869 | -84.0819 | Baconton Power (Owner),Oglethorpe Power Corporation (Owner) (Started Jun 22, 2023),Baconton Power (Operator) (Ended Jun 22, 2023),Oglethorpe Power Corporation (Operator) (Started Jun 22, 2023) | Phase 2 |  | Combustion turbine | Pipeline Natural Gas | Diesel Oil |  | Water Injection |  |  | 2000-07-01 | Operating | 614 | CT5 (60) | 55304 CT5 | 60
AZ | Gila River Power Station | 55306 | 1CTGA |  | 2023 | ARP | 608572 | 9 | WECC | Maricopa County | AZ013 | 13 | Electric Utility | 32.9761 | -112.694 | Salt River Project (Owner),Salt River Project (Operator) | Phase 2 |  | Combined cycle | Pipeline Natural Gas |  |  | Dry Low NOx Burners,Selective Catalytic Reduction |  |  | 2003-01-20 | Operating | 2270 | CTG1 (174), ST9 (271) | 55306 1CTGA | 309.5 | Y
AZ | Gila River Power Station | 55306 | 1CTGB |  | 2023 | ARP | 608572 | 9 | WECC | Maricopa County | AZ013 | 13 | Electric Utility | 32.9761 | -112.694 | Salt River Project (Owner),Salt River Project (Operator) | Phase 2 |  | Combined cycle | Pipeline Natural Gas |  |  | Dry Low NOx Burners,Selective Catalytic Reduction |  |  | 2003-01-23 | Operating | 2310 | ST9 (271), CTG2 (174) | 55306 1CTGB | 309.5 | Y
AZ | Gila River Power Station | 55306 | 2CTGA |  | 2023 | ARP | 608572 | 9 | WECC | Maricopa County | AZ013 | 13 | Electric Utility | 32.9761 | -112.694 | Tucson Electric Power Company (Owner),Salt River Project (Operator) | Phase 2 |  | Combined cycle | Pipeline Natural Gas |  |  | Dry Low NOx Burners,Selective Catalytic Reduction |  |  | 2003-01-20 | Operating | 2270 | CTG3 (174), ST10 (271) | 55306 2CTGA | 309.5 | Y
AZ | Gila River Power Station | 55306 | 2CTGB |  | 2023 | ARP | 608572 | 9 | WECC | Maricopa County | AZ013 | 13 | Electric Utility | 32.9761 | -112.694 | Tucson Electric Power Company (Owner),Salt River Project (Operator) | Phase 2 |  | Combined cycle | Pipeline Natural Gas |  |  | Dry Low NOx Burners,Selective Catalytic Reduction |  |  | 2003-05-31 | Operating | 2350 | ST10 (271), CTG4 (174) | 55306 2CTGB | 309.5 | Y
AZ | Gila River Power Station | 55306 | 3CTGA |  | 2023 | ARP | 608572 | 9 | WECC | Maricopa County | AZ013 | 13 | Electric Utility | 32.9761 | -112.694 | Tucson Electric Power Company (Owner),UNS Electric, Inc. (Owner),Salt River Project (Operator) | Phase 2 |  | Combined cycle | Pipeline Natural Gas |  |  | Dry Low NOx Burners,Selective Catalytic Reduction |  |  | 2003-01-20 | Operating | 2625 | ST11 (271), CTG5 (174) | 55306 3CTGA | 309.5 | Y
AZ | Gila River Power Station | 55306 | 3CTGB |  | 2023 | ARP | 608572 | 9 | WECC | Maricopa County | AZ013 | 13 | Electric Utility | 32.9761 | -112.694 | Tucson Electric Power Company (Owner),UNS Electric, Inc. (Owner),Salt River Project (Operator) | Phase 2 |  | Combined cycle | Pipeline Natural Gas |  |  | Dry Low NOx Burners,Selective Catalytic Reduction |  |  | 2003-06-30 | Operating | 2650 | ST11 (271), CTG6 (174) | 55306 3CTGB | 309.5 | Y
AZ | Gila River Power Station | 55306 | 4CTGA |  | 2023 | ARP | 608572 | 9 | WECC | Maricopa County | AZ013 | 13 | Electric Utility | 32.9761 | -112.694 | Salt River Project (Owner),Salt River Project (Operator) | Phase 2 |  | Combined cycle | Pipeline Natural Gas |  |  | Dry Low NOx Burners,Selective Catalytic Reduction |  |  | 2003-01-20 | Operating | 2334 | CTG7 (174), ST12 (271) | 55306 4CTGA | 309.5 | Y
AZ | Gila River Power Station | 55306 | 4CTGB |  | 2023 | ARP | 608572 | 9 | WECC | Maricopa County | AZ013 | 13 | Electric Utility | 32.9761 | -112.694 | Salt River Project (Owner),Salt River Project (Operator) | Phase 2 |  | Combined cycle | Pipeline Natural Gas |  |  | Dry Low NOx Burners,Selective Catalytic Reduction |  |  | 2003-01-20 | Operating | 2261 | CTG8 (174), ST12 (271) | 55306 4CTGB | 309.5 | Y
MA | Fore River Energy Center | 55317 | 11 |  | 2023 | ARP, RGGI, SIPNOX | 610444 | 1 |  | Norfolk County | MA021 | 21 | Electric Utility | 42.2417 | -70.9653 | Calpine Fore River Energy Center LLC (Owner),Calpine Operating Services Company, Inc. (Operator) | Phase 2 |  | Combined cycle | Pipeline Natural Gas | Diesel Oil |  | Dry Low NOx Burners,Water Injection,Selective Catalytic Reduction |  |  | 2003-03-23 | Operating | 3001 | ST15 (315), GT11 (278.6) | 55317 11 | 436.1 | Y
MA | Fore River Energy Center | 55317 | 12 |  | 2023 | ARP, RGGI, SIPNOX | 610444 | 1 |  | Norfolk County | MA021 | 21 | Electric Utility | 42.2417 | -70.9653 | Calpine Fore River Energy Center LLC (Owner),Calpine Operating Services Company, Inc. (Operator) | Phase 2 |  | Combined cycle | Pipeline Natural Gas | Diesel Oil |  | Dry Low NOx Burners,Water Injection,Selective Catalytic Reduction |  |  | 2003-04-20 | Operating | 3250 | GT12 (278.6), ST15 (315) | 55317 12 | 436.1 | Y
TX | Wise County Power Company, LLC | 55320 | GT-1 |  | 2023 | ARP, CSOSG2 | 603383 | 6 |  | Wise County | TX497 | 497 | Electric Utility | 33.0583 | -97.9103 | Wise County Power Company, LLC (Owner),Wise County Power Company, LLC (Operator) | Phase 2 |  | Combined cycle | Pipeline Natural Gas |  |  | Dry Low NOx Burners,Selective Catalytic Reduction |  |  | 2003-09-30 | Operating | 3187.1 | ST1 (262), GT1 (242) | 55320 GT-1 | 373 | Y
TX | Wise County Power Company, LLC | 55320 | GT-2 |  | 2023 | ARP, CSOSG2 | 603383 | 6 |  | Wise County | TX497 | 497 | Electric Utility | 33.0583 | -97.9103 | Wise County Power Company, LLC (Owner),Wise County Power Company, LLC (Operator) | Phase 2 |  | Combined cycle | Pipeline Natural Gas |  |  | Dry Low NOx Burners,Selective Catalytic Reduction |  |  | 2003-09-11 | Operating | 3187.1 | GT2 (242), ST1 (262) | 55320 GT-2 | 373 | Y
NV | Chuck Lenzie Generating Station | 55322 | CTG-1 |  | 2023 | ARP | 610268 | 9 |  | Clark County | NV003 | 3 | Electric Utility | 36.3853 | -114.9228 | NV Energy (Owner),NV Energy (Operator) | Phase 2 |  | Combined cycle | Pipeline Natural Gas |  |  | Dry Low NOx Burners,Selective Catalytic Reduction |  |  | 2005-08-31 | Operating | 2425 | CTG1 (201.5), ST1 (329.8) | 55322 CTG-1 | 366.4 | Y
NV | Chuck Lenzie Generating Station | 55322 | CTG-2 |  | 2023 | ARP | 610268 | 9 |  | Clark County | NV003 | 3 | Electric Utility | 36.3853 | -114.9228 | NV Energy (Owner),NV Energy (Operator) | Phase 2 |  | Combined cycle | Pipeline Natural Gas |  |  | Dry Low NOx Burners,Selective Catalytic Reduction |  |  | 2005-09-12 | Operating | 2425 | CTG2 (201.5), ST1 (329.8) | 55322 CTG-2 | 366.4 | Y
NV | Chuck Lenzie Generating Station | 55322 | CTG-3 |  | 2023 | ARP | 610268 | 9 |  | Clark County | NV003 | 3 | Electric Utility | 36.3853 | -114.9228 | NV Energy (Owner),NV Energy (Operator) | Phase 2 |  | Combined cycle | Pipeline Natural Gas |  |  | Dry Low NOx Burners,Selective Catalytic Reduction |  |  | 2005-11-22 | Operating | 2425 | ST2 (329.8), CTG3 (201.5) | 55322 CTG-3 | 366.4 | Y
NV | Chuck Lenzie Generating Station | 55322 | CTG-4 |  | 2023 | ARP | 610268 | 9 |  | Clark County | NV003 | 3 | Electric Utility | 36.3853 | -114.9228 | NV Energy (Owner),NV Energy (Operator) | Phase 2 |  | Combined cycle | Pipeline Natural Gas |  |  | Dry Low NOx Burners,Selective Catalytic Reduction |  |  | 2005-12-02 | Operating | 2425 | ST2 (329.8), CTG4 (201.5) | 55322 CTG-4 | 366.4 | Y
TX | Baytown Energy Center | 55327 | CTG-1 |  | 2023 | ARP, CSOSG2 | 610153 (Ended Aug 16, 2023), 607172 (Started Aug 16, 2023) | 6 |  | Chambers County | TX071 | 71 | Cogeneration | 29.7731 | -94.9019 | Baytown Energy Center, LP (Owner),Calpine Operating Services Company, Inc. (Operator) | Phase 2 |  | Combined cycle | Pipeline Natural Gas |  |  | Selective Catalytic Reduction |  |  | 2002-06-01 | Operating | 2500 | CTG1 (210), STG1 (275) | 55327 CTG-1 | 301.6667 | Y
TX | Baytown Energy Center | 55327 | CTG-2 |  | 2023 | ARP, CSOSG2 | 610153 (Ended Aug 16, 2023), 607172 (Started Aug 16, 2023) | 6 |  | Chambers County | TX071 | 71 | Cogeneration | 29.7731 | -94.9019 | Baytown Energy Center, LP (Owner),Calpine Operating Services Company, Inc. (Operator) | Phase 2 |  | Combined cycle | Pipeline Natural Gas |  |  | Selective Catalytic Reduction |  |  | 2002-06-01 | Operating | 2500 | CTG2 (214.8), STG1 (275) | 55327 CTG-2 | 306.4667 | Y
TX | Baytown Energy Center | 55327 | CTG-3 |  | 2023 | ARP, CSOSG2 | 610153 (Ended Aug 16, 2023), 607172 (Started Aug 16, 2023) | 6 |  | Chambers County | TX071 | 71 | Cogeneration | 29.7731 | -94.9019 | Baytown Energy Center, LP (Owner),Calpine Operating Services Company, Inc. (Operator) | Phase 2 |  | Combined cycle | Pipeline Natural Gas |  |  | Selective Catalytic Reduction |  |  | 2002-06-01 | Operating | 2500 | CTG3 (214.8), STG1 (275) | 55327 CTG-3 | 306.4667 | Y
OR | Hermiston Power Plant | 55328 | CTG-1 |  | 2023 | ARP | 609469 | 10 | WECC | Umatilla County | OR059 | 59 | Electric Utility | 45.7934 | -119.313 | Hermiston Power Partnership (Owner),Hermiston Power Partnership (Operator) | Phase 2 |  | Combined cycle | Pipeline Natural Gas |  |  | Dry Low NOx Burners,Selective Catalytic Reduction |  |  | 2002-04-30 | Operating | 2450 | STG1 (264.4), CTG1 (212.5) | 55328 CTG-1 | 344.7 | Y
OR | Hermiston Power Plant | 55328 | CTG-2 |  | 2023 | ARP | 609469 | 10 | WECC | Umatilla County | OR059 | 59 | Electric Utility | 45.7934 | -119.313 | Hermiston Power Partnership (Owner),Hermiston Power Partnership (Operator) | Phase 2 |  | Combined cycle | Pipeline Natural Gas |  |  | Dry Low NOx Burners,Selective Catalytic Reduction |  |  | 2002-04-17 | Operating | 2450 | CTG2 (212.5), STG1 (264.4) | 55328 CTG-2 | 344.7 | Y
GA | Washington County Power | 55332 | T1 |  | 2023 | ARP, CSNOX, CSOSG1, CSSO2G2 | 606323 | 4 |  | Washington County | GA303 | 303 | Electric Utility | 33.0917 | -82.9803 | Washington County Power, LLC (Owner),Washington County Power, LLC (Operator) (Ended Jan 19, 2023),SEPG Operating Services (Operator) (Started Jan 19, 2023) | Phase 2 |  | Combustion turbine | Pipeline Natural Gas |  |  | Dry Low NOx Burners |  |  | 2003-02-13 | Operating | 1944 | 1 (176) | 55332 T1 | 176
GA | Washington County Power | 55332 | T2 |  | 2023 | ARP, CSNOX, CSOSG1, CSSO2G2 | 606323 | 4 |  | Washington County | GA303 | 303 | Electric Utility | 33.0917 | -82.9803 | Washington County Power, LLC (Owner) (Ended Jan 19, 2023),Oglethorpe Power Corporation (Owner) (Started Jan 19, 2023),Washington County Power, LLC (Operator) (Ended Jan 19, 2023),SEPG Operating Services (Operator) (Started Jan 19, 2023) | Phase 2 |  | Combustion turbine | Pipeline Natural Gas |  |  | Dry Low NOx Burners |  |  | 2003-03-03 | Operating | 1944 | 2 (176) | 55332 T2 | 176
GA | Washington County Power | 55332 | T3 |  | 2023 | ARP, CSNOX, CSOSG1, CSSO2G2 | 606323 | 4 |  | Washington County | GA303 | 303 | Electric Utility | 33.0917 | -82.9803 | Washington County Power, LLC (Owner) (Ended Jan 19, 2023),Oglethorpe Power Corporation (Owner) (Started Jan 19, 2023),Washington County Power, LLC (Operator) (Ended Jan 19, 2023),SEPG Operating Services (Operator) (Started Jan 19, 2023) | Phase 2 |  | Combustion turbine | Pipeline Natural Gas |  |  | Dry Low NOx Burners |  |  | 2003-03-27 | Operating | 1944 | 3 (176) | 55332 T3 | 176
GA | Washington County Power | 55332 | T4 |  | 2023 | ARP, CSNOX, CSOSG1, CSSO2G2 | 606323 | 4 |  | Washington County | GA303 | 303 | Electric Utility | 33.0917 | -82.9803 | Washington County Power, LLC (Owner),Washington County Power, LLC (Operator) (Ended Jan 19, 2023),SEPG Operating Services (Operator) (Started Jan 19, 2023) | Phase 2 |  | Combustion turbine | Pipeline Natural Gas |  |  | Dry Low NOx Burners |  |  | 2003-04-07 | Operating | 1944 | 4 (176) | 55332 T4 | 176
CA | Delta Energy Center, LLC | 55333 | 1 |  | 2023 | ARP | 609261 (Ended Apr 24, 2023), 610469 (Started Apr 24, 2023) | 9 |  | Contra Costa County | CA013 | 13 | Electric Utility | 38.0167 | -121.8439 | Delta Energy Center, LLC (Owner),Delta Energy Center, LLC (Operator) | Phase 2 |  | Combined cycle | Pipeline Natural Gas |  |  | Ammonia Injection |  |  | 2001-12-01 | Operating | 2125 | CTG1 (212), STG1 (306) | 55333 1 | 314
CA | Delta Energy Center, LLC | 55333 | 2 |  | 2023 | ARP | 609261 (Ended Apr 24, 2023), 610469 (Started Apr 24, 2023) | 9 |  | Contra Costa County | CA013 | 13 | Electric Utility | 38.0167 | -121.8439 | Delta Energy Center, LLC (Owner),Delta Energy Center, LLC (Operator) | Phase 2 |  | Combined cycle | Pipeline Natural Gas |  |  | Ammonia Injection |  |  | 2001-12-01 | Operating | 2125 | STG1 (306), CTG2 (212) | 55333 2 | 314
CA | Delta Energy Center, LLC | 55333 | 3 |  | 2023 | ARP | 609261 (Ended Apr 24, 2023), 610469 (Started Apr 24, 2023) | 9 |  | Contra Costa County | CA013 | 13 | Electric Utility | 38.0167 | -121.8439 | Delta Energy Center, LLC (Owner),Delta Energy Center, LLC (Operator) | Phase 2 |  | Combined cycle | Pipeline Natural Gas |  |  | Ammonia Injection |  |  | 2001-12-01 | Operating | 2125 | CTG3 (213.5), STG1 (306) | 55333 3 | 315.5
IL | Holland Energy Facility | 55334 | CTG1 |  | 2023 | ARP, CSNOX, CSOSG3, CSSO2G1 | 606531 (Ended Feb 22, 2023), 604752 (Started Feb 22, 2023) | 5 |  | Shelby County | IL173 | 173 | Electric Utility | 39.2242 | -88.7594 | Hoosier Energy REC, Inc. (Owner),Wabash Valley Power Alliance (Owner),NAES Corporation (Operator) | Phase 2 |  | Combined cycle | Pipeline Natural Gas |  |  | Dry Low NOx Burners,Selective Catalytic Reduction |  |  | 2002-03-29 | Operating | 2600 | STG1 (345.1), CTG1 (178.5) | 55334 CTG1 | 351.05 | Y
IL | Holland Energy Facility | 55334 | CTG2 |  | 2023 | ARP, CSNOX, CSOSG3, CSSO2G1 | 606531 (Ended Feb 22, 2023), 604752 (Started Feb 22, 2023) | 5 |  | Shelby County | IL173 | 173 | Electric Utility | 39.2242 | -88.7594 | Hoosier Energy REC, Inc. (Owner),Wabash Valley Power Alliance (Owner),NAES Corporation (Operator) | Phase 2 |  | Combined cycle | Pipeline Natural Gas |  |  | Dry Low NOx Burners,Selective Catalytic Reduction |  |  | 2002-03-30 | Operating | 2600 | CTG2 (178.5), STG1 (345.1) | 55334 CTG2 | 351.05 | Y
PA | Helix Ironwood LLC | 55337 | 1 |  | 2023 | ARP, CSNOX, CSOSG3, CSSO2G1, RGGI | 605624 | 3 |  | Lebanon County | PA075 | 75 | Electric Utility | 40.3509 | -76.3658 | Helix Ironwood, LLC (Owner),Helix Ironwood, LLC (Operator) | Phase 2 |  | Combined cycle | Pipeline Natural Gas |  |  | Dry Low NOx Burners,Ammonia Injection |  |  | 2001-07-17 | Operating | 3000 | ST4 (230), CT1 (259.2) | 55337 1 | 374.2
PA | Helix Ironwood LLC | 55337 | 2 |  | 2023 | ARP, CSNOX, CSOSG3, CSSO2G1, RGGI | 605624 | 3 |  | Lebanon County | PA075 | 75 | Electric Utility | 40.3509 | -76.3658 | Helix Ironwood, LLC (Owner),Helix Ironwood, LLC (Operator) | Phase 2 |  | Combined cycle | Pipeline Natural Gas |  |  | Dry Low NOx Burners,Ammonia Injection |  |  | 2001-08-01 | Operating | 3000 | CT2 (259.2), ST4 (230) | 55337 2 | 374.2
AR | Dell Power Plant | 55340 | 1 |  | 2023 | ARP, CSOSG2 | 606546 | 6 |  | Mississippi County | AR093 | 93 | Electric Utility | 35.8619 | -90.0253 | Associated Electric Cooperative, Inc. (Owner),Associated Electric Cooperative, Inc. (Operator) | Phase 2 |  | Combined cycle | Pipeline Natural Gas | Diesel Oil |  | Dry Low NOx Burners,Selective Catalytic Reduction |  |  | 2007-05-08 | Operating | 3672.9 | STG (281), CTG1 (199) | 55340 1 | 339.5 | Y
AR | Dell Power Plant | 55340 | 2 |  | 2023 | ARP, CSOSG2 | 606546 | 6 |  | Mississippi County | AR093 | 93 | Electric Utility | 35.8619 | -90.0253 | Associated Electric Cooperative, Inc. (Owner),Associated Electric Cooperative, Inc. (Operator) | Phase 2 |  | Combined cycle | Pipeline Natural Gas | Diesel Oil |  | Dry Low NOx Burners,Selective Catalytic Reduction |  |  | 2007-04-23 | Operating | 4348.1 | CTG2 (199), STG (281) | 55340 2 | 339.5 | Y
NM | Luna Energy Facility | 55343 | CTG1 |  | 2023 | ARP | 610023 | 6 |  | Luna County | NM029 | 29 | Electric Utility | 32.2983 | -107.78 | Public Service Company of New Mexico (Owner),Public Service Company of New Mexico (Operator) | Phase 2 |  | Combined cycle | Pipeline Natural Gas |  |  | Dry Low NOx Burners,Selective Catalytic Reduction |  |  | 2005-12-14 | Operating | 2381.2 | STG1 (300), CTG1 (175) | 55343 CTG1 | 325 | Y
NM | Luna Energy Facility | 55343 | CTG2 |  | 2023 | ARP | 610023 | 6 |  | Luna County | NM029 | 29 | Electric Utility | 32.2983 | -107.78 | Public Service Company of New Mexico (Owner),Public Service Company of New Mexico (Operator) | Phase 2 |  | Combined cycle | Pipeline Natural Gas |  |  | Dry Low NOx Burners,Selective Catalytic Reduction |  |  | 2005-12-11 | Operating | 2381.2 | CTG2 (175), STG1 (300) | 55343 CTG2 | 325 | Y
CA | Otay Mesa Energy Center, LLC | 55345 | CTG-1 |  | 2023 | ARP | 600932 | 9 | WECC | San Diego County | CA073 | 73 | Electric Utility | 32.5733 | -116.9153 | Otay Mesa Energy Center, LLC (Owner),Otay Mesa Energy Center, LLC (Operator) | Phase 2 |  | Combined cycle | Pipeline Natural Gas |  |  | Dry Low NOx Burners,Selective Catalytic Reduction |  |  | 2009-07-22 | Operating | 2200 | 1-01 (198.9), 1-03 (290.7) | 55345 CTG-1 | 344.25 | Y
CA | Otay Mesa Energy Center, LLC | 55345 | CTG-2 |  | 2023 | ARP | 600932 | 9 | WECC | San Diego County | CA073 | 73 | Electric Utility | 32.5733 | -116.9153 | Otay Mesa Energy Center, LLC (Owner),Otay Mesa Energy Center, LLC (Operator) | Phase 2 |  | Combined cycle | Pipeline Natural Gas |  |  | Dry Low NOx Burners,Selective Catalytic Reduction |  |  | 2009-07-23 | Operating | 2200 | 1-03 (290.7), 1-02 (198.9) | 55345 CTG-2 | 344.25 | Y
PA | Armstrong Power, LLC | 55347 | 1 |  | 2023 | ARP, CSNOX, CSOSG3, CSSO2G1, RGGI | 605624 | 3 |  | Armstrong County | PA005 | 5 | Electric Utility | 40.6383 | -79.3503 | Armstrong Power, LLC (Owner),Armstrong Power, LLC (Operator) | Phase 2 |  | Combustion turbine | Pipeline Natural Gas | Diesel Oil |  | Dry Low NOx Burners,Water Injection |  |  | 2002-04-11 | Operating | 1926 | 1 (172) | 55347 1 | 172
PA | Armstrong Power, LLC | 55347 | 2 |  | 2023 | ARP, CSNOX, CSOSG3, CSSO2G1, RGGI | 605624 | 3 |  | Armstrong County | PA005 | 5 | Electric Utility | 40.6383 | -79.3503 | Armstrong Power, LLC (Owner),Armstrong Power, LLC (Operator) | Phase 2 |  | Combustion turbine | Pipeline Natural Gas | Diesel Oil |  | Dry Low NOx Burners,Water Injection |  |  | 2002-04-16 | Operating | 1926 | 2 (172) | 55347 2 | 172
PA | Armstrong Power, LLC | 55347 | 3 |  | 2023 | ARP, CSNOX, CSOSG3, CSSO2G1, RGGI | 605624 | 3 |  | Armstrong County | PA005 | 5 | Electric Utility | 40.6383 | -79.3503 | Armstrong Power, LLC (Owner),Armstrong Power, LLC (Operator) | Phase 2 |  | Combustion turbine | Pipeline Natural Gas | Diesel Oil |  | Dry Low NOx Burners,Water Injection |  |  | 2002-04-26 | Operating | 1926 | 3 (172) | 55347 3 | 172
PA | Armstrong Power, LLC | 55347 | 4 |  | 2023 | ARP, CSNOX, CSOSG3, CSSO2G1, RGGI | 605624 | 3 |  | Armstrong County | PA005 | 5 | Electric Utility | 40.6383 | -79.3503 | Armstrong Power, LLC (Owner),Armstrong Power, LLC (Operator) | Phase 2 |  | Combustion turbine | Pipeline Natural Gas | Diesel Oil |  | Dry Low NOx Burners,Water Injection |  |  | 2002-05-08 | Operating | 1926 | 4 (172) | 55347 4 | 172
OH | Troy Energy, LLC | 55348 | 1 |  | 2023 | ARP, CSNOX, CSOSG3, CSSO2G1 | 605624 | 5 |  | Wood County | OH173 | 173 | Electric Utility | 41.4774 | -83.4616 | Troy Energy, LLC (Owner),Troy Energy, LLC (Operator) | Phase 2 |  | Combustion turbine | Pipeline Natural Gas | Diesel Oil |  | Dry Low NOx Burners,Water Injection |  |  | 2002-04-08 | Operating | 2128 | 1 (196.9) | 55348 1 | 196.9
OH | Troy Energy, LLC | 55348 | 2 |  | 2023 | ARP, CSNOX, CSOSG3, CSSO2G1 | 605624 | 5 |  | Wood County | OH173 | 173 | Electric Utility | 41.4774 | -83.4616 | Troy Energy, LLC (Owner),Troy Energy, LLC (Operator) | Phase 2 |  | Combustion turbine | Pipeline Natural Gas | Diesel Oil |  | Dry Low NOx Burners,Water Injection |  |  | 2002-04-25 | Operating | 2128 | 2 (196.9) | 55348 2 | 196.9
OH | Troy Energy, LLC | 55348 | 3 |  | 2023 | ARP, CSNOX, CSOSG3, CSSO2G1 | 605624 | 5 |  | Wood County | OH173 | 173 | Electric Utility | 41.4774 | -83.4616 | Troy Energy, LLC (Owner),Troy Energy, LLC (Operator) | Phase 2 |  | Combustion turbine | Pipeline Natural Gas | Diesel Oil |  | Dry Low NOx Burners,Water Injection |  |  | 2002-05-07 | Operating | 2128 | 3 (196.9) | 55348 3 | 196.9
OH | Troy Energy, LLC | 55348 | 4 |  | 2023 | ARP, CSNOX, CSOSG3, CSSO2G1 | 605624 | 5 |  | Wood County | OH173 | 173 | Electric Utility | 41.4774 | -83.4616 | Troy Energy, LLC (Owner),Troy Energy, LLC (Operator) | Phase 2 |  | Combustion turbine | Pipeline Natural Gas | Diesel Oil |  | Dry Low NOx Burners,Water Injection |  |  | 2002-05-12 | Operating | 2128 | 4 (196.9) | 55348 4 | 196.9
WV | Pleasants Energy, LLC | 55349 | 1 |  | 2023 | ARP, CSNOX, CSOSG2E, CSSO2G1 | 603383 | 3 |  | Pleasants County | WV073 | 73 | Electric Utility | 39.3328 | -81.3639 | Pleasants Energy, LLC (Owner),Pleasants Energy, LLC (Operator) | Phase 2 |  | Combustion turbine | Pipeline Natural Gas | Diesel Oil |  | Dry Low NOx Burners,Water Injection |  |  | 2001-12-06 | Operating | 2013 | 1 (172) | 55349 1 | 172
WV | Pleasants Energy, LLC | 55349 | 2 |  | 2023 | ARP, CSNOX, CSOSG2E, CSSO2G1 | 603383 | 3 |  | Pleasants County | WV073 | 73 | Electric Utility | 39.3328 | -81.3639 | Pleasants Energy, LLC (Owner),Pleasants Energy, LLC (Operator) | Phase 2 |  | Combustion turbine | Pipeline Natural Gas | Diesel Oil |  | Dry Low NOx Burners,Water Injection |  |  | 2002-01-11 | Operating | 2013 | 2 (172) | 55349 2 | 172
OH | Dresden Energy Facility | 55350 | 1A |  | 2023 | ARP, CSNOX, CSOSG3, CSSO2G1 | 608993 (Ended Apr 12, 2023), 610620 (Started Apr 12, 2023) | 5 |  | Muskingum County | OH119 | 119 | Electric Utility | 40.0935 | -82.0267 | Appalachian Power Company (Owner),Appalachian Power Company (Operator) | Phase 2 |  | Combined cycle | Pipeline Natural Gas |  |  | Dry Low NOx Burners,Selective Catalytic Reduction |  |  | 2011-10-27 | Operating | 2250 | 1 (198.9), 3 (280.5) | 55350 1A | 339.15 | Y
OH | Dresden Energy Facility | 55350 | 1B |  | 2023 | ARP, CSNOX, CSOSG3, CSSO2G1 | 608993 (Ended Apr 12, 2023), 610620 (Started Apr 12, 2023) | 5 |  | Muskingum County | OH119 | 119 | Electric Utility | 40.0935 | -82.0267 | Appalachian Power Company (Owner),Appalachian Power Company (Operator) | Phase 2 |  | Combined cycle | Pipeline Natural Gas |  |  | Dry Low NOx Burners,Selective Catalytic Reduction |  |  | 2011-11-08 | Operating | 2250 | 3 (280.5), 2 (198.9) | 55350 1B | 339.15 | Y
TX | Brazos Valley Energy, LP | 55357 | CTG1 |  | 2023 | ARP, CSOSG2 | 610469 | 6 |  | Fort Bend County | TX157 | 157 | Cogeneration | 29.4731 | -95.6244 | Brazos Valley Energy, LP (Owner),Calpine Operating Services Company, Inc. (Operator) | Phase 2 |  | Combined cycle | Pipeline Natural Gas |  |  | Dry Low NOx Burners,Selective Catalytic Reduction |  |  | 2003-01-13 | Operating | 2360 | CTG1 (200), STG1 (275.6) | 55357 CTG1 | 337.8 | Y
TX | Brazos Valley Energy, LP | 55357 | CTG2 |  | 2023 | ARP, CSOSG2 | 610469 | 6 |  | Fort Bend County | TX157 | 157 | Cogeneration | 29.4731 | -95.6244 | Brazos Valley Energy, LP (Owner),Calpine Operating Services Company, Inc. (Operator) | Phase 2 |  | Combined cycle | Pipeline Natural Gas |  |  | Dry Low NOx Burners,Selective Catalytic Reduction |  |  | 2003-01-13 | Operating | 2360 | STG1 (275.6), CTG2 (200) | 55357 CTG2 | 337.8 | Y
TX | Cottonwood Energy Project | 55358 | CT1 |  | 2023 | ARP, CSOSG2 | 602998 | 6 | SERC | Newton County | TX351 | 351 | Electric Utility | 30.2588 | -93.7353 | Cottonwood Energy Company, LP (Owner),NRG COTTONWOOD TENANT LLC (Operator) | Phase 2 |  | Combined cycle | Pipeline Natural Gas |  |  | Dry Low NOx Burners,Selective Catalytic Reduction |  |  | 2002-11-08 | Operating | 3450 | ST1 (156), CT1 (190) | 55358 CT1 | 346 | Y
TX | Cottonwood Energy Project | 55358 | CT2 |  | 2023 | ARP, CSOSG2 | 602998 | 6 | SERC | Newton County | TX351 | 351 | Electric Utility | 30.2588 | -93.7353 | Cottonwood Energy Company, LP (Owner),NRG COTTONWOOD TENANT LLC (Operator) | Phase 2 |  | Combined cycle | Pipeline Natural Gas |  |  | Dry Low NOx Burners,Selective Catalytic Reduction |  |  | 2002-11-17 | Operating | 3450 | CT2 (190), ST2 (156) | 55358 CT2 | 346 | Y
TX | Cottonwood Energy Project | 55358 | CT3 |  | 2023 | ARP, CSOSG2 | 602998 | 6 | SERC | Newton County | TX351 | 351 | Electric Utility | 30.2588 | -93.7353 | Cottonwood Energy Company, LP (Owner),NRG COTTONWOOD TENANT LLC (Operator) | Phase 2 |  | Combined cycle | Pipeline Natural Gas |  |  | Dry Low NOx Burners,Selective Catalytic Reduction |  |  | 2003-01-13 | Operating | 3150 | ST3 (156), CT3 (190) | 55358 CT3 | 346 | Y
TX | Cottonwood Energy Project | 55358 | CT4 |  | 2023 | ARP, CSOSG2 | 602998 | 6 | SERC | Newton County | TX351 | 351 | Electric Utility | 30.2588 | -93.7353 | Cottonwood Energy Company, LP (Owner),NRG COTTONWOOD TENANT LLC (Operator) | Phase 2 |  | Combined cycle | Pipeline Natural Gas |  |  | Dry Low NOx Burners,Selective Catalytic Reduction |  |  | 2003-02-06 | Operating | 3150 | CT4 (190), ST4 (156) | 55358 CT4 | 346 | Y
IN | Sugar Creek Generating Station | 55364 | CT11 |  | 2023 | ARP, CSNOX, CSOSG3, CSSO2G1 | 609545 | 5 |  | Vigo County | IN167 | 167 | Electric Utility | 39.3922 | -87.5103 | Northern Indiana Public Service Company (Owner),Northern Indiana Public Service Company (Operator) | Phase 2 |  | Combined cycle | Pipeline Natural Gas |  |  | Selective Catalytic Reduction,Dry Low NOx Burners |  |  | 2002-06-01 | Operating | 2800 | CT01 (159), ST1 (237.3) | 55364 CT11 | 277.65 | Y
IN | Sugar Creek Generating Station | 55364 | CT12 |  | 2023 | ARP, CSNOX, CSOSG3, CSSO2G1 | 609545 | 5 |  | Vigo County | IN167 | 167 | Electric Utility | 39.3922 | -87.5103 | Northern Indiana Public Service Company (Owner),Northern Indiana Public Service Company (Operator) | Phase 2 |  | Combined cycle | Pipeline Natural Gas |  |  | Selective Catalytic Reduction,Dry Low NOx Burners |  |  | 2002-06-01 | Operating | 2800 | ST1 (237.3), CT02 (159) | 55364 CT12 | 277.65 | Y
TX | LaPorte Generating Station | 55365 | GT-1 | CP1 | 2023 | ARP, CSOSG2 | 609694 | 6 |  | Harris County | TX201 | 201 | Electric Utility | 29.702 | -95.071 | Colorado Bend I Power, LLC (Owner),LaPorte Power, LLC (Operator) | Phase 2 |  | Combustion turbine | Pipeline Natural Gas |  |  | Dry Low NOx Burners |  |  | 2001-06-19 | Operating | 584 | GT1 (44) | 55365 GT-1 | 44
TX | LaPorte Generating Station | 55365 | GT-2 | CP1 | 2023 | ARP, CSOSG2 | 609694 | 6 |  | Harris County | TX201 | 201 | Electric Utility | 29.702 | -95.071 | Colorado Bend I Power, LLC (Owner),LaPorte Power, LLC (Operator) | Phase 2 |  | Combustion turbine | Pipeline Natural Gas |  |  | Dry Low NOx Burners |  |  | 2001-06-20 | Operating | 584 | GT2 (44) | 55365 GT-2 | 44
TX | LaPorte Generating Station | 55365 | GT-3 | CP1 | 2023 | ARP, CSOSG2 | 609694 | 6 |  | Harris County | TX201 | 201 | Electric Utility | 29.702 | -95.071 | Colorado Bend I Power, LLC (Owner),LaPorte Power, LLC (Operator) | Phase 2 |  | Combustion turbine | Pipeline Natural Gas |  |  | Dry Low NOx Burners |  |  | 2001-07-10 | Operating | 584 | GT3 (44) | 55365 GT-3 | 44
TX | LaPorte Generating Station | 55365 | GT-4 | CP1 | 2023 | ARP, CSOSG2 | 609694 | 6 |  | Harris County | TX201 | 201 | Electric Utility | 29.702 | -95.071 | Colorado Bend I Power, LLC (Owner),LaPorte Power, LLC (Operator) | Phase 2 |  | Combustion turbine | Pipeline Natural Gas |  |  | Dry Low NOx Burners |  |  | 2001-08-04 | Operating | 584 | GT4 (44) | 55365 GT-4 | 44
AZ | New Harquahala Generating Company | 55372 | CTG1 |  | 2023 | ARP | 603354 | 9 |  | Maricopa County | AZ013 | 13 | Electric Utility | 33.4759 | -113.1133 | New Harquahala Generating Co., LLC (Owner),North American Energy Services (Operator) | Phase 2 |  | Combined cycle | Pipeline Natural Gas |  |  | Dry Low NOx Burners,Selective Catalytic Reduction |  |  | 2003-05-30 | Operating | 2531 | CTG1 (281.7), STG1 (160) | 55372 CTG1 | 441.7 | Y
AZ | New Harquahala Generating Company | 55372 | CTG2 |  | 2023 | ARP | 603354 | 9 |  | Maricopa County | AZ013 | 13 | Electric Utility | 33.4759 | -113.1133 | New Harquahala Generating Co., LLC (Owner),North American Energy Services (Operator) | Phase 2 |  | Combined cycle | Pipeline Natural Gas |  |  | Dry Low NOx Burners,Selective Catalytic Reduction |  |  | 2003-06-01 | Operating | 2531 | STG2 (160), CTG2 (281.7) | 55372 CTG2 | 441.7 | Y
AZ | New Harquahala Generating Company | 55372 | CTG3 |  | 2023 | ARP | 603354 | 9 |  | Maricopa County | AZ013 | 13 | Electric Utility | 33.4759 | -113.1133 | New Harquahala Generating Co., LLC (Owner),North American Energy Services (Operator) | Phase 2 |  | Combined cycle | Pipeline Natural Gas |  |  | Dry Low NOx Burners,Selective Catalytic Reduction |  |  | 2003-07-31 | Operating | 2531 | CTG3 (281.7), STG3 (160) | 55372 CTG3 | 441.7 | Y
NY | Astoria Energy | 55375 | CT1 |  | 2023 | ARP, CSNOX, CSOSG3, CSSO2G1, RGGI | 603228 | 2 |  | Queens County | NY081 | 81 | Electric Utility | 40.7825 | -73.8964 | Astoria Energy, LLC (Owner),NAES Corporation (Operator) | Phase 2 |  | Combined cycle | Pipeline Natural Gas | Diesel Oil |  | Dry Low NOx Burners,Water Injection,Selective Catalytic Reduction |  |  | 2006-03-29 | Operating | 2550 | ST1 (180), CT1 (170) | 55375 CT1 | 260 | Y
NY | Astoria Energy | 55375 | CT2 |  | 2023 | ARP, CSNOX, CSOSG3, CSSO2G1, RGGI | 603228 | 2 |  | Queens County | NY081 | 81 | Electric Utility | 40.7825 | -73.8964 | Astoria Energy, LLC (Owner),NAES Corporation (Operator) | Phase 2 |  | Combined cycle | Pipeline Natural Gas | Diesel Oil |  | Dry Low NOx Burners,Water Injection,Selective Catalytic Reduction |  |  | 2006-03-29 | Operating | 2550 | CT2 (170), ST1 (180) | 55375 CT2 | 260 | Y
NY | Astoria Energy | 55375 | CT3 |  | 2023 | ARP, CSNOX, CSOSG3, CSSO2G1, RGGI | 603228 | 2 |  | Queens County | NY081 | 81 | Electric Utility | 40.7825 | -73.8964 | Astoria Energy, LLC (Owner),NAES Corporation (Operator) | Phase 2 |  | Combined cycle | Pipeline Natural Gas | Diesel Oil |  | Dry Low NOx Burners,Water Injection,Selective Catalytic Reduction |  |  | 2011-04-06 | Operating | 2550 | ST2 (180), CT3 (170) | 55375 CT3 | 260 | Y
NY | Astoria Energy | 55375 | CT4 |  | 2023 | ARP, CSNOX, CSOSG3, CSSO2G1, RGGI | 603228 | 2 |  | Queens County | NY081 | 81 | Electric Utility | 40.7825 | -73.8964 | Astoria Energy, LLC (Owner),NAES Corporation (Operator) | Phase 2 |  | Combined cycle | Pipeline Natural Gas | Diesel Oil |  | Dry Low NOx Burners,Water Injection,Selective Catalytic Reduction |  |  | 2011-04-11 | Operating | 2550 | ST2 (180), CT4 (170) | 55375 CT4 | 260 | Y
PA | Gans Generating Facility | 55377 | 8 |  | 2023 | ARP, CSNOX, CSOSG3, CSSO2G1, RGGI | 605624 | 3 |  | Fayette County | PA051 | 51 | Electric Utility | 39.7475 | -79.8388 | Gans Energy, LLC (Owner),Gans Energy, LLC (Operator) | Phase 2 |  | Combustion turbine | Pipeline Natural Gas | Diesel Oil |  | Water Injection |  |  | 2000-09-15 | Operating | 508 | UNT8 (43.9) | 55377 8 | 43.9
PA | Gans Generating Facility | 55377 | 9 |  | 2023 | ARP, CSNOX, CSOSG3, CSSO2G1, RGGI | 605624 | 3 |  | Fayette County | PA051 | 51 | Electric Utility | 39.7475 | -79.8388 | Gans Energy, LLC (Owner),Gans Energy, LLC (Operator) | Phase 2 |  | Combustion turbine | Pipeline Natural Gas | Diesel Oil |  | Water Injection |  |  | 2000-09-15 | Operating | 545 | UNT9 (43.9) | 55377 9 | 43.9
AR | Union Power Station | 55380 | CTG-1 |  | 2023 | ARP, CSOSG2 | 609775 (Ended Mar 31, 2023), 610584 (Started Mar 31, 2023) | 6 | SERC | Union County | AR139 | 139 | Electric Utility | 33.2961 | -92.5933 | Entergy Corporation (Owner),Entergy Corporation (Operator) | Phase 2 |  | Combined cycle | Pipeline Natural Gas |  |  | Selective Catalytic Reduction |  |  | 2002-09-03 | Operating | 2319 | STG1 (255), CTG1 (176) | 55380 CTG-1 | 303.5 | Y
AR | Union Power Station | 55380 | CTG-2 |  | 2023 | ARP, CSOSG2 | 609775 (Ended Mar 31, 2023), 610584 (Started Mar 31, 2023) | 6 | SERC | Union County | AR139 | 139 | Electric Utility | 33.2961 | -92.5933 | Entergy Corporation (Owner),Entergy Corporation (Operator) | Phase 2 |  | Combined cycle | Pipeline Natural Gas |  |  | Selective Catalytic Reduction |  |  | 2002-09-06 | Operating | 2319 | CTG2 (176), STG1 (255) | 55380 CTG-2 | 303.5 | Y
AR | Union Power Station | 55380 | CTG-3 |  | 2023 | ARP, CSOSG2 | 609775 (Ended Mar 31, 2023), 610584 (Started Mar 31, 2023) | 6 | SERC | Union County | AR139 | 139 | Electric Utility | 33.2961 | -92.5933 | Entergy Corporation (Owner),Entergy Corporation (Operator) | Phase 2 |  | Combined cycle | Pipeline Natural Gas |  |  | Selective Catalytic Reduction |  |  | 2002-11-25 | Operating | 2319 | CTG3 (176), STG2 (255) | 55380 CTG-3 | 303.5 | Y
AR | Union Power Station | 55380 | CTG-4 |  | 2023 | ARP, CSOSG2 | 609775 (Ended Mar 31, 2023), 610584 (Started Mar 31, 2023) | 6 | SERC | Union County | AR139 | 139 | Electric Utility | 33.2961 | -92.5933 | Entergy Corporation (Owner),Entergy Corporation (Operator) | Phase 2 |  | Combined cycle | Pipeline Natural Gas |  |  | Selective Catalytic Reduction |  |  | 2002-11-28 | Operating | 2319 | STG2 (255), CTG4 (176) | 55380 CTG-4 | 303.5 | Y
AR | Union Power Station | 55380 | CTG-5 |  | 2023 | ARP, CSOSG2 | 609775 (Ended Mar 31, 2023), 610584 (Started Mar 31, 2023) | 6 | SERC | Union County | AR139 | 139 | Electric Utility | 33.2961 | -92.5933 | Entergy Corporation (Owner),Entergy Corporation (Operator) | Phase 2 |  | Combined cycle | Pipeline Natural Gas |  |  | Selective Catalytic Reduction |  |  | 2003-01-28 | Operating | 2300 | CTG5 (176), STG3 (255) | 55380 CTG-5 | 303.5 | Y
AR | Union Power Station | 55380 | CTG-6 |  | 2023 | ARP, CSOSG2 | 609775 (Ended Mar 31, 2023), 610584 (Started Mar 31, 2023) | 6 | SERC | Union County | AR139 | 139 | Electric Utility | 33.2961 | -92.5933 | Entergy Corporation (Owner),Entergy Corporation (Operator) | Phase 2 |  | Combined cycle | Pipeline Natural Gas |  |  | Selective Catalytic Reduction |  |  | 2003-02-02 | Operating | 2250 | CTG6 (176), STG3 (255) | 55380 CTG-6 | 303.5 | Y
AR | Union Power Station | 55380 | CTG-7 |  | 2023 | ARP, CSOSG2 | 609775 (Ended Mar 31, 2023), 610584 (Started Mar 31, 2023) | 6 | SERC | Union County | AR139 | 139 | Electric Utility | 33.2961 | -92.5933 | Entergy Corporation (Owner),Entergy Corporation (Operator) | Phase 2 |  | Combined cycle | Pipeline Natural Gas |  |  | Selective Catalytic Reduction |  |  | 2003-03-03 | Operating | 2319 | STG4 (255), CTG7 (176) | 55380 CTG-7 | 303.5 | Y
AR | Union Power Station | 55380 | CTG-8 |  | 2023 | ARP, CSOSG2 | 609775 (Ended Mar 31, 2023), 610584 (Started Mar 31, 2023) | 6 | SERC | Union County | AR139 | 139 | Electric Utility | 33.2961 | -92.5933 | Entergy Corporation (Owner),Entergy Corporation (Operator) | Phase 2 |  | Combined cycle | Pipeline Natural Gas |  |  | Selective Catalytic Reduction |  |  | 2003-03-07 | Operating | 2321.3 | STG4 (255), CTG8 (176) | 55380 CTG-8 | 303.5 | Y
VA | Commonwealth Chesapeake | 55381 | CT-001 |  | 2023 | ARP, CSNOX, CSOSG3, CSSO2G1, RGGI | 606904 (Ended Sep 08, 2023), 610747 (Started Sep 08, 2023) | 3 | MAAC | Accomack County | VA001 | 1 | Electric Utility | 37.9892 | -75.54 | Commonwealth Chesapeake Company (Owner),Commonwealth Chesapeake Company (Operator) | Phase 2 |  | Combustion turbine | Diesel Oil |  |  | Water Injection |  |  | 2000-08-02 | Operating | 473 | UNT1 (57.5) | 55381 CT-001 | 57.5
VA | Commonwealth Chesapeake | 55381 | CT-002 |  | 2023 | ARP, CSNOX, CSOSG3, CSSO2G1, RGGI | 606904 (Ended Sep 08, 2023), 610747 (Started Sep 08, 2023) | 3 | MAAC | Accomack County | VA001 | 1 | Electric Utility | 37.9892 | -75.54 | Commonwealth Chesapeake Company (Owner),Commonwealth Chesapeake Company (Operator) | Phase 2 |  | Combustion turbine | Diesel Oil |  |  | Water Injection |  |  | 2000-09-15 | Operating | 473 | UNT2 (57.5) | 55381 CT-002 | 57.5
VA | Commonwealth Chesapeake | 55381 | CT-003 |  | 2023 | ARP, CSNOX, CSOSG3, CSSO2G1, RGGI | 606904 (Ended Sep 08, 2023), 610747 (Started Sep 08, 2023) | 3 | MAAC | Accomack County | VA001 | 1 | Electric Utility | 37.9892 | -75.54 | Commonwealth Chesapeake Company (Owner),Commonwealth Chesapeake Company (Operator) | Phase 2 |  | Combustion turbine | Diesel Oil |  |  | Water Injection |  |  | 2000-08-24 | Operating | 473 | UNT3 (57.5) | 55381 CT-003 | 57.5
VA | Commonwealth Chesapeake | 55381 | CT-004 |  | 2023 | ARP, CSNOX, CSOSG3, CSSO2G1, RGGI | 606904 (Ended Sep 08, 2023), 610747 (Started Sep 08, 2023) | 3 | MAAC | Accomack County | VA001 | 1 | Electric Utility | 37.9892 | -75.54 | Commonwealth Chesapeake Company (Owner),Commonwealth Chesapeake Company (Operator) | Phase 2 |  | Combustion turbine | Diesel Oil |  |  | Water Injection |  |  | 2001-06-14 | Operating | 473 | UNT4 (57.5) | 55381 CT-004 | 57.5
VA | Commonwealth Chesapeake | 55381 | CT-005 |  | 2023 | ARP, CSNOX, CSOSG3, CSSO2G1, RGGI | 606904 (Ended Sep 08, 2023), 610747 (Started Sep 08, 2023) | 3 | MAAC | Accomack County | VA001 | 1 | Electric Utility | 37.9892 | -75.54 | Commonwealth Chesapeake Company (Owner),Commonwealth Chesapeake Company (Operator) | Phase 2 |  | Combustion turbine | Diesel Oil |  |  | Water Injection |  |  | 2001-05-28 | Operating | 473 | UNT5 (57.5) | 55381 CT-005 | 57.5
VA | Commonwealth Chesapeake | 55381 | CT-006 |  | 2023 | ARP, CSNOX, CSOSG3, CSSO2G1, RGGI | 606904 (Ended Sep 08, 2023), 610747 (Started Sep 08, 2023) | 3 | MAAC | Accomack County | VA001 | 1 | Electric Utility | 37.9892 | -75.54 | Commonwealth Chesapeake Company (Owner),Commonwealth Chesapeake Company (Operator) | Phase 2 |  | Combustion turbine | Diesel Oil |  |  | Water Injection |  |  | 2001-06-04 | Operating | 473 | UNT6 (57.5) | 55381 CT-006 | 57.5
VA | Commonwealth Chesapeake | 55381 | CT-007 |  | 2023 | ARP, CSNOX, CSOSG3, CSSO2G1, RGGI | 606904 (Ended Sep 08, 2023), 610747 (Started Sep 08, 2023) | 3 | MAAC | Accomack County | VA001 | 1 | Electric Utility | 37.9892 | -75.54 | Commonwealth Chesapeake Company (Owner),Commonwealth Chesapeake Company (Operator) | Phase 2 |  | Combustion turbine | Diesel Oil |  |  | Water Injection |  |  | 2001-06-23 | Operating | 473 | UNT7 (57.5) | 55381 CT-007 | 57.5
GA | Thomas A. Smith Energy Facility | 55382 | CCCT1 |  | 2023 | ARP, CSNOX, CSOSG1, CSSO2G2 | 3066 (Ended Jan 31, 2023), 610555 (Started Jan 31, 2023) | 4 |  | Murray County | GA213 | 213 | Electric Utility | 34.7094 | -84.9182 | Oglethorpe Power Corporation (Owner),Oglethorpe Power Corporation (Operator) | Phase 2 |  | Combined cycle | Pipeline Natural Gas |  |  | Dry Low NOx Burners,Selective Catalytic Reduction |  |  | 2002-03-30 | Operating | 2700 | 1GT1 (147), 1STG (302) | 55382 CCCT1 | 298 | Y
GA | Thomas A. Smith Energy Facility | 55382 | CCCT2 |  | 2023 | ARP, CSNOX, CSOSG1, CSSO2G2 | 3066 (Ended Jan 31, 2023), 610555 (Started Jan 31, 2023) | 4 |  | Murray County | GA213 | 213 | Electric Utility | 34.7094 | -84.9182 | Oglethorpe Power Corporation (Owner),Oglethorpe Power Corporation (Operator) | Phase 2 |  | Combined cycle | Pipeline Natural Gas |  |  | Dry Low NOx Burners,Selective Catalytic Reduction |  |  | 2002-03-30 | Operating | 2700 | 1STG (302), 1GT2 (147) | 55382 CCCT2 | 298 | Y
GA | Thomas A. Smith Energy Facility | 55382 | CCCT3 |  | 2023 | ARP, CSNOX, CSOSG1, CSSO2G2 | 3066 (Ended Jan 31, 2023), 610555 (Started Jan 31, 2023) | 4 |  | Murray County | GA213 | 213 | Electric Utility | 34.7094 | -84.9182 | Oglethorpe Power Corporation (Owner),Oglethorpe Power Corporation (Operator) | Phase 2 |  | Combined cycle | Pipeline Natural Gas |  |  | Dry Low NOx Burners,Selective Catalytic Reduction |  |  | 2002-04-14 | Operating | 2700 | 2GT1 (147), 2STG (302) | 55382 CCCT3 | 298 | Y
GA | Thomas A. Smith Energy Facility | 55382 | CCCT4 |  | 2023 | ARP, CSNOX, CSOSG1, CSSO2G2 | 3066 (Ended Jan 31, 2023), 610555 (Started Jan 31, 2023) | 4 |  | Murray County | GA213 | 213 | Electric Utility | 34.7094 | -84.9182 | Oglethorpe Power Corporation (Owner),Oglethorpe Power Corporation (Operator) | Phase 2 |  | Combined cycle | Pipeline Natural Gas |  |  | Dry Low NOx Burners,Selective Catalytic Reduction |  |  | 2002-04-15 | Operating | 2700 | 2STG (302), 2GT2 (147) | 55382 CCCT4 | 298 | Y
SC | Columbia Energy Center (SC) | 55386 | CT-1 |  | 2023 | ARP, CSNOX, CSSO2G2, SIPNOX | 609991 | 4 |  | Calhoun County | SC017 | 17 | Electric Utility | 33.8692 | -81.0183 | South Carolina Electric & Gas Company (Owner),South Carolina Electric & Gas Company (Operator) | Phase 2 |  | Combined cycle | Pipeline Natural Gas | Diesel Oil |  | Dry Low NOx Burners,Water Injection,Selective Catalytic Reduction |  |  | 2004-03-02 | Operating | 2484 | CT1 (170), ST1 (274.5) | 55386 CT-1 | 307.25 | Y
SC | Columbia Energy Center (SC) | 55386 | CT-2 |  | 2023 | ARP, CSNOX, CSSO2G2, SIPNOX | 609991 | 4 |  | Calhoun County | SC017 | 17 | Electric Utility | 33.8692 | -81.0183 | South Carolina Electric & Gas Company (Owner),South Carolina Electric & Gas Company (Operator) | Phase 2 |  | Combined cycle | Pipeline Natural Gas | Diesel Oil |  | Dry Low NOx Burners,Water Injection,Selective Catalytic Reduction |  |  | 2004-03-02 | Operating | 2484 | ST1 (274.5), CT2 (170) | 55386 CT-2 | 307.25 | Y
WI | Rockgen Energy Center | 55391 | CT-1 |  | 2023 | ARP, CSNOX, CSOSG3, CSSO2G1 | 606455 | 5 |  | Dane County | WI025 | 25 | Electric Utility | 42.9767 | -89.0492 | RockGen Energy, LLC (Owner),RockGen Energy, LLC (Operator) | Phase 2 |  | Combustion turbine | Pipeline Natural Gas | Diesel Oil |  | Dry Low NOx Burners,Water Injection |  |  | 2001-02-15 | Operating | 2160 | CT-01 (172) | 55391 CT-1 | 172
WI | Rockgen Energy Center | 55391 | CT-2 |  | 2023 | ARP, CSNOX, CSOSG3, CSSO2G1 | 606455 | 5 |  | Dane County | WI025 | 25 | Electric Utility | 42.9767 | -89.0492 | RockGen Energy, LLC (Owner),RockGen Energy, LLC (Operator) | Phase 2 |  | Combustion turbine | Pipeline Natural Gas | Diesel Oil |  | Dry Low NOx Burners,Water Injection |  |  | 2001-03-21 | Operating | 2160 | CT-02 (172) | 55391 CT-2 | 172
WI | Rockgen Energy Center | 55391 | CT-3 |  | 2023 | ARP, CSNOX, CSOSG3, CSSO2G1 | 606455 | 5 |  | Dane County | WI025 | 25 | Electric Utility | 42.9767 | -89.0492 | RockGen Energy, LLC (Owner),RockGen Energy, LLC (Operator) | Phase 2 |  | Combustion turbine | Pipeline Natural Gas | Diesel Oil |  | Dry Low NOx Burners,Water Injection |  |  | 2001-04-07 | Operating | 2160 | CT-03 (172) | 55391 CT-3 | 172
IL | Zion Energy Center | 55392 | CT-1 |  | 2023 | ARP, CSNOX, CSOSG3, CSSO2G1 | 604293 (Ended Apr 25, 2023), 610469 (Started Apr 25, 2023)(Ended Aug 02, 2023), 610446 (Started Aug 02, 2023) | 5 |  | Lake County | IL097 | 97 | Electric Utility | 42.4776 | -87.895 | Zion Energy Center, LLC (Owner),Calpine Operating Services Company, Inc. (Operator) | Phase 2 |  | Combustion turbine | Pipeline Natural Gas | Diesel Oil |  | Dry Low NOx Burners,Water Injection |  |  | 2002-05-01 | Operating | 2060 | CTG1 (160) | 55392 CT-1 | 160
IL | Zion Energy Center | 55392 | CT-2 |  | 2023 | ARP, CSNOX, CSOSG3, CSSO2G1 | 604293 (Ended Apr 25, 2023), 610469 (Started Apr 25, 2023)(Ended Aug 02, 2023), 610446 (Started Aug 02, 2023) | 5 |  | Lake County | IL097 | 97 | Electric Utility | 42.4776 | -87.895 | Zion Energy Center, LLC (Owner),Calpine Operating Services Company, Inc. (Operator) | Phase 2 |  | Combustion turbine | Pipeline Natural Gas | Diesel Oil |  | Dry Low NOx Burners,Water Injection |  |  | 2002-05-01 | Operating | 2060 | CTG2 (160) | 55392 CT-2 | 160
IL | Zion Energy Center | 55392 | CT-3 |  | 2023 | ARP, CSNOX, CSOSG3, CSSO2G1 | 604293 (Ended Apr 25, 2023), 610469 (Started Apr 25, 2023)(Ended Aug 02, 2023), 610446 (Started Aug 02, 2023) | 5 |  | Lake County | IL097 | 97 | Electric Utility | 42.4776 | -87.895 | Zion Energy Center, LLC (Owner),Calpine Operating Services Company, Inc. (Operator) | Phase 2 |  | Combustion turbine | Pipeline Natural Gas | Diesel Oil |  | Dry Low NOx Burners,Water Injection |  |  | 2003-05-19 | Operating | 2060 | CTG3 (160) | 55392 CT-3 | 160
CA | Metcalf Energy Center | 55393 | 1 |  | 2023 | ARP | 603807 | 9 |  | Santa Clara County | CA085 | 85 | Electric Utility | 37.2169 | -121.7439 | Metcalf Energy Center, LLC (Owner),Metcalf Energy Center, LLC (Operator) | Phase 2 |  | Combined cycle | Pipeline Natural Gas |  |  | Dry Low NOx Burners,Selective Catalytic Reduction |  |  | 2005-04-28 | Operating | 2150 | CTG1 (200), STG1 (235) | 55393 1 | 317.5 | Y
CA | Metcalf Energy Center | 55393 | 2 |  | 2023 | ARP | 603807 | 9 |  | Santa Clara County | CA085 | 85 | Electric Utility | 37.2169 | -121.7439 | Metcalf Energy Center, LLC (Owner),Metcalf Energy Center, LLC (Operator) | Phase 2 |  | Combined cycle | Pipeline Natural Gas |  |  | Dry Low NOx Burners,Selective Catalytic Reduction |  |  | 2005-05-01 | Operating | 2156 | STG1 (235), CTG2 (200) | 55393 2 | 317.5 | Y
MS | Crossroads Energy Center (CPU) | 55395 | CT01 |  | 2023 | ARP, CSOSG2 | 607331 | 4 | SPP | Coahoma County | MS027 | 27 | Electric Utility | 34.183 | -90.5621 | Clarksdale Public Utilities (Owner),Clarksdale Public Utilities (Operator) | Phase 2 |  | Combustion turbine | Pipeline Natural Gas |  |  | Dry Low NOx Burners |  |  | 2002-04-01 | Operating | 962.4 | CT01 (76.6) | 55395 CT01 | 76.6
MS | Crossroads Energy Center (CPU) | 55395 | CT02 |  | 2023 | ARP, CSOSG2 | 607331 | 4 | SPP | Coahoma County | MS027 | 27 | Electric Utility | 34.183 | -90.5621 | Clarksdale Public Utilities (Owner),Clarksdale Public Utilities (Operator) | Phase 2 |  | Combustion turbine | Pipeline Natural Gas |  |  | Dry Low NOx Burners |  |  | 2002-04-01 | Operating | 962.4 | CT02 (76.6) | 55395 CT02 | 76.6
MS | Crossroads Energy Center (CPU) | 55395 | CT03 |  | 2023 | ARP, CSOSG2 | 607331 | 4 | SPP | Coahoma County | MS027 | 27 | Electric Utility | 34.183 | -90.5621 | Clarksdale Public Utilities (Owner),Clarksdale Public Utilities (Operator) | Phase 2 |  | Combustion turbine | Pipeline Natural Gas |  |  | Dry Low NOx Burners |  |  | 2002-04-01 | Operating | 962.4 | CT03 (76.6) | 55395 CT03 | 76.6
MS | Crossroads Energy Center (CPU) | 55395 | CT04 |  | 2023 | ARP, CSOSG2 | 607331 | 4 | SPP | Coahoma County | MS027 | 27 | Electric Utility | 34.183 | -90.5621 | Clarksdale Public Utilities (Owner),Clarksdale Public Utilities (Operator) | Phase 2 |  | Combustion turbine | Pipeline Natural Gas |  |  | Dry Low NOx Burners |  |  | 2002-04-01 | Operating | 962.4 | CT04 (76.6) | 55395 CT04 | 76.6
OH | Washington Power Company LLC | 55397 | CT1 |  | 2023 | ARP, CSNOX, CSOSG3, CSSO2G1 | 603383 | 5 |  | Washington County | OH167 | 167 | Electric Utility | 39.5798 | -81.6571 | Washington Power Generation LLC (Owner),Washington Power Generation LLC (Operator) | Phase 2 |  | Combined cycle | Pipeline Natural Gas |  |  | Dry Low NOx Burners,Selective Catalytic Reduction |  |  | 2002-04-27 | Operating | 2625 | CT1 (198.9), ST1 (317.1) | 55397 CT1 | 357.45 | Y
OH | Washington Power Company LLC | 55397 | CT2 |  | 2023 | ARP, CSNOX, CSOSG3, CSSO2G1 | 603383 | 5 |  | Washington County | OH167 | 167 | Electric Utility | 39.5798 | -81.6571 | Washington Power Generation LLC (Owner),Washington Power Generation LLC (Operator) | Phase 2 |  | Combined cycle | Pipeline Natural Gas |  |  | Dry Low NOx Burners,Selective Catalytic Reduction |  |  | 2002-05-03 | Operating | 2625 | CT2 (198.9), ST1 (317.1) | 55397 CT2 | 357.45 | Y
CA | Elk Hills Power | 55400 | CTG-1 |  | 2023 | ARP | 609009 | 9 |  | Kern County | CA029 | 29 | Industrial Turbine | 35.2802 | -119.4699 | Elk Hills Power, LLC (Owner),Elk Hills Power, LLC (Operator) | Phase 2 |  | Combined cycle | Pipeline Natural Gas |  |  | Dry Low NOx Burners,Selective Catalytic Reduction |  |  | 2003-03-07 | Operating | 2061 | CTG1 (199), STG (225) | 55400 CTG-1 | 311.5 | Y
CA | Elk Hills Power | 55400 | CTG-2 |  | 2023 | ARP | 609009 | 9 |  | Kern County | CA029 | 29 | Industrial Turbine | 35.2802 | -119.4699 | Elk Hills Power, LLC (Owner),Elk Hills Power, LLC (Operator) | Phase 2 |  | Combined cycle | Pipeline Natural Gas |  |  | Dry Low NOx Burners,Selective Catalytic Reduction |  |  | 2003-03-07 | Operating | 2061 | CTG2 (199), STG (225) | 55400 CTG-2 | 311.5 | Y
OH | Rolling Hills Generating LLC | 55401 | CT-1 |  | 2023 | ARP, CSNOX, CSOSG3, CSSO2G1 | 605624 | 5 |  | Vinton County | OH163 | 163 | Electric Utility | 39.0839 | -82.3328 | Rolling Hills Generating, LLC (Owner),Rolling Hills Generating, LLC (Operator) | Phase 2 |  | Combustion turbine | Pipeline Natural Gas |  |  | Dry Low NOx Burners,Water Injection,Selective Catalytic Reduction |  |  | 2003-03-01 | Operating | 2250 | CT-1 (209) | 55401 CT-1 | 209 | Y
OH | Rolling Hills Generating LLC | 55401 | CT-2 |  | 2023 | ARP, CSNOX, CSOSG3, CSSO2G1 | 605624 | 5 |  | Vinton County | OH163 | 163 | Electric Utility | 39.0839 | -82.3328 | Rolling Hills Generating, LLC (Owner),Rolling Hills Generating, LLC (Operator) | Phase 2 |  | Combustion turbine | Pipeline Natural Gas |  |  | Dry Low NOx Burners,Water Injection,Selective Catalytic Reduction |  |  | 2003-03-25 | Operating | 2250 | CT-2 (209) | 55401 CT-2 | 209 | Y
OH | Rolling Hills Generating LLC | 55401 | CT-3 |  | 2023 | ARP, CSNOX, CSOSG3, CSSO2G1 | 605624 | 5 |  | Vinton County | OH163 | 163 | Electric Utility | 39.0839 | -82.3328 | Rolling Hills Generating, LLC (Owner),Rolling Hills Generating, LLC (Operator) | Phase 2 |  | Combustion turbine | Pipeline Natural Gas |  |  | Dry Low NOx Burners,Water Injection |  |  | 2003-03-28 | Operating | 2250 | CT-3 (209) | 55401 CT-3 | 209
OH | Rolling Hills Generating LLC | 55401 | CT-4 |  | 2023 | ARP, CSNOX, CSOSG3, CSSO2G1 | 605624 | 5 |  | Vinton County | OH163 | 163 | Electric Utility | 39.0839 | -82.3328 | Rolling Hills Generating, LLC (Owner),Rolling Hills Generating, LLC (Operator) | Phase 2 |  | Combustion turbine | Pipeline Natural Gas |  |  | Dry Low NOx Burners,Water Injection |  |  | 2003-04-28 | Operating | 2250 | CT-4 (209) | 55401 CT-4 | 209
OH | Rolling Hills Generating LLC | 55401 | CT-5 |  | 2023 | ARP, CSNOX, CSOSG3, CSSO2G1 | 605624 | 5 |  | Vinton County | OH163 | 163 | Electric Utility | 39.0839 | -82.3328 | Rolling Hills Generating, LLC (Owner),Rolling Hills Generating, LLC (Operator) | Phase 2 |  | Combustion turbine | Pipeline Natural Gas |  |  | Dry Low NOx Burners,Water Injection |  |  | 2003-05-08 | Operating | 2250 | CT-5 (209) | 55401 CT-5 | 209
MI | Renaissance Power | 55402 | CT1 |  | 2023 | ARP, CSNOX, CSOSG3, CSSO2G1 | 609535 (Ended Mar 22, 2023), 610607 (Started Mar 22, 2023) | 5 | ECAR | Montcalm County | MI117 | 117 | Electric Utility | 43.1864 | -84.8429 | Renaissance Power, LLC (Owner),Renaissance Power, LLC (Operator) | Phase 2 |  | Combustion turbine | Pipeline Natural Gas |  |  | Dry Low NOx Burners |  |  | 2002-03-01 | Operating | 2200 | CT1 (170) | 55402 CT1 | 170
MI | Renaissance Power | 55402 | CT2 |  | 2023 | ARP, CSNOX, CSOSG3, CSSO2G1 | 609535 (Ended Mar 22, 2023), 610607 (Started Mar 22, 2023) | 5 | ECAR | Montcalm County | MI117 | 117 | Electric Utility | 43.1864 | -84.8429 | Renaissance Power, LLC (Owner),Renaissance Power, LLC (Operator) | Phase 2 |  | Combustion turbine | Pipeline Natural Gas |  |  | Dry Low NOx Burners |  |  | 2002-03-01 | Operating | 2200 | CT2 (170) | 55402 CT2 | 170
MI | Renaissance Power | 55402 | CT3 |  | 2023 | ARP, CSNOX, CSOSG3, CSSO2G1 | 609535 (Ended Mar 22, 2023), 610607 (Started Mar 22, 2023) | 5 | ECAR | Montcalm County | MI117 | 117 | Electric Utility | 43.1864 | -84.8429 | Renaissance Power, LLC (Owner),Renaissance Power, LLC (Operator) | Phase 2 |  | Combustion turbine | Pipeline Natural Gas |  |  | Dry Low NOx Burners |  |  | 2002-03-01 | Operating | 2200 | CT3 (170) | 55402 CT3 | 170
MI | Renaissance Power | 55402 | CT4 |  | 2023 | ARP, CSNOX, CSOSG3, CSSO2G1 | 609535 (Ended Mar 22, 2023), 610607 (Started Mar 22, 2023) | 5 | ECAR | Montcalm County | MI117 | 117 | Electric Utility | 43.1864 | -84.8429 | Renaissance Power, LLC (Owner),Renaissance Power, LLC (Operator) | Phase 2 |  | Combustion turbine | Pipeline Natural Gas |  |  | Dry Low NOx Burners |  |  | 2002-03-01 | Operating | 2200 | CT4 (170) | 55402 CT4 | 170
LA | Carville Energy Center | 55404 | COG01 |  | 2023 | ARP, CSOSG2E | 3038 | 6 |  | Iberville Parish | LA047 | 47 | Cogeneration | 30.2292 | -91.065 | Carville Energy, LLC (Owner),Carville Energy, LLC (Operator) | Phase 2 |  | Combined cycle | Pipeline Natural Gas |  |  | Dry Low NOx Burners |  |  | 2003-06-17 | Operating | 2493 | STG (196), CTG1 (187) | 55404 COG01 | 285
LA | Carville Energy Center | 55404 | COG02 |  | 2023 | ARP, CSOSG2E | 3038 | 6 |  | Iberville Parish | LA047 | 47 | Cogeneration | 30.2292 | -91.065 | Carville Energy, LLC (Owner),Carville Energy, LLC (Operator) | Phase 2 |  | Combined cycle | Pipeline Natural Gas |  |  | Dry Low NOx Burners |  |  | 2003-08-01 | Operating | 2493 | CTG2 (187), STG (196) | 55404 COG02 | 285
NY | Athens Generating Company | 55405 | 1 |  | 2023 | ARP, CSNOX, CSOSG3, CSSO2G1, RGGI | 603354 | 2 |  | Greene County | NY039 | 39 | Electric Utility | 42.2728 | -73.8492 | New Athens Generating Company, LLC (Owner),New Athens Generating Company, LLC (Operator) | Phase 2 |  | Combined cycle | Pipeline Natural Gas | Diesel Oil |  | Dry Low NOx Burners,Water Injection,Selective Catalytic Reduction |  |  | 2003-06-27 | Operating | 3100 | ST1 (141), CT1 (300) | 55405 1 | 441 | Y
NY | Athens Generating Company | 55405 | 2 |  | 2023 | ARP, CSNOX, CSOSG3, CSSO2G1, RGGI | 603354 | 2 |  | Greene County | NY039 | 39 | Electric Utility | 42.2728 | -73.8492 | New Athens Generating Company, LLC (Owner),New Athens Generating Company, LLC (Operator) | Phase 2 |  | Combined cycle | Pipeline Natural Gas | Diesel Oil |  | Dry Low NOx Burners,Water Injection,Selective Catalytic Reduction |  |  | 2003-05-12 | Operating | 3100 | CT2 (300), ST2 (141) | 55405 2 | 441 | Y
NY | Athens Generating Company | 55405 | 3 |  | 2023 | ARP, CSNOX, CSOSG3, CSSO2G1, RGGI | 603354 | 2 |  | Greene County | NY039 | 39 | Electric Utility | 42.2728 | -73.8492 | New Athens Generating Company, LLC (Owner),New Athens Generating Company, LLC (Operator) | Phase 2 |  | Combined cycle | Pipeline Natural Gas | Diesel Oil |  | Dry Low NOx Burners,Water Injection,Selective Catalytic Reduction |  |  | 2003-04-08 | Operating | 3100 | CT3 (300), ST3 (141) | 55405 3 | 441 | Y
GA | Bobby C. Smith Jr. Energy Facility | 55406 | 1 |  | 2023 | ARP, CSNOX, CSOSG1, CSSO2G2 | 3066 (Ended Jan 31, 2023), 610555 (Started Jan 31, 2023) | 4 |  | Effingham County | GA103 | 103 | Electric Utility | 32.2792 | -81.2842 | Oglethorpe Power Corporation (Owner),Oglethorpe Power Corporation (Operator) | Phase 2 |  | Combined cycle | Pipeline Natural Gas |  |  | Dry Low NOx Burners,Selective Catalytic Reduction |  |  | 2003-02-04 | Operating | 1944 | UNT1 (199.4), STG (197.8) | 55406 1 | 298.3 | Y
GA | Bobby C. Smith Jr. Energy Facility | 55406 | 2 |  | 2023 | ARP, CSNOX, CSOSG1, CSSO2G2 | 3066 (Ended Jan 31, 2023), 610555 (Started Jan 31, 2023) | 4 |  | Effingham County | GA103 | 103 | Electric Utility | 32.2792 | -81.2842 | Oglethorpe Power Corporation (Owner),Oglethorpe Power Corporation (Operator) | Phase 2 |  | Combined cycle | Pipeline Natural Gas |  |  | Dry Low NOx Burners,Selective Catalytic Reduction |  |  | 2003-02-08 | Operating | 1944 | STG (197.8), UNT2 (199.4) | 55406 2 | 298.3 | Y
AL | Calhoun Generating Facility | 55409 | CT1 |  | 2023 | ARP, CSNOX, CSOSG2, CSSO2G2 | 605449 | 4 |  | Calhoun County | AL015 | 15 | Electric Utility | 33.5883 | -85.9731 | Alabama Power Company (Owner),Alabama Power Company (Operator) | Phase 2 |  | Combustion turbine | Pipeline Natural Gas | Diesel Oil |  | Dry Low NOx Burners,Water Injection |  |  | 2003-01-30 | Operating | 1940 | CAL1 (187) | 55409 CT1 | 187
AL | Calhoun Generating Facility | 55409 | CT2 |  | 2023 | ARP, CSNOX, CSOSG2, CSSO2G2 | 605449 | 4 |  | Calhoun County | AL015 | 15 | Electric Utility | 33.5883 | -85.9731 | Alabama Power Company (Owner),Alabama Power Company (Operator) | Phase 2 |  | Combustion turbine | Pipeline Natural Gas | Diesel Oil |  | Dry Low NOx Burners,Water Injection |  |  | 2003-02-26 | Operating | 1940 | CAL2 (187) | 55409 CT2 | 187
AL | Calhoun Generating Facility | 55409 | CT3 |  | 2023 | ARP, CSNOX, CSOSG2, CSSO2G2 | 605449 | 4 |  | Calhoun County | AL015 | 15 | Electric Utility | 33.5883 | -85.9731 | Alabama Power Company (Owner),Alabama Power Company (Operator) | Phase 2 |  | Combustion turbine | Pipeline Natural Gas | Diesel Oil |  | Dry Low NOx Burners,Water Injection |  |  | 2003-03-25 | Operating | 1940 | CAL3 (187) | 55409 CT3 | 187
AL | Calhoun Generating Facility | 55409 | CT4 |  | 2023 | ARP, CSNOX, CSOSG2, CSSO2G2 | 605449 | 4 |  | Calhoun County | AL015 | 15 | Electric Utility | 33.5883 | -85.9731 | Alabama Power Company (Owner),Alabama Power Company (Operator) | Phase 2 |  | Combustion turbine | Pipeline Natural Gas | Diesel Oil |  | Dry Low NOx Burners,Water Injection |  |  | 2003-04-23 | Operating | 1940 | CAL4 (187) | 55409 CT4 | 187
AL | Hillabee Energy Center | 55411 | CT1 |  | 2023 | ARP, CSNOX, CSOSG2, CSSO2G2 | 607440 (Ended Jun 15, 2023), 606830 (Started Jun 15, 2023) | 4 |  | Tallapoosa County | AL123 | 123 | Electric Utility | 33 | -85.9031 | CER Generation, LLC (Owner),CER Generation, LLC (Operator) | Phase 2 |  | Combined cycle | Pipeline Natural Gas |  |  | Dry Low NOx Burners,Selective Catalytic Reduction |  |  | 2009-10-06 | Operating | 3000 | HEC1 (258.4), HECS (306) | 55411 CT1 | 411.4 | Y
AL | Hillabee Energy Center | 55411 | CT2 |  | 2023 | ARP, CSNOX, CSOSG2, CSSO2G2 | 607440 (Ended Jun 15, 2023), 606830 (Started Jun 15, 2023) | 4 |  | Tallapoosa County | AL123 | 123 | Electric Utility | 33 | -85.9031 | CER Generation, LLC (Owner),CER Generation, LLC (Operator) | Phase 2 |  | Combined cycle | Pipeline Natural Gas |  |  | Dry Low NOx Burners,Selective Catalytic Reduction |  |  | 2009-11-05 | Operating | 3000 | HECS (306), HEC2 (258.4) | 55411 CT2 | 411.4 | Y
FL | Osprey Energy Center | 55412 | CT1 |  | 2023 | ARP | 610088 | 4 |  | Polk County | FL105 | 105 | Electric Utility | 28.0525 | -81.8083 | Duke Energy Florida, LLC (Owner),Duke Energy Florida, LLC (Operator) | Phase 2 |  | Combined cycle | Pipeline Natural Gas |  |  | Dry Low NOx Burners,Selective Catalytic Reduction |  |  | 2004-05-04 | Operating | 2275 | OECS (260), OEC1 (192.1) | 55412 CT1 | 322.1 | Y
FL | Osprey Energy Center | 55412 | CT2 |  | 2023 | ARP | 610088 | 4 |  | Polk County | FL105 | 105 | Electric Utility | 28.0525 | -81.8083 | Duke Energy Florida, LLC (Owner),Duke Energy Florida, LLC (Operator) | Phase 2 |  | Combined cycle | Pipeline Natural Gas |  |  | Dry Low NOx Burners,Selective Catalytic Reduction |  |  | 2004-05-04 | Operating | 2275 | OEC2 (192.1), OECS (260) | 55412 CT2 | 322.1 | Y
FL | Shady Hills | 55414 | GT101 |  | 2023 | ARP | 603149 | 4 |  | Pasco County | FL101 | 101 | Electric Utility | 28.3665 | -82.5591 | Shady Hills Power Company, LLC (Owner),Shady Hills Power Company, LLC (Operator) | Phase 2 |  | Combustion turbine | Pipeline Natural Gas | Diesel Oil |  | Dry Low NOx Burners,Water Injection |  |  | 2001-12-21 | Operating | 1955.7 | G101 (171) | 55414 GT101 | 171
FL | Shady Hills | 55414 | GT201 |  | 2023 | ARP | 603149 | 4 |  | Pasco County | FL101 | 101 | Electric Utility | 28.3665 | -82.5591 | Shady Hills Power Company, LLC (Owner),Shady Hills Power Company, LLC (Operator) | Phase 2 |  | Combustion turbine | Pipeline Natural Gas | Diesel Oil |  | Dry Low NOx Burners,Water Injection |  |  | 2002-01-02 | Operating | 1964.5 | G201 (171) | 55414 GT201 | 171
FL | Shady Hills | 55414 | GT301 |  | 2023 | ARP | 603149 | 4 |  | Pasco County | FL101 | 101 | Electric Utility | 28.3665 | -82.5591 | Shady Hills Power Company, LLC (Owner),Shady Hills Power Company, LLC (Operator) | Phase 2 |  | Combustion turbine | Pipeline Natural Gas | Diesel Oil |  | Dry Low NOx Burners,Water Injection |  |  | 2002-02-05 | Operating | 1958.4 | G301 (171) | 55414 GT301 | 171
FL | Vandolah Power Project | 55415 | GT101 |  | 2023 | ARP | 608904 | 4 | FRCC | Hardee County | FL049 | 49 | Electric Utility | 27.5242 | -81.9236 | Vandolah Power Company, LLC (Owner),Vandolah Power Company, LLC (Operator) | Phase 2 |  | Combustion turbine | Pipeline Natural Gas | Diesel Oil |  | Dry Low NOx Burners,Water Injection |  |  | 2002-04-07 | Operating | 2220 | G101 (170) | 55415 GT101 | 170
FL | Vandolah Power Project | 55415 | GT201 |  | 2023 | ARP | 608904 | 4 | FRCC | Hardee County | FL049 | 49 | Electric Utility | 27.5242 | -81.9236 | Vandolah Power Company, LLC (Owner),Vandolah Power Company, LLC (Operator) | Phase 2 |  | Combustion turbine | Pipeline Natural Gas | Diesel Oil |  | Dry Low NOx Burners,Water Injection |  |  | 2002-04-16 | Operating | 2220 | G201 (170) | 55415 GT201 | 170
FL | Vandolah Power Project | 55415 | GT301 |  | 2023 | ARP | 608904 | 4 | FRCC | Hardee County | FL049 | 49 | Electric Utility | 27.5242 | -81.9236 | Vandolah Power Company, LLC (Owner),Vandolah Power Company, LLC (Operator) | Phase 2 |  | Combustion turbine | Pipeline Natural Gas | Diesel Oil |  | Dry Low NOx Burners,Water Injection |  |  | 2002-04-19 | Operating | 2220 | G301 (170) | 55415 GT301 | 170
FL | Vandolah Power Project | 55415 | GT401 |  | 2023 | ARP | 608904 | 4 | FRCC | Hardee County | FL049 | 49 | Electric Utility | 27.5242 | -81.9236 | Vandolah Power Company, LLC (Owner),Vandolah Power Company, LLC (Operator) | Phase 2 |  | Combustion turbine | Pipeline Natural Gas | Diesel Oil |  | Dry Low NOx Burners,Water Injection |  |  | 2002-05-10 | Operating | 2220 | G401 (170) | 55415 GT401 | 170
IL | Raccoon Creek Power Plant | 55417 | CT-01 |  | 2023 | ARP, CSNOX, CSOSG3, CSSO2G1 | 607655 | 5 |  | Clay County | IL025 | 25 | Electric Utility | 38.6996 | -88.5392 | Union Electric Company (Owner),Union Electric Company (Operator) | Phase 2 |  | Combustion turbine | Pipeline Natural Gas |  |  | Dry Low NOx Burners |  |  | 2002-06-06 | Operating | 1060 | CT01 (114) | 55417 CT-01 | 114
IL | Raccoon Creek Power Plant | 55417 | CT-02 |  | 2023 | ARP, CSNOX, CSOSG3, CSSO2G1 | 607655 | 5 |  | Clay County | IL025 | 25 | Electric Utility | 38.6996 | -88.5392 | Union Electric Company (Owner),Union Electric Company (Operator) | Phase 2 |  | Combustion turbine | Pipeline Natural Gas |  |  | Dry Low NOx Burners |  |  | 2002-06-06 | Operating | 1060 | CT02 (114) | 55417 CT-02 | 114
IL | Raccoon Creek Power Plant | 55417 | CT-03 |  | 2023 | ARP, CSNOX, CSOSG3, CSSO2G1 | 607655 | 5 |  | Clay County | IL025 | 25 | Electric Utility | 38.6996 | -88.5392 | Union Electric Company (Owner),Union Electric Company (Operator) | Phase 2 |  | Combustion turbine | Pipeline Natural Gas |  |  | Dry Low NOx Burners |  |  | 2002-06-06 | Operating | 1060 | CT03 (114) | 55417 CT-03 | 114
IL | Raccoon Creek Power Plant | 55417 | CT-04 |  | 2023 | ARP, CSNOX, CSOSG3, CSSO2G1 | 607655 | 5 |  | Clay County | IL025 | 25 | Electric Utility | 38.6996 | -88.5392 | Union Electric Company (Owner),Union Electric Company (Operator) | Phase 2 |  | Combustion turbine | Pipeline Natural Gas |  |  | Dry Low NOx Burners |  |  | 2002-06-06 | Operating | 1060 | CT04 (114) | 55417 CT-04 | 114
AR | Hot Spring Energy Facility | 55418 | CT-1 |  | 2023 | ARP, CSOSG2 | 609775 (Ended Mar 31, 2023), 610584 (Started Mar 31, 2023) | 6 |  | Hot Spring County | AR059 | 59 | Electric Utility | 34.2963 | -92.8683 | Entergy Corporation (Owner),Entergy Corporation (Operator) | Phase 2 |  | Combined cycle | Pipeline Natural Gas |  |  | Dry Low NOx Burners,Selective Catalytic Reduction |  |  | 2002-04-17 | Operating | 2650 | CT1 (198.9), ST1 (317) | 55418 CT-1 | 357.4 | Y
AR | Hot Spring Energy Facility | 55418 | CT-2 |  | 2023 | ARP, CSOSG2 | 609775 (Ended Mar 31, 2023), 610584 (Started Mar 31, 2023) | 6 |  | Hot Spring County | AR059 | 59 | Electric Utility | 34.2963 | -92.8683 | Entergy Corporation (Owner),Entergy Corporation (Operator) | Phase 2 |  | Combined cycle | Pipeline Natural Gas |  |  | Dry Low NOx Burners,Selective Catalytic Reduction |  |  | 2002-03-29 | Operating | 2650 | ST1 (317), CT2 (198.9) | 55418 CT-2 | 357.4 | Y
LA | Plaquemine Cogen Facility | 55419 | 500 |  | 2023 | ARP, CSOSG2E | 610269 | 6 |  | Iberville Parish | LA047 | 47 | Cogeneration | 30.3215 | -91.2392 | Dow Chemical Company (Owner),Dow Chemical Company (Operator) | Phase 2 |  | Combined cycle | Natural Gas | Process Gas |  | Dry Low NOx Burners,Selective Catalytic Reduction |  |  | 2004-03-18 | Operating | 2603 | G500 (171.1), ST5 (195) | 55419 500 | 219.85 | Y
LA | Plaquemine Cogen Facility | 55419 | 600 |  | 2023 | ARP, CSOSG2E | 610269 | 6 |  | Iberville Parish | LA047 | 47 | Cogeneration | 30.3215 | -91.2392 | Dow Chemical Company (Owner),Dow Chemical Company (Operator) | Phase 2 |  | Combined cycle | Natural Gas | Process Gas |  | Dry Low NOx Burners,Selective Catalytic Reduction |  |  | 2004-03-18 | Operating | 2603 | ST5 (195), G600 (171.1) | 55419 600 | 219.85 | Y
LA | Plaquemine Cogen Facility | 55419 | 700 |  | 2023 | ARP, CSOSG2E | 610269 | 6 |  | Iberville Parish | LA047 | 47 | Cogeneration | 30.3215 | -91.2392 | Dow Chemical Company (Owner),Dow Chemical Company (Operator) | Phase 2 |  | Combined cycle | Natural Gas | Process Gas |  | Dry Low NOx Burners,Selective Catalytic Reduction |  |  | 2004-03-18 | Operating | 2603 | ST5 (195), G700 (171.1) | 55419 700 | 219.85 | Y
LA | Plaquemine Cogen Facility | 55419 | 800 |  | 2023 | ARP, CSOSG2E | 610269 | 6 |  | Iberville Parish | LA047 | 47 | Cogeneration | 30.3215 | -91.2392 | Dow Chemical Company (Owner),Dow Chemical Company (Operator) | Phase 2 |  | Combined cycle | Natural Gas | Process Gas |  | Dry Low NOx Burners,Selective Catalytic Reduction |  |  | 2004-03-18 | Operating | 2603 | ST5 (195), G800 (171.1) | 55419 800 | 219.85 | Y
LA | Bayou Cove Peaking Power Plant | 55433 | CTG-1 |  | 2023 | ARP, CSOSG2E | 605667 | 6 |  | Acadia Parish | LA001 | 1 | Electric Utility | 30.2825 | -92.5994 | NRG South Central - Bayou Cove (Owner),NRG South Central - Bayou Cove (Operator) | Phase 2 |  | Combustion turbine | Pipeline Natural Gas |  |  | Dry Low NOx Burners |  |  | 2002-08-08 | Operating | 1073 | 0001 (110) | 55433 CTG-1 | 110
LA | Bayou Cove Peaking Power Plant | 55433 | CTG-2 |  | 2023 | ARP, CSOSG2E | 605667 | 6 |  | Acadia Parish | LA001 | 1 | Electric Utility | 30.2825 | -92.5994 | NRG South Central - Bayou Cove (Owner),NRG South Central - Bayou Cove (Operator) | Phase 2 |  | Combustion turbine | Pipeline Natural Gas |  |  | Dry Low NOx Burners |  |  | 2002-07-25 | Operating | 1073 | 0002 (110) | 55433 CTG-2 | 110
LA | Bayou Cove Peaking Power Plant | 55433 | CTG-3 |  | 2023 | ARP, CSOSG2E | 605667 | 6 |  | Acadia Parish | LA001 | 1 | Electric Utility | 30.2825 | -92.5994 | NRG South Central - Bayou Cove (Owner),NRG South Central - Bayou Cove (Operator) | Phase 2 |  | Combustion turbine | Pipeline Natural Gas |  |  | Dry Low NOx Burners |  |  | 2002-07-19 | Operating | 1073 | 0003 (110) | 55433 CTG-3 | 110
LA | Bayou Cove Peaking Power Plant | 55433 | CTG-4 |  | 2023 | ARP, CSOSG2E | 605667 | 6 |  | Acadia Parish | LA001 | 1 | Electric Utility | 30.2825 | -92.5994 | NRG South Central - Bayou Cove (Owner),NRG South Central - Bayou Cove (Operator) | Phase 2 |  | Combustion turbine | Pipeline Natural Gas |  |  | Dry Low NOx Burners |  |  | 2002-09-27 | Operating | 1073 | 0004 (110) | 55433 CTG-4 | 110
IL | Elgin Energy Center, LLC | 55438 | CT01 |  | 2023 | ARP, CSNOX, CSOSG3, CSSO2G1 | 609316 | 5 |  | Cook County | IL031 | 31 | Electric Utility | 41.9997 | -88.2445 | Elgin Energy Center, LLC (Owner),Elgin Energy Center, LLC (Operator) | Phase 2 |  | Combustion turbine | Pipeline Natural Gas |  |  | Dry Low NOx Burners |  |  | 2002-08-20 | Operating | 1472 | CT01 (135) | 55438 CT01 | 135
IL | Elgin Energy Center, LLC | 55438 | CT02 |  | 2023 | ARP, CSNOX, CSOSG3, CSSO2G1 | 609316 | 5 |  | Cook County | IL031 | 31 | Electric Utility | 41.9997 | -88.2445 | Elgin Energy Center, LLC (Owner),Elgin Energy Center, LLC (Operator) | Phase 2 |  | Combustion turbine | Pipeline Natural Gas |  |  | Dry Low NOx Burners |  |  | 2002-09-03 | Operating | 1472 | CT02 (135) | 55438 CT02 | 135
IL | Elgin Energy Center, LLC | 55438 | CT03 |  | 2023 | ARP, CSNOX, CSOSG3, CSSO2G1 | 609316 | 5 |  | Cook County | IL031 | 31 | Electric Utility | 41.9997 | -88.2445 | Elgin Energy Center, LLC (Owner),Elgin Energy Center, LLC (Operator) | Phase 2 |  | Combustion turbine | Pipeline Natural Gas |  |  | Dry Low NOx Burners |  |  | 2002-09-25 | Operating | 1472 | CT03 (135) | 55438 CT03 | 135
IL | Elgin Energy Center, LLC | 55438 | CT04 |  | 2023 | ARP, CSNOX, CSOSG3, CSSO2G1 | 609316 | 5 |  | Cook County | IL031 | 31 | Electric Utility | 41.9997 | -88.2445 | Elgin Energy Center, LLC (Owner),Elgin Energy Center, LLC (Operator) | Phase 2 |  | Combustion turbine | Pipeline Natural Gas |  |  | Dry Low NOx Burners |  |  | 2002-10-21 | Operating | 1472 | CT04 (135) | 55438 CT04 | 135
VA | Tenaska Virginia Generating Station | 55439 | CTGDB1 |  | 2023 | ARP, CSNOX, CSOSG3, CSSO2G1, RGGI | 604188 | 3 | SERC | Fluvanna County | VA065 | 65 | Electric Utility | 37.8667 | -78.3813 | Tenaska Virginia Partners, LP (Owner),Tenaska Virginia Partners, LP (Operator) | Phase 2 |  | Combined cycle | Pipeline Natural Gas | Diesel Oil |  | Dry Low NOx Burners,Water Injection,Selective Catalytic Reduction |  |  | 2003-12-26 | Operating | 2550 | STG1 (396.2), CTG1 (183.3) | 55439 CTGDB1 | 315.3667 | Y
VA | Tenaska Virginia Generating Station | 55439 | CTGDB2 |  | 2023 | ARP, CSNOX, CSOSG3, CSSO2G1, RGGI | 604188 | 3 | SERC | Fluvanna County | VA065 | 65 | Electric Utility | 37.8667 | -78.3813 | Tenaska Virginia Partners, LP (Owner),Tenaska Virginia Partners, LP (Operator) | Phase 2 |  | Combined cycle | Pipeline Natural Gas | Diesel Oil |  | Dry Low NOx Burners,Water Injection,Selective Catalytic Reduction |  |  | 2004-01-02 | Operating | 2550 | CTG2 (183.3), STG1 (396.2) | 55439 CTGDB2 | 315.3667 | Y
VA | Tenaska Virginia Generating Station | 55439 | CTGDB3 |  | 2023 | ARP, CSNOX, CSOSG3, CSSO2G1, RGGI | 604188 | 3 | SERC | Fluvanna County | VA065 | 65 | Electric Utility | 37.8667 | -78.3813 | Tenaska Virginia Partners, LP (Owner),Tenaska Virginia Partners, LP (Operator) | Phase 2 |  | Combined cycle | Pipeline Natural Gas | Diesel Oil |  | Dry Low NOx Burners,Water Injection,Selective Catalytic Reduction |  |  | 2004-01-16 | Operating | 2550 | CTG3 (183.3), STG1 (396.2) | 55439 CTGDB3 | 315.3667 | Y
AL | Central Alabama Gen Station | 55440 | CTGDB1 |  | 2023 | ARP, CSNOX, CSOSG2, CSSO2G2 | 605449 | 4 | SERC | Autauga County | AL001 | 1 | Electric Utility | 32.6503 | -86.7386 | Alabama Power Company (Owner),Alabama Power Company (Operator) | Phase 2 |  | Combined cycle | Pipeline Natural Gas | Diesel Oil |  | Dry Low NOx Burners,Water Injection,Selective Catalytic Reduction |  |  | 2003-01-15 | Operating | 2860 | CTG1 (183.3), ST1 (390.1) | 55440 CTGDB1 | 313.3333 | Y
AL | Central Alabama Gen Station | 55440 | CTGDB2 |  | 2023 | ARP, CSNOX, CSOSG2, CSSO2G2 | 605449 | 4 | SERC | Autauga County | AL001 | 1 | Electric Utility | 32.6503 | -86.7386 | Alabama Power Company (Owner),Alabama Power Company (Operator) | Phase 2 |  | Combined cycle | Pipeline Natural Gas | Diesel Oil |  | Dry Low NOx Burners,Water Injection,Selective Catalytic Reduction |  |  | 2002-12-08 | Operating | 2860 | ST1 (390.1), CTG2 (183.3) | 55440 CTGDB2 | 313.3333 | Y
AL | Central Alabama Gen Station | 55440 | CTGDB3 |  | 2023 | ARP, CSNOX, CSOSG2, CSSO2G2 | 605449 | 4 | SERC | Autauga County | AL001 | 1 | Electric Utility | 32.6503 | -86.7386 | Alabama Power Company (Owner),Alabama Power Company (Operator) | Phase 2 |  | Combined cycle | Pipeline Natural Gas | Diesel Oil |  | Dry Low NOx Burners,Water Injection,Selective Catalytic Reduction |  |  | 2003-03-06 | Operating | 2860 | ST1 (390.1), CTG3 (183.3) | 55440 CTGDB3 | 313.3333 | Y
MO | Columbia Energy Center (MO) | 55447 | CT01 |  | 2023 | ARP, CSNOX, CSOSG2, CSSO2G1 | 606121 (Ended May 10, 2023), 600862 (Started May 10, 2023) | 7 | SERC | Boone County | MO019 | 19 | Electric Utility | 39.0183 | -92.2633 | City of Columbia (Owner),City of Columbia (Operator) | Phase 2 |  | Combustion turbine | Pipeline Natural Gas |  |  | Dry Low NOx Burners |  |  | 2001-07-25 | Operating | 545 | CT01 (48) | 55447 CT01 | 48
MO | Columbia Energy Center (MO) | 55447 | CT02 |  | 2023 | ARP, CSNOX, CSOSG2, CSSO2G1 | 606121 (Ended May 10, 2023), 600862 (Started May 10, 2023) | 7 | SERC | Boone County | MO019 | 19 | Electric Utility | 39.0183 | -92.2633 | City of Columbia (Owner),City of Columbia (Operator) | Phase 2 |  | Combustion turbine | Pipeline Natural Gas |  |  | Dry Low NOx Burners |  |  | 2001-07-05 | Operating | 545 | CT02 (48) | 55447 CT02 | 48
MO | Columbia Energy Center (MO) | 55447 | CT03 |  | 2023 | ARP, CSNOX, CSOSG2, CSSO2G1 | 606121 (Ended May 10, 2023), 600862 (Started May 10, 2023) | 7 | SERC | Boone County | MO019 | 19 | Electric Utility | 39.0183 | -92.2633 | City of Columbia (Owner),City of Columbia (Operator) | Phase 2 |  | Combustion turbine | Pipeline Natural Gas |  |  | Dry Low NOx Burners |  |  | 2001-06-05 | Operating | 545 | CT03 (48) | 55447 CT03 | 48
MO | Columbia Energy Center (MO) | 55447 | CT04 |  | 2023 | ARP, CSNOX, CSOSG2, CSSO2G1 | 606121 (Ended May 10, 2023), 600862 (Started May 10, 2023) | 7 | SERC | Boone County | MO019 | 19 | Electric Utility | 39.0183 | -92.2633 | City of Columbia (Owner),City of Columbia (Operator) | Phase 2 |  | Combustion turbine | Pipeline Natural Gas |  |  | Dry Low NOx Burners |  |  | 2001-06-02 | Operating | 545 | CT04 (48) | 55447 CT04 | 48
MS | Magnolia Combined Cycle Plant | 55451 | CTG-1 |  | 2023 | ARP, CSOSG2 | 609315 | 4 | SERC | Benton County | MS009 | 9 | Electric Utility | 34.8358 | -89.2017 | Tennessee Valley Authority (Owner),Tennessee Valley Authority (Operator) | Phase 2 |  | Combined cycle | Pipeline Natural Gas |  |  | Dry Low NOx Burners,Selective Catalytic Reduction |  |  | 2002-12-19 | Operating | 2790.2 | CTG1 (178.5), STG1 (156) | 55451 CTG-1 | 334.5 | Y
MS | Magnolia Combined Cycle Plant | 55451 | CTG-2 |  | 2023 | ARP, CSOSG2 | 609315 | 4 | SERC | Benton County | MS009 | 9 | Electric Utility | 34.8358 | -89.2017 | Tennessee Valley Authority (Owner),Tennessee Valley Authority (Operator) | Phase 2 |  | Combined cycle | Pipeline Natural Gas |  |  | Dry Low NOx Burners,Selective Catalytic Reduction |  |  | 2002-12-22 | Operating | 2753.4 | STG2 (156), CTG2 (178.5) | 55451 CTG-2 | 334.5 | Y
MS | Magnolia Combined Cycle Plant | 55451 | CTG-3 |  | 2023 | ARP, CSOSG2 | 609315 | 4 | SERC | Benton County | MS009 | 9 | Electric Utility | 34.8358 | -89.2017 | Tennessee Valley Authority (Owner),Tennessee Valley Authority (Operator) | Phase 2 |  | Combined cycle | Pipeline Natural Gas |  |  | Dry Low NOx Burners,Selective Catalytic Reduction |  |  | 2003-04-01 | Operating | 2751.2 | STG3 (156), CTG3 (178.5) | 55451 CTG-3 | 334.5 | Y
CO | Fountain Valley Power Plant | 55453 | 1 |  | 2023 | ARP | 604601 | 8 |  | El Paso County | CO041 | 41 | Electric Utility | 38.5569 | -104.6875 | Fountain Valley Power, LLC (Owner),Fountain Valley Power, LLC (Operator) | Phase 2 |  | Combustion turbine | Pipeline Natural Gas |  |  | Water Injection |  |  | 2001-07-08 | Operating | 440 | S1 (43) | 55453 1 | 43
CO | Fountain Valley Power Plant | 55453 | 2 |  | 2023 | ARP | 604601 | 8 |  | El Paso County | CO041 | 41 | Electric Utility | 38.5569 | -104.6875 | Fountain Valley Power, LLC (Owner),Fountain Valley Power, LLC (Operator) | Phase 2 |  | Combustion turbine | Pipeline Natural Gas |  |  | Water Injection |  |  | 2001-07-14 | Operating | 425 | S2 (43) | 55453 2 | 43
CO | Fountain Valley Power Plant | 55453 | 3 |  | 2023 | ARP | 604601 | 8 |  | El Paso County | CO041 | 41 | Electric Utility | 38.5569 | -104.6875 | Fountain Valley Power, LLC (Owner),Fountain Valley Power, LLC (Operator) | Phase 2 |  | Combustion turbine | Pipeline Natural Gas |  |  | Water Injection |  |  | 2001-07-24 | Operating | 430 | S3 (43) | 55453 3 | 43
CO | Fountain Valley Power Plant | 55453 | 4 |  | 2023 | ARP | 604601 | 8 |  | El Paso County | CO041 | 41 | Electric Utility | 38.5569 | -104.6875 | Fountain Valley Power, LLC (Owner),Fountain Valley Power, LLC (Operator) | Phase 2 |  | Combustion turbine | Pipeline Natural Gas |  |  | Water Injection |  |  | 2001-07-25 | Operating | 420 | S4 (43) | 55453 4 | 43
CO | Fountain Valley Power Plant | 55453 | 5 |  | 2023 | ARP | 604601 | 8 |  | El Paso County | CO041 | 41 | Electric Utility | 38.5569 | -104.6875 | Fountain Valley Power, LLC (Owner),Fountain Valley Power, LLC (Operator) | Phase 2 |  | Combustion turbine | Pipeline Natural Gas |  |  | Water Injection |  |  | 2001-07-29 | Operating | 420 | S5 (43) | 55453 5 | 43
CO | Fountain Valley Power Plant | 55453 | 6 |  | 2023 | ARP | 604601 | 8 |  | El Paso County | CO041 | 41 | Electric Utility | 38.5569 | -104.6875 | Fountain Valley Power, LLC (Owner),Fountain Valley Power, LLC (Operator) | Phase 2 |  | Combustion turbine | Pipeline Natural Gas |  |  | Water Injection |  |  | 2001-08-01 | Operating | 420 | S6 (43) | 55453 6 | 43
AZ | Redhawk Generating Facility | 55455 | CC1A |  | 2023 | ARP | 608735 (Ended Aug 03, 2023), 607692 (Started Aug 03, 2023) | 9 |  | Maricopa County | AZ013 | 13 | Electric Utility | 33.33 | -112.84 | Arizona Public Service Company (Owner),Arizona Public Service Company (Operator) | Phase 2 |  | Combined cycle | Pipeline Natural Gas |  |  | Dry Low NOx Burners,Selective Catalytic Reduction |  |  | 2002-04-25 | Operating | 2053 | CT1A (182), ST1 (204) | 55455 CC1A | 284 | Y
AZ | Redhawk Generating Facility | 55455 | CC1B |  | 2023 | ARP | 608735 (Ended Aug 03, 2023), 607692 (Started Aug 03, 2023) | 9 |  | Maricopa County | AZ013 | 13 | Electric Utility | 33.33 | -112.84 | Arizona Public Service Company (Owner),Arizona Public Service Company (Operator) | Phase 2 |  | Combined cycle | Pipeline Natural Gas |  |  | Dry Low NOx Burners,Selective Catalytic Reduction |  |  | 2002-04-14 | Operating | 2053 | ST1 (204), CT1B (182) | 55455 CC1B | 284 | Y
AZ | Redhawk Generating Facility | 55455 | CC2A |  | 2023 | ARP | 608735 (Ended Aug 03, 2023), 607692 (Started Aug 03, 2023) | 9 |  | Maricopa County | AZ013 | 13 | Electric Utility | 33.33 | -112.84 | Arizona Public Service Company (Owner),Arizona Public Service Company (Operator) | Phase 2 |  | Combined cycle | Pipeline Natural Gas |  |  | Dry Low NOx Burners,Selective Catalytic Reduction |  |  | 2002-05-15 | Operating | 2053 | ST2 (204), CT2A (182) | 55455 CC2A | 284 | Y
AZ | Redhawk Generating Facility | 55455 | CC2B |  | 2023 | ARP | 608735 (Ended Aug 03, 2023), 607692 (Started Aug 03, 2023) | 9 |  | Maricopa County | AZ013 | 13 | Electric Utility | 33.33 | -112.84 | Arizona Public Service Company (Owner),Arizona Public Service Company (Operator) | Phase 2 |  | Combined cycle | Pipeline Natural Gas |  |  | Dry Low NOx Burners,Selective Catalytic Reduction |  |  | 2002-05-23 | Operating | 2053 | ST2 (204), CT2B (182) | 55455 CC2B | 284 | Y
OK | McClain Energy Facility | 55457 | CT1 |  | 2023 | ARP, CSOSG2 | 603925 | 6 |  | McClain County | OK087 | 87 | Electric Utility | 35.2979 | -97.5896 | Oklahoma Gas & Electric Company (Owner),Oklahoma Municipal Power Authority (Owner),Oklahoma Gas & Electric Company (Operator) | Phase 2 |  | Combined cycle | Pipeline Natural Gas |  |  | Dry Low NOx Burners |  |  | 2001-03-31 | Operating | 2083 | CT1 (150.1), ST1 (168.3) | 55457 CT1 | 234.25
OK | McClain Energy Facility | 55457 | CT2 |  | 2023 | ARP, CSOSG2 | 603925 | 6 |  | McClain County | OK087 | 87 | Electric Utility | 35.2979 | -97.5896 | Oklahoma Gas & Electric Company (Owner),Oklahoma Municipal Power Authority (Owner),Oklahoma Gas & Electric Company (Operator) | Phase 2 |  | Combined cycle | Pipeline Natural Gas |  |  | Dry Low NOx Burners |  |  | 2001-04-04 | Operating | 2083 | ST1 (168.3), CT2 (150.1) | 55457 CT2 | 234.25
MI | Indeck-Niles Energy Center | 55460 | EUCT1 |  | 2023 | ARP, CSNOX, CSOSG3, CSSO2G1, NSPS4T | 2911 | 5 |  | Cass County | MI027 | 27 | Electric Utility | 41.8621 | -86.2213 | Indeck Niles, LLC (Owner),Indeck Niles, LLC (Operator) | Phase 2 |  | Combined cycle | Pipeline Natural Gas |  |  | Dry Low NOx Burners,Selective Catalytic Reduction |  |  | 2022-01-21 | Operating | 3722 | CT1 (370.6), ST1 (368.1) | 55460 EUCT1 | 554.65 | Y
MI | Indeck-Niles Energy Center | 55460 | EUCT2 |  | 2023 | ARP, CSNOX, CSOSG3, CSSO2G1, NSPS4T | 2911 | 5 |  | Cass County | MI027 | 27 | Electric Utility | 41.8621 | -86.2213 | Indeck Niles, LLC (Owner),Indeck Niles, LLC (Operator) | Phase 2 |  | Combined cycle | Pipeline Natural Gas |  |  | Dry Low NOx Burners,Selective Catalytic Reduction |  |  | 2021-12-28 | Operating | 3722 | CT2 (370.6), ST1 (368.1) | 55460 EUCT2 | 554.65 | Y
OK | Redbud Power Plant | 55463 | CT-01 |  | 2023 | ARP, CSOSG2 | 603925 | 6 | SPP | Oklahoma County | OK109 | 109 | Electric Utility | 35.6853 | -97.2242 | Oklahoma Municipal Power Authority (Owner),Grand River Dam Authority (Owner),OGE Energy Corporation (Owner),OGE Energy Corporation (Operator) | Phase 2 |  | Combined cycle | Pipeline Natural Gas |  |  | Dry Low NOx Burners,Selective Catalytic Reduction |  |  | 2003-07-18 | Operating | 2750 | CT01 (198.9), ST01 (159.5) | 55463 CT-01 | 358.4 | Y
OK | Redbud Power Plant | 55463 | CT-02 |  | 2023 | ARP, CSOSG2 | 603925 | 6 | SPP | Oklahoma County | OK109 | 109 | Electric Utility | 35.6853 | -97.2242 | Oklahoma Municipal Power Authority (Owner),Grand River Dam Authority (Owner),OGE Energy Corporation (Owner),OGE Energy Corporation (Operator) | Phase 2 |  | Combined cycle | Pipeline Natural Gas |  |  | Dry Low NOx Burners,Selective Catalytic Reduction |  |  | 2003-04-18 | Operating | 2820 | CT02 (198.9), ST02 (159.5) | 55463 CT-02 | 358.4 | Y
OK | Redbud Power Plant | 55463 | CT-03 |  | 2023 | ARP, CSOSG2 | 603925 | 6 | SPP | Oklahoma County | OK109 | 109 | Electric Utility | 35.6853 | -97.2242 | Oklahoma Municipal Power Authority (Owner),Grand River Dam Authority (Owner),OGE Energy Corporation (Owner),OGE Energy Corporation (Operator) | Phase 2 |  | Combined cycle | Pipeline Natural Gas |  |  | Dry Low NOx Burners,Selective Catalytic Reduction |  |  | 2003-04-08 | Operating | 2750 | CT03 (198.9), ST03 (159.5) | 55463 CT-03 | 358.4 | Y
OK | Redbud Power Plant | 55463 | CT-04 |  | 2023 | ARP, CSOSG2 | 603925 | 6 | SPP | Oklahoma County | OK109 | 109 | Electric Utility | 35.6853 | -97.2242 | Oklahoma Municipal Power Authority (Owner),Grand River Dam Authority (Owner),OGE Energy Corporation (Owner),OGE Energy Corporation (Operator) | Phase 2 |  | Combined cycle | Pipeline Natural Gas |  |  | Dry Low NOx Burners,Selective Catalytic Reduction |  |  | 2003-06-26 | Operating | 2750 | ST04 (159.5), CT04 (198.9) | 55463 CT-04 | 358.4 | Y
TX | Deer Park Energy Center | 55464 | CTG1 |  | 2023 | ARP, CSOSG2 | 608150 | 6 |  | Harris County | TX201 | 201 | Cogeneration | 29.7153 | -95.1361 | Deer Park Energy Center, LP (Owner),Calpine Operating Services Company, Inc. (Operator) | Phase 2 |  | Combined cycle | Pipeline Natural Gas |  |  | Dry Low NOx Burners,Selective Catalytic Reduction |  |  | 2002-11-10 | Operating | 2798 | STG1 (276), CTG1 (180) | 55464 CTG1 | 235.2 | Y
TX | Deer Park Energy Center | 55464 | CTG2 |  | 2023 | ARP, CSOSG2 | 608150 | 6 |  | Harris County | TX201 | 201 | Cogeneration | 29.7153 | -95.1361 | Deer Park Energy Center, LP (Owner),Calpine Operating Services Company, Inc. (Operator) | Phase 2 |  | Combined cycle | Pipeline Natural Gas |  |  | Dry Low NOx Burners,Selective Catalytic Reduction |  |  | 2003-04-15 | Operating | 2707 | CTG2 (180), STG1 (276) | 55464 CTG2 | 235.2 | Y
TX | Deer Park Energy Center | 55464 | CTG3 |  | 2023 | ARP, CSOSG2 | 608150 | 6 |  | Harris County | TX201 | 201 | Cogeneration | 29.7153 | -95.1361 | Deer Park Energy Center, LP (Owner),Calpine Operating Services Company, Inc. (Operator) | Phase 2 |  | Combined cycle | Pipeline Natural Gas |  |  | Dry Low NOx Burners,Selective Catalytic Reduction |  |  | 2003-11-15 | Operating | 2750 | STG1 (276), CTG3 (180) | 55464 CTG3 | 235.2 | Y
TX | Deer Park Energy Center | 55464 | CTG4 |  | 2023 | ARP, CSOSG2 | 608150 | 6 |  | Harris County | TX201 | 201 | Cogeneration | 29.7153 | -95.1361 | Deer Park Energy Center, LP (Owner),Calpine Operating Services Company, Inc. (Operator) | Phase 2 |  | Combined cycle | Pipeline Natural Gas |  |  | Dry Low NOx Burners,Selective Catalytic Reduction |  |  | 2004-03-11 | Operating | 2707 | STG1 (276), CTG4 (180) | 55464 CTG4 | 235.2 | Y
TX | Deer Park Energy Center | 55464 | CTG5 |  | 2023 | ARP, CSOSG2 | 608150 | 6 |  | Harris County | TX201 | 201 | Cogeneration | 29.7153 | -95.1361 | Deer Park Energy Center, LP (Owner),Calpine Operating Services Company, Inc. (Operator) | Phase 2 |  | Combined cycle | Pipeline Natural Gas |  |  | Dry Low NOx Burners,Selective Catalytic Reduction |  |  | 2014-05-21 | Operating | 2700 | STG1 (276), CTG5 (180) | 55464 CTG5 | 235.2 | Y
LA | Ouachita Plant | 55467 | CTGEN1 |  | 2023 | ARP, CSOSG2E | 609775 (Ended Mar 31, 2023), 610584 (Started Mar 31, 2023) | 6 |  | Ouachita Parish | LA073 | 73 | Electric Utility | 32.7056 | -92.0697 | Entergy Corporation (Owner),Entergy Corporation (Operator) | Phase 2 |  | Combined cycle | Pipeline Natural Gas |  |  | Dry Low NOx Burners,Selective Catalytic Reduction |  |  | 2002-05-31 | Operating | 2100 | STG1 (122), CTG1 (179.3) | 55467 CTGEN1 | 301.3 | Y
LA | Ouachita Plant | 55467 | CTGEN2 |  | 2023 | ARP, CSOSG2E | 609775 (Ended Mar 31, 2023), 610584 (Started Mar 31, 2023) | 6 |  | Ouachita Parish | LA073 | 73 | Electric Utility | 32.7056 | -92.0697 | Entergy Corporation (Owner),Entergy Corporation (Operator) | Phase 2 |  | Combined cycle | Pipeline Natural Gas |  |  | Dry Low NOx Burners,Selective Catalytic Reduction |  |  | 2002-06-12 | Operating | 2200 | CTG2 (179.3), STG2 (122) | 55467 CTGEN2 | 301.3 | Y
LA | Ouachita Plant | 55467 | CTGEN3 |  | 2023 | ARP, CSOSG2E | 609775 (Ended Mar 31, 2023), 610584 (Started Mar 31, 2023) | 6 |  | Ouachita Parish | LA073 | 73 | Electric Utility | 32.7056 | -92.0697 | Entergy Corporation (Owner),Entergy Corporation (Operator) | Phase 2 |  | Combined cycle | Pipeline Natural Gas |  |  | Dry Low NOx Burners,Selective Catalytic Reduction |  |  | 2002-06-29 | Operating | 2200 | STG3 (122), CTG3 (179.3) | 55467 CTGEN3 | 301.3 | Y
TX | South Houston Green Power Site | 55470 | EPN801 |  | 2023 | ARP, CSOSG2 | 609613 | 6 |  | Galveston County | TX167 | 167 | Cogeneration | 29.3775 | -94.9328 | South Houston Green Power, LLC (Owner),South Houston Green Power, LLC (Operator) | Phase 2 |  | Combined cycle | Pipeline Natural Gas | Process Gas |  | Dry Low NOx Burners,Selective Catalytic Reduction |  |  | 2003-09-28 | Operating | 2950 | ST805 (250), TR1 (167), ST1 (110) | 55470 EPN801 | 287 | Y
TX | South Houston Green Power Site | 55470 | EPN802 |  | 2023 | ARP, CSOSG2 | 609613 | 6 |  | Galveston County | TX167 | 167 | Cogeneration | 29.3775 | -94.9328 | South Houston Green Power, LLC (Owner),South Houston Green Power, LLC (Operator) | Phase 2 |  | Combined cycle | Pipeline Natural Gas | Process Gas |  | Dry Low NOx Burners,Selective Catalytic Reduction |  |  | 2003-10-03 | Operating | 2950 | TR2 (167), ST805 (250), ST1 (110) | 55470 EPN802 | 287 | Y
TX | South Houston Green Power Site | 55470 | EPN803 |  | 2023 | ARP, CSOSG2 | 609613 | 6 |  | Galveston County | TX167 | 167 | Cogeneration | 29.3775 | -94.9328 | South Houston Green Power, LLC (Owner),South Houston Green Power, LLC (Operator) | Phase 2 |  | Combined cycle | Pipeline Natural Gas | Process Gas |  | Dry Low NOx Burners,Selective Catalytic Reduction |  |  | 2003-10-11 | Operating | 2950 | ST805 (250), TR3 (167), ST1 (110) | 55470 EPN803 | 287 | Y
WY | Neil Simpson II (CT2) | 55477 | CT2 |  | 2023 | ARP | 609425 (Ended Jul 13, 2023), 610712 (Started Jul 13, 2023) | 8 |  | Campbell County | WY005 | 5 | Electric Utility | 44.2853 | -105.3841 | Consolidated WY Municipalities Electric Power System JPB (Owner),Black Hills Power, Inc (Operator) | Phase 2 |  | Combustion turbine | Pipeline Natural Gas |  |  | Dry Low NOx Burners |  |  | 2001-05-30 | Operating | 393 | GT2 (40) | 55477 CT2 | 40
SD | Lange | 55478 | CT1 |  | 2023 | ARP | 609425 (Ended Jul 14, 2023), 610711 (Started Jul 14, 2023) | 8 |  | Pennington County | SD103 | 103 | Electric Utility | 44.1212 | -103.2608 | Black Hills Power, Inc (Owner),Black Hills Power, Inc (Operator) | Phase 2 |  | Combustion turbine | Pipeline Natural Gas |  |  | Dry Low NOx Burners |  |  | 2002-05-23 | Operating | 399 | 0001 (44) | 55478 CT1 | 44
WY | Wygen I | 55479 | 1 |  | 2023 | ARP, MATS | 609425 (Ended Jul 13, 2023), 610712 (Started Jul 13, 2023) | 8 |  | Campbell County | WY005 | 5 | Electric Utility | 44.2862 | -105.3843 | Municipal Energy Agency of Nebraska (Owner),Black Hills Wyoming, LLC (Owner),Black Hills Power, Inc (Operator) | Phase 2 |  | Dry bottom wall-fired boiler | Coal |  | Dry Lime FGD | Low NOx Burner Technology w/ Overfire Air,Selective Catalytic Reduction | Baghouse |  | 2003-01-23 | Operating | 1300 | 0001 (100) | 55479 1 | 100 | Y
TX | Forney Power Plant | 55480 | U1 |  | 2023 | ARP, CSOSG2 | 603383 | 6 |  | Kaufman County | TX257 | 257 | Electric Utility | 32.7563 | -96.4916 | La Frontera Holdings, LLC (Owner),Luminant Generation Company LLC (Operator) | Phase 2 |  | Combined cycle | Pipeline Natural Gas |  |  | Dry Low NOx Burners |  |  | 2003-05-01 | Operating | 2445 | U1 (172), ST1 (414) | 55480 U1 | 310
TX | Forney Power Plant | 55480 | U2 |  | 2023 | ARP, CSOSG2 | 603383 | 6 |  | Kaufman County | TX257 | 257 | Electric Utility | 32.7563 | -96.4916 | La Frontera Holdings, LLC (Owner),Luminant Generation Company LLC (Operator) | Phase 2 |  | Combined cycle | Pipeline Natural Gas |  |  | Dry Low NOx Burners |  |  | 2003-02-01 | Operating | 2445 | ST1 (414), U2 (172) | 55480 U2 | 310
TX | Forney Power Plant | 55480 | U3 |  | 2023 | ARP, CSOSG2 | 603383 | 6 |  | Kaufman County | TX257 | 257 | Electric Utility | 32.7563 | -96.4916 | La Frontera Holdings, LLC (Owner),Luminant Generation Company LLC (Operator) | Phase 2 |  | Combined cycle | Pipeline Natural Gas |  |  | Dry Low NOx Burners |  |  | 2003-02-01 | Operating | 2445 | ST1 (414), U3 (172) | 55480 U3 | 310
TX | Forney Power Plant | 55480 | U4 |  | 2023 | ARP, CSOSG2 | 603383 | 6 |  | Kaufman County | TX257 | 257 | Electric Utility | 32.7563 | -96.4916 | La Frontera Holdings, LLC (Owner),Luminant Generation Company LLC (Operator) | Phase 2 |  | Combined cycle | Pipeline Natural Gas |  |  | Dry Low NOx Burners |  |  | 2003-05-01 | Operating | 2445 | U4 (172), ST2 (414) | 55480 U4 | 310
TX | Forney Power Plant | 55480 | U5 |  | 2023 | ARP, CSOSG2 | 603383 | 6 |  | Kaufman County | TX257 | 257 | Electric Utility | 32.7563 | -96.4916 | La Frontera Holdings, LLC (Owner),Luminant Generation Company LLC (Operator) | Phase 2 |  | Combined cycle | Pipeline Natural Gas |  |  | Dry Low NOx Burners |  |  | 2003-05-01 | Operating | 2445 | U5 (169.8), ST2 (414) | 55480 U5 | 307.8
TX | Forney Power Plant | 55480 | U6 |  | 2023 | ARP, CSOSG2 | 603383 | 6 |  | Kaufman County | TX257 | 257 | Electric Utility | 32.7563 | -96.4916 | La Frontera Holdings, LLC (Owner),Luminant Generation Company LLC (Operator) | Phase 2 |  | Combined cycle | Pipeline Natural Gas |  |  | Dry Low NOx Burners |  |  | 2003-05-01 | Operating | 2445 | ST2 (414), U6 (169.8) | 55480 U6 | 307.8
AZ | Mesquite Generating Station | 55481 | 1 |  | 2023 | ARP | 608572 | 9 |  | Maricopa County | AZ013 | 13 | Electric Utility | 33.3451 | -112.8638 | Mesquite Power, LLC (Owner),Mesquite Power Operations, LLC (Operator) | Phase 2 |  | Combined cycle | Pipeline Natural Gas |  |  | Dry Low NOx Burners,Selective Catalytic Reduction |  |  | 2003-02-11 | Operating | 2530 | ST1 (321), GT1 (170) | 55481 1 | 330.5 | Y
AZ | Mesquite Generating Station | 55481 | 2 |  | 2023 | ARP | 608572 | 9 |  | Maricopa County | AZ013 | 13 | Electric Utility | 33.3451 | -112.8638 | Mesquite Power, LLC (Owner),Mesquite Power Operations, LLC (Operator) | Phase 2 |  | Combined cycle | Pipeline Natural Gas |  |  | Dry Low NOx Burners,Selective Catalytic Reduction |  |  | 2003-02-12 | Operating | 2530 | ST1 (321), GT2 (170) | 55481 2 | 330.5 | Y
AZ | Mesquite Generating Station | 55481 | 5 |  | 2023 | ARP | 608572 | 9 |  | Maricopa County | AZ013 | 13 | Electric Utility | 33.3451 | -112.8638 | Mesquite Power, LLC (Owner),Mesquite Power Operations, LLC (Operator) | Phase 2 |  | Combined cycle | Pipeline Natural Gas |  |  | Dry Low NOx Burners,Selective Catalytic Reduction |  |  | 2003-08-01 | Operating | 2370 | GT3 (170), ST2 (321) | 55481 5 | 330.5 | Y
AZ | Mesquite Generating Station | 55481 | 6 |  | 2023 | ARP | 608572 | 9 |  | Maricopa County | AZ013 | 13 | Electric Utility | 33.3451 | -112.8638 | Mesquite Power, LLC (Owner),Mesquite Power Operations, LLC (Operator) | Phase 2 |  | Combined cycle | Pipeline Natural Gas |  |  | Dry Low NOx Burners,Selective Catalytic Reduction |  |  | 2003-08-01 | Operating | 2370 | GT4 (170), ST2 (321) | 55481 6 | 330.5 | Y
WA | Goldendale Generating Station | 55482 | CT-1 |  | 2023 | ARP | 610011 | 10 |  | Klickitat County | WA039 | 39 | Electric Utility | 45.8114 | -120.833 | Puget Sound Energy, Inc. (Owner),Puget Sound Energy, Inc. (Operator) | Phase 2 |  | Combined cycle | Pipeline Natural Gas |  |  | Dry Low NOx Burners,Selective Catalytic Reduction |  |  | 2004-07-09 | Operating | 2500 | G1 (170), G2 (114.3) | 55482 CT-1 | 284.3 | Y
LA | Washington Parish Energy Center | 55486 | CTG01 |  | 2023 | ARP, CSOSG2E | 609775 (Ended Mar 31, 2023), 610584 (Started Mar 31, 2023) | 6 | SERC | Washington Parish | LA117 | 117 | Electric Utility | 30.7914 | -89.9092 | Entergy Corporation (Owner),Entergy Corporation (Operator) | Phase 2 |  | Combustion turbine | Pipeline Natural Gas |  |  | Dry Low NOx Burners |  |  | 2020-09-19 | Operating | 2201 | CTG1 (207) | 55486 CTG01 | 207
LA | Washington Parish Energy Center | 55486 | CTG02 |  | 2023 | ARP, CSOSG2E | 609775 (Ended Mar 31, 2023), 610584 (Started Mar 31, 2023) | 6 | SERC | Washington Parish | LA117 | 117 | Electric Utility | 30.7914 | -89.9092 | Entergy Corporation (Owner),Entergy Corporation (Operator) | Phase 2 |  | Combustion turbine | Pipeline Natural Gas |  |  | Dry Low NOx Burners |  |  | 2020-10-01 | Operating | 2201 | CTG2 (207) | 55486 CTG02 | 207
IL | Goose Creek Power Plant | 55496 | CT-01 |  | 2023 | ARP, CSNOX, CSOSG3, CSSO2G1 | 607655 | 5 |  | Piatt County | IL147 | 147 | Electric Utility | 40.1083 | -88.5986 | Union Electric Company (Owner),Union Electric Company (Operator) | Phase 2 |  | Combustion turbine | Pipeline Natural Gas |  |  | Dry Low NOx Burners |  |  | 2003-01-15 | Operating | 1082 | CT01 (114) | 55496 CT-01 | 114
IL | Goose Creek Power Plant | 55496 | CT-02 |  | 2023 | ARP, CSNOX, CSOSG3, CSSO2G1 | 607655 | 5 |  | Piatt County | IL147 | 147 | Electric Utility | 40.1083 | -88.5986 | Union Electric Company (Owner),Union Electric Company (Operator) | Phase 2 |  | Combustion turbine | Pipeline Natural Gas |  |  | Dry Low NOx Burners |  |  | 2003-01-01 | Operating | 1082 | CT02 (114) | 55496 CT-02 | 114
IL | Goose Creek Power Plant | 55496 | CT-03 |  | 2023 | ARP, CSNOX, CSOSG3, CSSO2G1 | 607655 | 5 |  | Piatt County | IL147 | 147 | Electric Utility | 40.1083 | -88.5986 | Union Electric Company (Owner),Union Electric Company (Operator) | Phase 2 |  | Combustion turbine | Pipeline Natural Gas |  |  | Dry Low NOx Burners |  |  | 2003-02-01 | Operating | 1082 | CT03 (114) | 55496 CT-03 | 114
IL | Goose Creek Power Plant | 55496 | CT-04 |  | 2023 | ARP, CSNOX, CSOSG3, CSSO2G1 | 607655 | 5 |  | Piatt County | IL147 | 147 | Electric Utility | 40.1083 | -88.5986 | Union Electric Company (Owner),Union Electric Company (Operator) | Phase 2 |  | Combustion turbine | Pipeline Natural Gas |  |  | Dry Low NOx Burners |  |  | 2003-02-01 | Operating | 1082 | CT04 (114) | 55496 CT-04 | 114
IL | Goose Creek Power Plant | 55496 | CT-05 |  | 2023 | ARP, CSNOX, CSOSG3, CSSO2G1 | 607655 | 5 |  | Piatt County | IL147 | 147 | Electric Utility | 40.1083 | -88.5986 | Union Electric Company (Owner),Union Electric Company (Operator) | Phase 2 |  | Combustion turbine | Pipeline Natural Gas |  |  | Dry Low NOx Burners |  |  | 2003-03-11 | Operating | 1082 | CT05 (114) | 55496 CT-05 | 114
IL | Goose Creek Power Plant | 55496 | CT-06 |  | 2023 | ARP, CSNOX, CSOSG3, CSSO2G1 | 607655 | 5 |  | Piatt County | IL147 | 147 | Electric Utility | 40.1083 | -88.5986 | Union Electric Company (Owner),Union Electric Company (Operator) | Phase 2 |  | Combustion turbine | Pipeline Natural Gas |  |  | Dry Low NOx Burners |  |  | 2003-03-26 | Operating | 1082 | CT06 (114) | 55496 CT-06 | 114
CA | CalPeak Power - Vaca Dixon | 55499 | GT-1 |  | 2023 | ARP | 609325 | 9 | WECC | Solano County | CA095 | 95 | Electric Utility | 38.3989 | -121.9239 | CalPeak Power - Vaca Dixon, LLC (Owner),CalPeak Power - Vaca Dixon, LLC (Operator) | Phase 2 |  | Combustion turbine | Pipeline Natural Gas |  |  | Dry Low NOx Burners,Ammonia Injection,Selective Catalytic Reduction |  |  | 2001-12-02 | Operating | 600 | CPP1 (60.5) | 55499 GT-1 | 60.5 | Y
CA | CalPeak Power - Vaca Dixon | 55499 | GT-2 |  | 2023 | ARP | 609325 | 9 | WECC | Solano County | CA095 | 95 | Electric Utility | 38.3989 | -121.9239 | CalPeak Power - Vaca Dixon, LLC (Owner),CalPeak Power - Vaca Dixon, LLC (Operator) | Phase 2 |  | Combustion turbine | [6 empty] | 2001-10-01 | Operating |  | CPP1 (60.5) | 55499 GT-2 | 60.5
OK | Tenaska Kiamichi Generating Station | 55501 | CTGDB1 |  | 2023 | ARP, CSOSG2 | 604188 | 6 |  | Pittsburg County | OK121 | 121 | Electric Utility | 34.6831 | -95.9349 | Kiowa Power Partners, LLC (Owner),Kiowa Power Partners, LLC (Operator) | Phase 2 |  | Combined cycle | Pipeline Natural Gas |  |  | Dry Low NOx Burners |  |  | 2002-11-23 | Operating | 2685 | STG1 (317.2), CTG1 (183.9) | 55501 CTGDB1 | 342.5
OK | Tenaska Kiamichi Generating Station | 55501 | CTGDB2 |  | 2023 | ARP, CSOSG2 | 604188 | 6 |  | Pittsburg County | OK121 | 121 | Electric Utility | 34.6831 | -95.9349 | Kiowa Power Partners, LLC (Owner),Kiowa Power Partners, LLC (Operator) | Phase 2 |  | Combined cycle | Pipeline Natural Gas |  |  | Dry Low NOx Burners |  |  | 2002-12-08 | Operating | 2685 | CTG2 (183.9), STG1 (317.2) | 55501 CTGDB2 | 342.5
OK | Tenaska Kiamichi Generating Station | 55501 | CTGDB3 |  | 2023 | ARP, CSOSG2 | 604188 | 6 |  | Pittsburg County | OK121 | 121 | Electric Utility | 34.6831 | -95.9349 | Kiowa Power Partners, LLC (Owner),Kiowa Power Partners, LLC (Operator) | Phase 2 |  | Combined cycle | Pipeline Natural Gas |  |  | Dry Low NOx Burners |  |  | 2003-01-06 | Operating | 2685 | STG2 (317.2), CTG3 (183.9) | 55501 CTGDB3 | 342.5
OK | Tenaska Kiamichi Generating Station | 55501 | CTGDB4 |  | 2023 | ARP, CSOSG2 | 604188 | 6 |  | Pittsburg County | OK121 | 121 | Electric Utility | 34.6831 | -95.9349 | Kiowa Power Partners, LLC (Owner),Kiowa Power Partners, LLC (Operator) | Phase 2 |  | Combined cycle | Pipeline Natural Gas |  |  | Dry Low NOx Burners |  |  | 2003-01-12 | Operating | 2685 | STG2 (317.2), CTG4 (183.9) | 55501 CTGDB4 | 342.5
IN | Lawrenceburg Energy Facility | 55502 | 1 |  | 2023 | ARP, CSNOX, CSOSG3, CSSO2G1 | 610098 | 5 | ECAR | Dearborn County | IN029 | 29 | Electric Utility | 39.0913 | -84.8667 | Lawrenceburg Power, LLC (Owner),Consolidated Asset Management Services, LLC (Operator) | Phase 2 |  | Combined cycle | Pipeline Natural Gas |  |  | Dry Low NOx Burners,Selective Catalytic Reduction |  |  | 2003-09-06 | Operating | 2411 | 1100 (174), 0100 (268) | 55502 1 | 308 | Y
IN | Lawrenceburg Energy Facility | 55502 | 2 |  | 2023 | ARP, CSNOX, CSOSG3, CSSO2G1 | 610098 | 5 | ECAR | Dearborn County | IN029 | 29 | Electric Utility | 39.0913 | -84.8667 | Lawrenceburg Power, LLC (Owner),Consolidated Asset Management Services, LLC (Operator) | Phase 2 |  | Combined cycle | Pipeline Natural Gas |  |  | Dry Low NOx Burners,Selective Catalytic Reduction |  |  | 2003-09-05 | Operating | 2411 | 0100 (268), 1200 (174) | 55502 2 | 308 | Y
IN | Lawrenceburg Energy Facility | 55502 | 3 |  | 2023 | ARP, CSNOX, CSOSG3, CSSO2G1 | 610098 | 5 | ECAR | Dearborn County | IN029 | 29 | Electric Utility | 39.0913 | -84.8667 | Lawrenceburg Power, LLC (Owner),Consolidated Asset Management Services, LLC (Operator) | Phase 2 |  | Combined cycle | Pipeline Natural Gas |  |  | Dry Low NOx Burners,Selective Catalytic Reduction |  |  | 2003-10-13 | Operating | 2411 | 2100 (174), 0200 (268) | 55502 3 | 308 | Y
IN | Lawrenceburg Energy Facility | 55502 | 4 |  | 2023 | ARP, CSNOX, CSOSG3, CSSO2G1 | 610098 | 5 | ECAR | Dearborn County | IN029 | 29 | Electric Utility | 39.0913 | -84.8667 | Lawrenceburg Power, LLC (Owner),Consolidated Asset Management Services, LLC (Operator) | Phase 2 |  | Combined cycle | Pipeline Natural Gas |  |  | Dry Low NOx Burners,Selective Catalytic Reduction |  |  | 2003-10-15 | Operating | 2411 | 0200 (268), 2200 (174) | 55502 4 | 308 | Y
OH | Waterford Plant | 55503 | 1 |  | 2023 | ARP, CSNOX, CSOSG3, CSSO2G1 | 610098 | 5 | ECAR | Washington County | OH167 | 167 | Electric Utility | 39.5314 | -81.7172 | Waterford Power, LLC (Owner),Consolidated Asset Management Services, LLC (Operator) | Phase 2 |  | Combined cycle | Pipeline Natural Gas |  |  | Dry Low NOx Burners,Selective Catalytic Reduction |  |  | 2003-04-12 | Operating | 2460 | CTG1 (174.2), ST1 (399) | 55503 1 | 307.2 | Y
OH | Waterford Plant | 55503 | 2 |  | 2023 | ARP, CSNOX, CSOSG3, CSSO2G1 | 610098 | 5 | ECAR | Washington County | OH167 | 167 | Electric Utility | 39.5314 | -81.7172 | Waterford Power, LLC (Owner),Consolidated Asset Management Services, LLC (Operator) | Phase 2 |  | Combined cycle | Pipeline Natural Gas |  |  | Dry Low NOx Burners,Selective Catalytic Reduction |  |  | 2003-04-10 | Operating | 2460 | CTG2 (174.2), ST1 (399) | 55503 2 | 307.2 | Y
OH | Waterford Plant | 55503 | 3 |  | 2023 | ARP, CSNOX, CSOSG3, CSSO2G1 | 610098 | 5 | ECAR | Washington County | OH167 | 167 | Electric Utility | 39.5314 | -81.7172 | Waterford Power, LLC (Owner),Consolidated Asset Management Services, LLC (Operator) | Phase 2 |  | Combined cycle | Pipeline Natural Gas |  |  | Dry Low NOx Burners,Selective Catalytic Reduction |  |  | 2003-04-07 | Operating | 2460 | CTG3 (174.2), ST1 (399) | 55503 3 | 307.2 | Y
CO | Limon Generating Station | 55504 | L1 |  | 2023 | ARP | 603008 | 8 |  | Lincoln County | CO073 | 73 | Electric Utility | 39.2038 | -103.7005 | Tri-State G & T Association, Inc. (Owner),Tri-State G & T Association, Inc. (Operator) | Phase 2 |  | Combustion turbine | Pipeline Natural Gas | Diesel Oil |  | Dry Low NOx Burners,Water Injection |  |  | 2001-12-13 | Operating | 1075 | L1 (82) | 55504 L1 | 82
CO | Limon Generating Station | 55504 | L2 |  | 2023 | ARP | 603008 | 8 |  | Lincoln County | CO073 | 73 | Electric Utility | 39.2038 | -103.7005 | Tri-State G & T Association, Inc. (Owner),Tri-State G & T Association, Inc. (Operator) | Phase 2 |  | Combustion turbine | Pipeline Natural Gas | Diesel Oil |  | Dry Low NOx Burners,Water Injection |  |  | 2001-12-21 | Operating | 1075 | L2 (82) | 55504 L2 | 82
CO | Frank Knutson Station | 55505 | BR1 |  | 2023 | ARP | 603008 | 8 |  | Adams County | CO001 | 1 | Electric Utility | 39.9414 | -104.6817 | Tri-State G & T Association, Inc. (Owner),Tri-State G & T Association, Inc. (Operator) | Phase 2 |  | Combustion turbine | Pipeline Natural Gas | Diesel Oil |  | Dry Low NOx Burners,Water Injection |  |  | 2002-04-09 | Operating | 1048.9 | BR1 (82) | 55505 BR1 | 82
CO | Frank Knutson Station | 55505 | BR2 |  | 2023 | ARP | 603008 | 8 |  | Adams County | CO001 | 1 | Electric Utility | 39.9414 | -104.6817 | Tri-State G & T Association, Inc. (Owner),Tri-State G & T Association, Inc. (Operator) | Phase 2 |  | Combustion turbine | Pipeline Natural Gas | Diesel Oil |  | Dry Low NOx Burners,Water Injection |  |  | 2002-04-19 | Operating | 1030.7 | BR2 (82) | 55505 BR2 | 82
CA | CalPeak Power - Panoche | 55508 | GT-1 |  | 2023 | ARP | 609325 | 9 | WECC | Fresno County | CA019 | 19 | Electric Utility | 36.6531 | -120.5797 | CalPeak Power - Panoche, LLC (Owner),CalPeak Power - Panoche, LLC (Operator) | Phase 2 |  | Combustion turbine | Pipeline Natural Gas |  |  | Dry Low NOx Burners,Ammonia Injection,Selective Catalytic Reduction |  |  | 2001-11-19 | Operating | 600 | CPP2 (60.5) | 55508 GT-1 | 60.5 | Y
CA | CalPeak Power - Panoche | 55508 | GT-2 |  | 2023 | ARP | 609325 | 9 | WECC | Fresno County | CA019 | 19 | Electric Utility | 36.6531 | -120.5797 | CalPeak Power - Panoche, LLC (Owner),CalPeak Power - Panoche, LLC (Operator) | Phase 2 |  | Combustion turbine | [6 empty] | 2001-09-01 | Operating |  | CPP2 (60.5) | 55508 GT-2 | 60.5
CA | CalPeak Power - Border | 55510 | GT-1 |  | 2023 | ARP | 609325 | 9 | WECC | San Diego County | CA073 | 73 | Electric Utility | 32.5622 | -116.9433 | CalPeak Power - Border, LLC (Owner),CalPeak Power - Border, LLC (Operator) | Phase 2 |  | Combustion turbine | Pipeline Natural Gas |  |  | Dry Low NOx Burners,Ammonia Injection,Selective Catalytic Reduction |  |  | 2001-10-26 | Operating | 600 | CPP4 (60.5) | 55510 GT-1 | 60.5 | Y
CA | CalPeak Power - Border | 55510 | GT-2 |  | 2023 | ARP | 609325 | 9 | WECC | San Diego County | CA073 | 73 | Electric Utility | 32.5622 | -116.9433 | CalPeak Power - Border, LLC (Owner),CalPeak Power - Border, LLC (Operator) | Phase 2 |  | Combustion turbine | [6 empty] | 2001-09-01 | Operating |  | CPP4 (60.5) | 55510 GT-2 | 60.5
CA | Cuyamaca Peak Energy | 55512 | GT-1 |  | 2023 | ARP | 607107 (Ended Mar 01, 2023), 607385 (Started Mar 01, 2023) | 9 |  | San Diego County | CA073 | 73 | Electric Utility | 32.7971 | -116.972 | San Diego Gas and Electric Company (Owner),San Diego Gas and Electric Company (Operator) | Phase 2 |  | Combustion turbine | Pipeline Natural Gas |  |  | Dry Low NOx Burners,Ammonia Injection,Selective Catalytic Reduction |  |  | 2001-12-01 | Operating | 600 | CPP6 (48.7) | 55512 GT-1 | 48.7 | Y
CA | Cuyamaca Peak Energy | 55512 | GT-2 |  | 2023 | ARP | 607107 (Ended Mar 01, 2023), 607385 (Started Mar 01, 2023) | 9 |  | San Diego County | CA073 | 73 | Electric Utility | 32.7971 | -116.972 | San Diego Gas and Electric Company (Owner),San Diego Gas and Electric Company (Operator) | Phase 2 |  | Combustion turbine | [6 empty] | 2001-12-01 | Operating |  | CPP6 (48.7) | 55512 GT-2 | 48.7
CA | CalPeak Power - Enterprise | 55513 | GT-1 |  | 2023 | ARP | 609325 | 9 |  | San Diego County | CA073 | 73 | Electric Utility | 33.1221 | -117.117 | CalPeak Power - Enterprise, LLC (Owner),CalPeak Power - Enterprise, LLC (Operator) | Phase 2 |  | Combustion turbine | Pipeline Natural Gas |  |  | Dry Low NOx Burners,Ammonia Injection,Selective Catalytic Reduction |  |  | 2001-10-23 | Operating | 600 | CPP7 (58.9) | 55513 GT-1 | 58.9 | Y
CA | CalPeak Power - Enterprise | 55513 | GT-2 |  | 2023 | ARP | 609325 | 9 |  | San Diego County | CA073 | 73 | Electric Utility | 33.1221 | -117.117 | CalPeak Power - Enterprise, LLC (Owner),CalPeak Power - Enterprise, LLC (Operator) | Phase 2 |  | Combustion turbine | [6 empty] | 2001-09-01 | Operating |  | CPP7 (58.9) | 55513 GT-2 | 58.9
NV | Apex Generating Station | 55514 | CTG01 |  | 2023 | ARP | 609567 | 9 |  | Clark County | NV003 | 3 | Electric Utility | 36.4178 | -114.9622 | Southern California Public Power Authority (Owner),Los Angeles Department of Water and Power (Operator) | Phase 2 |  | Combined cycle | Pipeline Natural Gas |  |  | Dry Low NOx Burners,Selective Catalytic Reduction |  |  | 2003-03-31 | Operating | 2410 | CTG1 (174), STG1 (252.6) | 55514 CTG01 | 300.3 | Y
NV | Apex Generating Station | 55514 | CTG02 |  | 2023 | ARP | 609567 | 9 |  | Clark County | NV003 | 3 | Electric Utility | 36.4178 | -114.9622 | Southern California Public Power Authority (Owner),Los Angeles Department of Water and Power (Operator) | Phase 2 |  | Combined cycle | Pipeline Natural Gas |  |  | Dry Low NOx Burners,Selective Catalytic Reduction |  |  | 2003-03-31 | Operating | 2410 | CTG2 (174), STG1 (252.6) | 55514 CTG02 | 300.3 | Y
PA | Fayette Power Company LLC | 55516 | CTG1 |  | 2023 | ARP, CSNOX, CSOSG3, CSSO2G1, RGGI | 603383 | 3 |  | Fayette County | PA051 | 51 | Electric Utility | 39.8592 | -79.9182 | Fayette Power Company, LLC (Owner),Fayette Power Company, LLC (Operator) | Phase 2 |  | Combined cycle | Pipeline Natural Gas |  |  | Dry Low NOx Burners,Selective Catalytic Reduction |  |  | 2003-03-21 | Operating | 2700 | STG1 (317.1), CTG1 (163.5) | 55516 CTG1 | 322.05 | Y
PA | Fayette Power Company LLC | 55516 | CTG2 |  | 2023 | ARP, CSNOX, CSOSG3, CSSO2G1, RGGI | 603383 | 3 |  | Fayette County | PA051 | 51 | Electric Utility | 39.8592 | -79.9182 | Fayette Power Company, LLC (Owner),Fayette Power Company, LLC (Operator) | Phase 2 |  | Combined cycle | Pipeline Natural Gas |  |  | Dry Low NOx Burners,Selective Catalytic Reduction |  |  | 2003-03-16 | Operating | 2700 | CTG2 (163.5), STG1 (317.1) | 55516 CTG2 | 322.05 | Y
CT | Wallingford Energy, LLC | 55517 | CT01 |  | 2023 | ARP, RGGI, SIPNOX | 605624 | 1 |  | New Haven County | CT009 | 9 | Electric Utility | 41.4486 | -72.8358 | Wallingford Energy, LLC (Owner),Wallingford Energy, LLC (Operator) | Phase 2 |  | Combustion turbine | Pipeline Natural Gas |  |  | Water Injection,Selective Catalytic Reduction |  |  | 2001-10-03 | Operating | 530 | CTG1 (45) | 55517 CT01 | 45 | Y
CT | Wallingford Energy, LLC | 55517 | CT02 |  | 2023 | ARP, RGGI, SIPNOX | 605624 | 1 |  | New Haven County | CT009 | 9 | Electric Utility | 41.4486 | -72.8358 | Wallingford Energy, LLC (Owner),Wallingford Energy, LLC (Operator) | Phase 2 |  | Combustion turbine | Pipeline Natural Gas |  |  | Water Injection,Selective Catalytic Reduction |  |  | 2001-09-08 | Operating | 530 | CTG2 (45) | 55517 CT02 | 45 | Y
CT | Wallingford Energy, LLC | 55517 | CT03 |  | 2023 | ARP, RGGI, SIPNOX | 605624 | 1 |  | New Haven County | CT009 | 9 | Electric Utility | 41.4486 | -72.8358 | Wallingford Energy, LLC (Owner),Wallingford Energy, LLC (Operator) | Phase 2 |  | Combustion turbine | Pipeline Natural Gas |  |  | Water Injection,Selective Catalytic Reduction |  |  | 2001-08-22 | Operating | 530 | CTG3 (45) | 55517 CT03 | 45 | Y
CT | Wallingford Energy, LLC | 55517 | CT04 |  | 2023 | ARP, RGGI, SIPNOX | 605624 | 1 |  | New Haven County | CT009 | 9 | Electric Utility | 41.4486 | -72.8358 | Wallingford Energy, LLC (Owner),Wallingford Energy, LLC (Operator) | Phase 2 |  | Combustion turbine | Pipeline Natural Gas |  |  | Water Injection,Selective Catalytic Reduction |  |  | 2001-08-21 | Operating | 530 | CTG4 (45) | 55517 CT04 | 45 | Y
CT | Wallingford Energy, LLC | 55517 | CT05 |  | 2023 | ARP, RGGI, SIPNOX | 605624 | 1 |  | New Haven County | CT009 | 9 | Electric Utility | 41.4486 | -72.8358 | Wallingford Energy, LLC (Owner),Wallingford Energy, LLC (Operator) | Phase 2 |  | Combustion turbine | Pipeline Natural Gas |  |  | Water Injection,Selective Catalytic Reduction |  |  | 2001-08-20 | Operating | 530 | CTG5 (45) | 55517 CT05 | 45 | Y
CT | Wallingford Energy, LLC | 55517 | CT06 |  | 2023 | ARP, RGGI, SIPNOX | 605624 | 1 |  | New Haven County | CT009 | 9 | Electric Utility | 41.4486 | -72.8358 | Wallingford Energy, LLC (Owner),Wallingford Energy, LLC (Operator) | Phase 2 |  | Combustion turbine | Pipeline Natural Gas |  |  | Water Injection,Selective Catalytic Reduction |  |  | 2017-12-07 | Operating | 485 | CT06 (50) | 55517 CT06 | 50 | Y
CT | Wallingford Energy, LLC | 55517 | CT07 |  | 2023 | ARP, RGGI, SIPNOX | 605624 | 1 |  | New Haven County | CT009 | 9 | Electric Utility | 41.4486 | -72.8358 | Wallingford Energy, LLC (Owner),Wallingford Energy, LLC (Operator) | Phase 2 |  | Combustion turbine | Pipeline Natural Gas |  |  | Water Injection,Selective Catalytic Reduction |  |  | 2017-12-07 | Operating | 478 | CT07 (50) | 55517 CT07 | 50 | Y
CA | High Desert Power Project | 55518 | CTG1 |  | 2023 | ARP | 609325 | 9 |  | San Bernardino County | CA071 | 71 | Electric Utility | 34.5953 | -117.3647 | High Desert Power Project, LLC (Owner),High Desert Power Project, LLC (Operator) | Phase 2 |  | Combined cycle | Pipeline Natural Gas |  |  | Selective Catalytic Reduction |  |  | 2003-02-27 | Operating | 2237 | CTG1 (177), STG1 (330) | 55518 CTG1 | 507 | Y
CA | High Desert Power Project | 55518 | CTG2 |  | 2023 | ARP | 609325 | 9 |  | San Bernardino County | CA071 | 71 | Electric Utility | 34.5953 | -117.3647 | High Desert Power Project, LLC (Owner),High Desert Power Project, LLC (Operator) | Phase 2 |  | Combined cycle | Pipeline Natural Gas |  |  | Selective Catalytic Reduction |  |  | 2003-02-27 | Operating | 2237 | STG2 (330), CTG2 (177) | 55518 CTG2 | 507 | Y
CA | High Desert Power Project | 55518 | CTG3 |  | 2023 | ARP | 609325 | 9 |  | San Bernardino County | CA071 | 71 | Electric Utility | 34.5953 | -117.3647 | High Desert Power Project, LLC (Owner),High Desert Power Project, LLC (Operator) | Phase 2 |  | Combined cycle | Pipeline Natural Gas |  |  | Selective Catalytic Reduction |  |  | 2003-02-27 | Operating | 2237 | CTG3 (177), STG3 (330) | 55518 CTG3 | 507 | Y
AZ | Sundance Power Plant | 55522 | CT01 |  | 2023 | ARP | 608779 | 9 |  | Pinal County | AZ021 | 21 | Electric Utility | 32.9285 | -111.5899 | Arizona Public Service Company (Owner),Arizona Public Service Company (Operator) | Phase 2 |  | Combustion turbine | Pipeline Natural Gas |  |  | Water Injection,Selective Catalytic Reduction |  |  | 2002-05-28 | Operating | 495 | CT1 (45) | 55522 CT01 | 45 | Y
AZ | Sundance Power Plant | 55522 | CT02 |  | 2023 | ARP | 608779 | 9 |  | Pinal County | AZ021 | 21 | Electric Utility | 32.9285 | -111.5899 | Arizona Public Service Company (Owner),Arizona Public Service Company (Operator) | Phase 2 |  | Combustion turbine | Pipeline Natural Gas |  |  | Water Injection,Selective Catalytic Reduction |  |  | 2002-05-29 | Operating | 495 | CT2 (45) | 55522 CT02 | 45 | Y
AZ | Sundance Power Plant | 55522 | CT03 |  | 2023 | ARP | 608779 | 9 |  | Pinal County | AZ021 | 21 | Electric Utility | 32.9285 | -111.5899 | Arizona Public Service Company (Owner),Arizona Public Service Company (Operator) | Phase 2 |  | Combustion turbine | Pipeline Natural Gas |  |  | Water Injection,Selective Catalytic Reduction |  |  | 2002-05-20 | Operating | 495 | CT3 (45) | 55522 CT03 | 45 | Y
AZ | Sundance Power Plant | 55522 | CT04 |  | 2023 | ARP | 608779 | 9 |  | Pinal County | AZ021 | 21 | Electric Utility | 32.9285 | -111.5899 | Arizona Public Service Company (Owner),Arizona Public Service Company (Operator) | Phase 2 |  | Combustion turbine | Pipeline Natural Gas |  |  | Water Injection,Selective Catalytic Reduction |  |  | 2002-05-20 | Operating | 495 | CT4 (45) | 55522 CT04 | 45 | Y
AZ | Sundance Power Plant | 55522 | CT05 |  | 2023 | ARP | 608779 | 9 |  | Pinal County | AZ021 | 21 | Electric Utility | 32.9285 | -111.5899 | Arizona Public Service Company (Owner),Arizona Public Service Company (Operator) | Phase 2 |  | Combustion turbine | Pipeline Natural Gas |  |  | Water Injection,Selective Catalytic Reduction |  |  | 2002-05-04 | Operating | 495 | CT5 (45) | 55522 CT05 | 45 | Y
AZ | Sundance Power Plant | 55522 | CT06 |  | 2023 | ARP | 608779 | 9 |  | Pinal County | AZ021 | 21 | Electric Utility | 32.9285 | -111.5899 | Arizona Public Service Company (Owner),Arizona Public Service Company (Operator) | Phase 2 |  | Combustion turbine | Pipeline Natural Gas |  |  | Water Injection,Selective Catalytic Reduction |  |  | 2002-05-05 | Operating | 495 | CT6 (45) | 55522 CT06 | 45 | Y
AZ | Sundance Power Plant | 55522 | CT07 |  | 2023 | ARP | 608779 | 9 |  | Pinal County | AZ021 | 21 | Electric Utility | 32.9285 | -111.5899 | Arizona Public Service Company (Owner),Arizona Public Service Company (Operator) | Phase 2 |  | Combustion turbine | Pipeline Natural Gas |  |  | Water Injection,Selective Catalytic Reduction |  |  | 2002-06-19 | Operating | 495 | CT7 (45) | 55522 CT07 | 45 | Y
AZ | Sundance Power Plant | 55522 | CT08 |  | 2023 | ARP | 608779 | 9 |  | Pinal County | AZ021 | 21 | Electric Utility | 32.9285 | -111.5899 | Arizona Public Service Company (Owner),Arizona Public Service Company (Operator) | Phase 2 |  | Combustion turbine | Pipeline Natural Gas |  |  | Water Injection,Selective Catalytic Reduction |  |  | 2002-06-27 | Operating | 495 | CT8 (45) | 55522 CT08 | 45 | Y
AZ | Sundance Power Plant | 55522 | CT09 |  | 2023 | ARP | 608779 | 9 |  | Pinal County | AZ021 | 21 | Electric Utility | 32.9285 | -111.5899 | Arizona Public Service Company (Owner),Arizona Public Service Company (Operator) | Phase 2 |  | Combustion turbine | Pipeline Natural Gas |  |  | Water Injection,Selective Catalytic Reduction |  |  | 2002-06-29 | Operating | 495 | CT9 (45) | 55522 CT09 | 45 | Y
AZ | Sundance Power Plant | 55522 | CT10 |  | 2023 | ARP | 608779 | 9 |  | Pinal County | AZ021 | 21 | Electric Utility | 32.9285 | -111.5899 | Arizona Public Service Company (Owner),Arizona Public Service Company (Operator) | Phase 2 |  | Combustion turbine | Pipeline Natural Gas |  |  | Water Injection,Selective Catalytic Reduction |  |  | 2002-06-29 | Operating | 495 | CT10 (45) | 55522 CT10 | 45 | Y
PA | York Energy Center | 55524 | 1 |  | 2023 | ARP, CSNOX, CSOSG3, CSSO2G1, RGGI | 609575 | 3 |  | York County | PA133 | 133 | Electric Utility | 39.738 | -76.3072 | Calpine Mid Merit, LLC (Owner),Calpine Operating Services Company, Inc. (Operator) | Phase 2 |  | Combined cycle | Pipeline Natural Gas | Diesel Oil |  | Selective Catalytic Reduction |  |  | 2011-03-02 | Operating | 1675 | CTG1 (120), STG1 (200) | 55524 1 | 186.6667 | Y
PA | York Energy Center | 55524 | 2 |  | 2023 | ARP, CSNOX, CSOSG3, CSSO2G1, RGGI | 609575 | 3 |  | York County | PA133 | 133 | Electric Utility | 39.738 | -76.3072 | Calpine Mid Merit, LLC (Owner),Calpine Operating Services Company, Inc. (Operator) | Phase 2 |  | Combined cycle | Pipeline Natural Gas | Diesel Oil |  | Selective Catalytic Reduction |  |  | 2011-03-02 | Operating | 1675 | STG1 (200), CTG2 (120) | 55524 2 | 186.6667 | Y
PA | York Energy Center | 55524 | 3 |  | 2023 | ARP, CSNOX, CSOSG3, CSSO2G1, RGGI | 609575 | 3 |  | York County | PA133 | 133 | Electric Utility | 39.738 | -76.3072 | Calpine Mid Merit, LLC (Owner),Calpine Operating Services Company, Inc. (Operator) | Phase 2 |  | Combined cycle | Pipeline Natural Gas | Diesel Oil |  | Selective Catalytic Reduction |  |  | 2011-03-02 | Operating | 1675 | STG1 (200), CTG3 (120) | 55524 3 | 186.6667 | Y
PA | York Energy Center | 55524 | 5 |  | 2023 | ARP, CSNOX, CSOSG3, CSSO2G1, RGGI | 609575 | 3 |  | York County | PA133 | 133 | Electric Utility | 39.738 | -76.3072 | Calpine Mid Merit, LLC (Owner),Calpine Operating Services Company, Inc. (Operator) | Phase 2 |  | Combined cycle | Pipeline Natural Gas | Diesel Oil |  | Dry Low NOx Burners,Water Injection,Selective Catalytic Reduction |  |  | 2018-12-10 | Operating | 3410 | CTG5 (234.9), STG2 (419.6) | 55524 5 | 444.7 | Y
PA | York Energy Center | 55524 | 6 |  | 2023 | ARP, CSNOX, CSOSG3, CSSO2G1, RGGI | 609575 | 3 |  | York County | PA133 | 133 | Electric Utility | 39.738 | -76.3072 | Calpine Mid Merit, LLC (Owner),Calpine Operating Services Company, Inc. (Operator) | Phase 2 |  | Combined cycle | Pipeline Natural Gas | Diesel Oil |  | Dry Low NOx Burners,Water Injection,Selective Catalytic Reduction |  |  | 2018-12-16 | Operating | 3410 | STG2 (419.6), CTG6 (234.9) | 55524 6 | 444.7 | Y
CA | Escondido Energy Center, LLC | 55538 | CTG1 |  | 2023 | ARP | 601499 | 9 |  | San Diego County | CA073 | 73 | Electric Utility | 33.1261 | -117.1172 | Wellhead Services, Inc. (Owner),Escondido Energy Center, LLC (Operator) | Phase 2 |  | Combustion turbine | Pipeline Natural Gas |  |  | Water Injection |  |  | 2013-12-20 | Operating | 500 | 1 (46.5) | 55538 CTG1 | 46.5
CA | Chula Vista Energy Center | 55540 | 1A | CS001 | 2023 | ARP | 601499 | 9 |  | San Diego County | CA073 | 73 | Electric Utility | 32.5914 | -117.0586 | Chula Vista Energy Center, LLC (Owner),Wellhead Electric Company, Inc (Operator) | Phase 2 |  | Combustion turbine | Pipeline Natural Gas |  |  | Dry Low NOx Burners,Selective Catalytic Reduction,Water Injection |  |  | 2001-05-12 | Operating | 400 | GEN1 (44) | 55540 1A | 44 | Y
CA | Chula Vista Energy Center | 55540 | 1B | CS001 | 2023 | ARP | 601499 | 9 |  | San Diego County | CA073 | 73 | Electric Utility | 32.5914 | -117.0586 | Chula Vista Energy Center, LLC (Owner),Wellhead Electric Company, Inc (Operator) | Phase 2 |  | Combustion turbine | Pipeline Natural Gas |  |  | Dry Low NOx Burners,Selective Catalytic Reduction,Water Injection |  |  | 2001-05-12 | Operating | 400 | GEN1 (44) | 55540 1B | 44 | Y
CA | Indigo Generation Facility | 55541 | 1 |  | 2023 | ARP | 1866 | 9 |  | Riverside County | CA065 | 65 | Electric Utility | 33.9114 | -116.5533 | Wildflower Energy, LP (Owner),Diamond Generating Corporation (Owner),Wildflower Energy, LP (Operator) | Phase 2 |  | Combustion turbine | Pipeline Natural Gas |  |  | Water Injection,Selective Catalytic Reduction |  |  | 2001-07-24 | Operating | 504 | CTG1 (49.9) | 55541 1 | 49.9 | Y
CA | Indigo Generation Facility | 55541 | 2 |  | 2023 | ARP | 1866 | 9 |  | Riverside County | CA065 | 65 | Electric Utility | 33.9114 | -116.5533 | Wildflower Energy, LP (Owner),Diamond Generating Corporation (Owner),Wildflower Energy, LP (Operator) | Phase 2 |  | Combustion turbine | Pipeline Natural Gas |  |  | Selective Catalytic Reduction |  |  | 2001-07-24 | Operating | 504 | CTG2 (49.9) | 55541 2 | 49.9 | Y
CA | Indigo Generation Facility | 55541 | 3 |  | 2023 | ARP | 1866 | 9 |  | Riverside County | CA065 | 65 | Electric Utility | 33.9114 | -116.5533 | Wildflower Energy, LP (Owner),Diamond Generating Corporation (Owner),Wildflower Energy, LP (Operator) | Phase 2 |  | Combustion turbine | Pipeline Natural Gas |  |  | Selective Catalytic Reduction |  |  | 2001-09-18 | Operating | 504 | CTG3 (49.9) | 55541 3 | 49.9 | Y
CA | Larkspur Energy Faciity | 55542 | 1 |  | 2023 | ARP | 1866 | 9 | WECC | San Diego County | CA073 | 73 | Electric Utility | 32.5672 | -116.9444 | Wildflower Energy, LP (Owner),Diamond Generating Corporation (Owner),Wildflower Energy, LP (Operator) | Phase 2 |  | Combustion turbine | Pipeline Natural Gas | Diesel Oil |  | Selective Catalytic Reduction |  |  | 2001-07-08 | Operating | 504 | CTG1 (49.9) | 55542 1 | 49.9 | Y
CA | Larkspur Energy Faciity | 55542 | 2 |  | 2023 | ARP | 1866 | 9 | WECC | San Diego County | CA073 | 73 | Electric Utility | 32.5672 | -116.9444 | Wildflower Energy, LP (Owner),Diamond Generating Corporation (Owner),Wildflower Energy, LP (Operator) | Phase 2 |  | Combustion turbine | Pipeline Natural Gas | Diesel Oil |  | Selective Catalytic Reduction |  |  | 2001-07-08 | Operating | 504 | CTG2 (49.9) | 55542 2 | 49.9 | Y
OR | Klamath Generation Peakers | 55544 | GT1 |  | 2023 | ARP | 610050 | 10 |  | Klamath County | OR035 | 35 | Electric Utility | 42.1727 | -121.8144 | Klamath Energy, LLC (Owner),Klamath Energy, LLC (Operator) | Phase 2 |  | Combustion turbine | Pipeline Natural Gas |  |  | Water Injection |  |  | 2002-05-01 | Operating | 280 | GT1 (29.4) | 55544 GT1 | 29.4
OR | Klamath Generation Peakers | 55544 | GT2 |  | 2023 | ARP | 610050 | 10 |  | Klamath County | OR035 | 35 | Electric Utility | 42.1727 | -121.8144 | Klamath Energy, LLC (Owner),Klamath Energy, LLC (Operator) | Phase 2 |  | Combustion turbine | Pipeline Natural Gas |  |  | Water Injection |  |  | 2002-05-01 | Operating | 280 | GT2 (29.4) | 55544 GT2 | 29.4
OR | Klamath Generation Peakers | 55544 | GT3 |  | 2023 | ARP | 610050 | 10 |  | Klamath County | OR035 | 35 | Electric Utility | 42.1727 | -121.8144 | Klamath Energy, LLC (Owner),Klamath Energy, LLC (Operator) | Phase 2 |  | Combustion turbine | Pipeline Natural Gas |  |  | Water Injection |  |  | 2002-05-01 | Operating | 280 | GT3 (29.4) | 55544 GT3 | 29.4
OR | Klamath Generation Peakers | 55544 | GT4 |  | 2023 | ARP | 610050 | 10 |  | Klamath County | OR035 | 35 | Electric Utility | 42.1727 | -121.8144 | Klamath Energy, LLC (Owner),Klamath Energy, LLC (Operator) | Phase 2 |  | Combustion turbine | Pipeline Natural Gas |  |  | Water Injection |  |  | 2002-05-01 | Operating | 280 | GT4 (29.4) | 55544 GT4 | 29.4
WI | McKinley Paper WI Company | 55558 | B06 |  | 2023 | ARP, CSNOX, CSOSG3, CSSO2G1 | 609747 | 5 |  | Outagamie County | WI087 | 87 | Electric Utility | 44.2717 | -88.3011 | Appleton Property Ventures, LLC (Owner),Appleton Property Ventures, LLC (Operator) | Phase 2 |  | Combined cycle | Pipeline Natural Gas |  |  | Water Injection,Selective Catalytic Reduction |  |  | 2002-04-01 | Operating | 587 | GEN2 (5), GEN1 (48) | 55558 B06 | 53 | Y
LA | Perryville Power Station | 55620 | 2024-01-01 |  | 2023 | ARP, CSOSG2E | 609775 (Ended Mar 31, 2023), 610584 (Started Mar 31, 2023) | 6 |  | Ouachita Parish | LA073 | 73 | Electric Utility | 32.6914 | -92.0192 | Entergy Corporation (Owner),Entergy Corporation (Operator) | Phase 2 |  | Combined cycle | Pipeline Natural Gas |  |  | Dry Low NOx Burners,Selective Catalytic Reduction |  |  | 2002-06-15 | Operating | 2280 | ST-1 (237), CT-1 (210.5) | 55620 45292 | 329 | Y
LA | Perryville Power Station | 55620 | 2024-01-02 |  | 2023 | ARP, CSOSG2E | 609775 (Ended Mar 31, 2023), 610584 (Started Mar 31, 2023) | 6 |  | Ouachita Parish | LA073 | 73 | Electric Utility | 32.6914 | -92.0192 | Entergy Corporation (Owner),Entergy Corporation (Operator) | Phase 2 |  | Combined cycle | Pipeline Natural Gas |  |  | Dry Low NOx Burners,Selective Catalytic Reduction |  |  | 2001-11-01 | Operating | 2315 | CT-2 (210.5), ST-1 (237) | 55620 45293 | 329 | Y
LA | Perryville Power Station | 55620 | 2024-02-01 |  | 2023 | ARP, CSOSG2E | 609775 (Ended Mar 31, 2023), 610584 (Started Mar 31, 2023) | 6 |  | Ouachita Parish | LA073 | 73 | Electric Utility | 32.6914 | -92.0192 | Entergy Corporation (Owner),Entergy Corporation (Operator) | Phase 2 |  | Combustion turbine | Pipeline Natural Gas |  |  | Dry Low NOx Burners |  |  | 2001-05-10 | Operating | 2200 | 2-CT (183) | 55620 45323 | 183
UT | West Valley Power Plant | 55622 | U1 |  | 2023 | ARP | 608472 | 8 |  | Salt Lake County | UT035 | 35 | Electric Utility | 40.6663 | -112.031 | Utah Municipal Power Agency (Owner),Utah Municipal Power Agency (Operator) | Phase 2 |  | Combustion turbine | Pipeline Natural Gas |  |  | Water Injection,Selective Catalytic Reduction |  |  | 2002-06-11 | Operating | 545 | U1 (43.4) | 55622 U1 | 43.4 | Y
UT | West Valley Power Plant | 55622 | U2 |  | 2023 | ARP | 608472 | 8 |  | Salt Lake County | UT035 | 35 | Electric Utility | 40.6663 | -112.031 | Utah Municipal Power Agency (Owner),Utah Municipal Power Agency (Operator) | Phase 2 |  | Combustion turbine | Pipeline Natural Gas |  |  | Water Injection,Selective Catalytic Reduction |  |  | 2002-06-12 | Operating | 545 | U2 (43.4) | 55622 U2 | 43.4 | Y
UT | West Valley Power Plant | 55622 | U3 |  | 2023 | ARP | 608472 | 8 |  | Salt Lake County | UT035 | 35 | Electric Utility | 40.6663 | -112.031 | Utah Municipal Power Agency (Owner),Utah Municipal Power Agency (Operator) | Phase 2 |  | Combustion turbine | Pipeline Natural Gas |  |  | Water Injection,Selective Catalytic Reduction |  |  | 2001-10-10 | Operating | 545 | U3 (43.4) | 55622 U3 | 43.4 | Y
UT | West Valley Power Plant | 55622 | U4 |  | 2023 | ARP | 608472 | 8 |  | Salt Lake County | UT035 | 35 | Electric Utility | 40.6663 | -112.031 | Utah Municipal Power Agency (Owner),Utah Municipal Power Agency (Operator) | Phase 2 |  | Combustion turbine | Pipeline Natural Gas |  |  | Water Injection,Selective Catalytic Reduction |  |  | 2001-10-01 | Operating | 545 | U4 (43.4) | 55622 U4 | 43.4 | Y
UT | West Valley Power Plant | 55622 | U5 |  | 2023 | ARP | 608472 | 8 |  | Salt Lake County | UT035 | 35 | Electric Utility | 40.6663 | -112.031 | Utah Municipal Power Agency (Owner),Utah Municipal Power Agency (Operator) | Phase 2 |  | Combustion turbine | Pipeline Natural Gas |  |  | Water Injection,Selective Catalytic Reduction |  |  | 2002-07-25 | Operating | 545 | U5 (43.4) | 55622 U5 | 43.4 | Y
CA | Creed Energy Center | 55625 | UNIT1 |  | 2023 | ARP | 606775 | 9 |  | Solano County | CA095 | 95 | Electric Utility | 38.2419 | -121.8551 | Creed Energy Center, LLC (Owner),Creed Energy Center, LLC (Operator) | Phase 2 |  | Combustion turbine | Pipeline Natural Gas |  |  | Ammonia Injection,Selective Catalytic Reduction |  |  | 2002-12-09 | Operating | 500 | CT1 (47) | 55625 UNIT1 | 47 | Y
CA | Lambie Energy Center | 55626 | UNIT1 |  | 2023 | ARP | 606775 | 9 |  | Solano County | CA095 | 95 | Electric Utility | 38.2216 | -121.8683 | Gilroy Energy Center, LLC (Owner),Gilroy Energy Center, LLC (Operator) | Phase 2 |  | Combustion turbine | Pipeline Natural Gas |  |  | Ammonia Injection,Selective Catalytic Reduction |  |  | 2002-12-07 | Operating | 500 | CT1 (47) | 55626 UNIT1 | 47 | Y
CA | Goose Haven Energy Center | 55627 | UNIT1 |  | 2023 | ARP | 606775 | 9 |  | Solano County | CA095 | 95 | Electric Utility | 38.2271 | -121.844 | Goose Haven Energy Center, LLC (Owner),Goose Haven Energy Center, LLC (Operator) | Phase 2 |  | Combustion turbine | Pipeline Natural Gas |  |  | Water Injection,Ammonia Injection,Selective Catalytic Reduction |  |  | 2002-12-08 | Operating | 500 | CT1 (47) | 55627 UNIT1 | 47 | Y
IL | LSP University Park, LLC | 55640 | CT01 |  | 2023 | ARP, CSNOX, CSOSG3, CSSO2G1 | 605624 | 5 |  | Will County | IL197 | 197 | Electric Utility | 41.4426 | -87.7515 | LSP University Park, LLC (Owner),LSP University Park, LLC (Operator) | Phase 2 |  | Combustion turbine | Pipeline Natural Gas |  |  | Water Injection,Selective Catalytic Reduction |  |  | 2002-06-25 | Operating | 519 | G1 (45) | 55640 CT01 | 45 | Y
IL | LSP University Park, LLC | 55640 | CT02 |  | 2023 | ARP, CSNOX, CSOSG3, CSSO2G1 | 605624 | 5 |  | Will County | IL197 | 197 | Electric Utility | 41.4426 | -87.7515 | LSP University Park, LLC (Owner),LSP University Park, LLC (Operator) | Phase 2 |  | Combustion turbine | Pipeline Natural Gas |  |  | Water Injection,Selective Catalytic Reduction |  |  | 2002-06-25 | Operating | 505 | G2 (45) | 55640 CT02 | 45 | Y
IL | LSP University Park, LLC | 55640 | CT03 |  | 2023 | ARP, CSNOX, CSOSG3, CSSO2G1 | 605624 | 5 |  | Will County | IL197 | 197 | Electric Utility | 41.4426 | -87.7515 | LSP University Park, LLC (Owner),LSP University Park, LLC (Operator) | Phase 2 |  | Combustion turbine | Pipeline Natural Gas |  |  | Water Injection,Selective Catalytic Reduction |  |  | 2002-06-17 | Operating | 517 | G3 (45) | 55640 CT03 | 45 | Y
IL | LSP University Park, LLC | 55640 | CT04 |  | 2023 | ARP, CSNOX, CSOSG3, CSSO2G1 | 605624 | 5 |  | Will County | IL197 | 197 | Electric Utility | 41.4426 | -87.7515 | LSP University Park, LLC (Owner),LSP University Park, LLC (Operator) | Phase 2 |  | Combustion turbine | Pipeline Natural Gas |  |  | Water Injection,Selective Catalytic Reduction |  |  | 2002-06-18 | Operating | 505 | G4 (45) | 55640 CT04 | 45 | Y
IL | LSP University Park, LLC | 55640 | CT05 |  | 2023 | ARP, CSNOX, CSOSG3, CSSO2G1 | 605624 | 5 |  | Will County | IL197 | 197 | Electric Utility | 41.4426 | -87.7515 | LSP University Park, LLC (Owner),LSP University Park, LLC (Operator) | Phase 2 |  | Combustion turbine | Pipeline Natural Gas |  |  | Water Injection,Selective Catalytic Reduction |  |  | 2002-06-12 | Operating | 505 | G5 (45) | 55640 CT05 | 45 | Y
IL | LSP University Park, LLC | 55640 | CT06 |  | 2023 | ARP, CSNOX, CSOSG3, CSSO2G1 | 605624 | 5 |  | Will County | IL197 | 197 | Electric Utility | 41.4426 | -87.7515 | LSP University Park, LLC (Owner),LSP University Park, LLC (Operator) | Phase 2 |  | Combustion turbine | Pipeline Natural Gas |  |  | Water Injection,Selective Catalytic Reduction |  |  | 2002-06-14 | Operating | 505 | G6 (45) | 55640 CT06 | 45 | Y
IL | LSP University Park, LLC | 55640 | CT07 |  | 2023 | ARP, CSNOX, CSOSG3, CSSO2G1 | 605624 | 5 |  | Will County | IL197 | 197 | Electric Utility | 41.4426 | -87.7515 | LSP University Park, LLC (Owner),LSP University Park, LLC (Operator) | Phase 2 |  | Combustion turbine | Pipeline Natural Gas |  |  | Water Injection,Selective Catalytic Reduction |  |  | 2002-06-25 | Operating | 505 | G7 (45) | 55640 CT07 | 45 | Y
IL | LSP University Park, LLC | 55640 | CT08 |  | 2023 | ARP, CSNOX, CSOSG3, CSSO2G1 | 605624 | 5 |  | Will County | IL197 | 197 | Electric Utility | 41.4426 | -87.7515 | LSP University Park, LLC (Owner),LSP University Park, LLC (Operator) | Phase 2 |  | Combustion turbine | Pipeline Natural Gas |  |  | Water Injection,Selective Catalytic Reduction |  |  | 2002-06-28 | Operating | 505 | G8 (45) | 55640 CT08 | 45 | Y
IL | LSP University Park, LLC | 55640 | CT09 |  | 2023 | ARP, CSNOX, CSOSG3, CSSO2G1 | 605624 | 5 |  | Will County | IL197 | 197 | Electric Utility | 41.4426 | -87.7515 | LSP University Park, LLC (Owner),LSP University Park, LLC (Operator) | Phase 2 |  | Combustion turbine | Pipeline Natural Gas |  |  | Water Injection,Selective Catalytic Reduction |  |  | 2002-06-28 | Operating | 505 | G9 (45) | 55640 CT09 | 45 | Y
IL | LSP University Park, LLC | 55640 | CT10 |  | 2023 | ARP, CSNOX, CSOSG3, CSSO2G1 | 605624 | 5 |  | Will County | IL197 | 197 | Electric Utility | 41.4426 | -87.7515 | LSP University Park, LLC (Owner),LSP University Park, LLC (Operator) | Phase 2 |  | Combustion turbine | Pipeline Natural Gas |  |  | Water Injection,Selective Catalytic Reduction |  |  | 2002-07-01 | Operating | 505 | G10 (45) | 55640 CT10 | 45 | Y
IL | LSP University Park, LLC | 55640 | CT11 |  | 2023 | ARP, CSNOX, CSOSG3, CSSO2G1 | 605624 | 5 |  | Will County | IL197 | 197 | Electric Utility | 41.4426 | -87.7515 | LSP University Park, LLC (Owner),LSP University Park, LLC (Operator) | Phase 2 |  | Combustion turbine | Pipeline Natural Gas |  |  | Water Injection,Selective Catalytic Reduction |  |  | 2002-07-11 | Operating | 505 | G11 (45) | 55640 CT11 | 45 | Y
IL | LSP University Park, LLC | 55640 | CT12 |  | 2023 | ARP, CSNOX, CSOSG3, CSSO2G1 | 605624 | 5 |  | Will County | IL197 | 197 | Electric Utility | 41.4426 | -87.7515 | LSP University Park, LLC (Owner),LSP University Park, LLC (Operator) | Phase 2 |  | Combustion turbine | Pipeline Natural Gas |  |  | Water Injection,Selective Catalytic Reduction |  |  | 2002-07-22 | Operating | 564.3 | G12 (45) | 55640 CT12 | 45 | Y
WI | Riverside Energy Center | 55641 | CT-01 |  | 2023 | ARP, CSNOX, CSOSG3, CSSO2G1 | 608055 | 5 | MAIN | Rock County | WI105 | 105 | Electric Utility | 42.5835 | -89.0351 | Wisconsin Power & Light Company (Owner),Wisconsin Power & Light Company (Operator) | Phase 2 |  | Combined cycle | Pipeline Natural Gas |  |  | Dry Low NOx Burners,Selective Catalytic Reduction |  |  | 2004-03-17 | Operating | 2362.5 | CTG1 (198), STG1 (299.7) | 55641 CT-01 | 347.85 | Y
WI | Riverside Energy Center | 55641 | CT-02 |  | 2023 | ARP, CSNOX, CSOSG3, CSSO2G1 | 608055 | 5 | MAIN | Rock County | WI105 | 105 | Electric Utility | 42.5835 | -89.0351 | Wisconsin Power & Light Company (Owner),Wisconsin Power & Light Company (Operator) | Phase 2 |  | Combined cycle | Pipeline Natural Gas |  |  | Dry Low NOx Burners,Selective Catalytic Reduction |  |  | 2004-03-17 | Operating | 2362.5 | STG1 (299.7), CTG2 (198) | 55641 CT-02 | 347.85 | Y
WI | Riverside Energy Center | 55641 | CT-03 |  | 2023 | ARP, CSNOX, CSOSG3, CSSO2G1, NSPS4T | 608055 | 5 | MAIN | Rock County | WI105 | 105 | Electric Utility | 42.5835 | -89.0351 | Wisconsin Power & Light Company (Owner),Central Wisconsin Electric Cooperative (Owner),Adams-Columbia Electric Cooperative (Owner),Rock Energy Cooperative (Owner),Wisconsin Power & Light Company (Operator) | Phase 2 |  | Combined cycle | Pipeline Natural Gas |  |  | Dry Low NOx Burners,Selective Catalytic Reduction |  |  | 2019-10-26 | Operating | 2524 | STG2 (260.1), CTG3 (232.9) | 55641 CT-03 | 362.95 | Y
WI | Riverside Energy Center | 55641 | CT-04 |  | 2023 | ARP, CSNOX, CSOSG3, CSSO2G1, NSPS4T | 608055 | 5 | MAIN | Rock County | WI105 | 105 | Electric Utility | 42.5835 | -89.0351 | Wisconsin Power & Light Company (Owner),Central Wisconsin Electric Cooperative (Owner),Adams-Columbia Electric Cooperative (Owner),Rock Energy Cooperative (Owner),Wisconsin Power & Light Company (Operator) | Phase 2 |  | Combined cycle | Pipeline Natural Gas |  |  | Dry Low NOx Burners,Selective Catalytic Reduction |  |  | 2019-11-15 | Operating | 2568 | CTG4 (232.9), STG2 (260.1) | 55641 CT-04 | 362.95 | Y
CO | Blue Spruce Energy Center | 55645 | CT-01 |  | 2023 | ARP | 608791 | 8 |  | Adams County | CO001 | 1 | Electric Utility | 39.7436 | -104.68 | Public Service Company of Colorado (Owner),Public Service Company of Colorado (Operator) | Phase 2 |  | Combustion turbine | Pipeline Natural Gas | Diesel Oil |  | Dry Low NOx Burners,Water Injection |  |  | 2003-01-01 | Operating | 2707 | CT01 (145) | 55645 CT-01 | 145
CO | Blue Spruce Energy Center | 55645 | CT-02 |  | 2023 | ARP | 608791 | 8 |  | Adams County | CO001 | 1 | Electric Utility | 39.7436 | -104.68 | Public Service Company of Colorado (Owner),Public Service Company of Colorado (Operator) | Phase 2 |  | Combustion turbine | Pipeline Natural Gas | Diesel Oil |  | Dry Low NOx Burners,Water Injection |  |  | 2003-04-01 | Operating | 2707 | CT02 (145) | 55645 CT-02 | 145
OK | Spring Creek Power Plant | 55651 | CT-01 |  | 2023 | ARP, CSOSG2 | 605879 | 6 |  | Logan County | OK083 | 83 | Electric Utility | 35.7422 | -97.655 | Evergy, Inc. (Owner),Evergy, Inc. (Operator) | Phase 2 |  | Combustion turbine | Pipeline Natural Gas |  |  | Dry Low NOx Burners |  |  | 2001-05-01 | Operating | 1200 | CT01 (80) | 55651 CT-01 | 80
OK | Spring Creek Power Plant | 55651 | CT-02 |  | 2023 | ARP, CSOSG2 | 605879 | 6 |  | Logan County | OK083 | 83 | Electric Utility | 35.7422 | -97.655 | Evergy, Inc. (Owner),Evergy, Inc. (Operator) | Phase 2 |  | Combustion turbine | Pipeline Natural Gas |  |  | Dry Low NOx Burners |  |  | 2001-05-01 | Operating | 1200 | CT02 (80) | 55651 CT-02 | 80
OK | Spring Creek Power Plant | 55651 | CT-03 |  | 2023 | ARP, CSOSG2 | 605879 | 6 |  | Logan County | OK083 | 83 | Electric Utility | 35.7422 | -97.655 | Evergy, Inc. (Owner),Evergy, Inc. (Operator) | Phase 2 |  | Combustion turbine | Pipeline Natural Gas |  |  | Dry Low NOx Burners |  |  | 2001-05-15 | Operating | 1200 | CT03 (80) | 55651 CT-03 | 80
OK | Spring Creek Power Plant | 55651 | CT-04 |  | 2023 | ARP, CSOSG2 | 605879 | 6 |  | Logan County | OK083 | 83 | Electric Utility | 35.7422 | -97.655 | Evergy, Inc. (Owner),Evergy, Inc. (Operator) | Phase 2 |  | Combustion turbine | Pipeline Natural Gas |  |  | Dry Low NOx Burners |  |  | 2001-05-29 | Operating | 1200 | CT04 (80) | 55651 CT-04 | 80
PA | Chambersburg Units 12 & 13 | 55654 | 12 |  | 2023 | ARP, CSNOX, CSOSG3, CSSO2G1, RGGI | 605624 | 3 |  | Franklin County | PA055 | 55 | Electric Utility | 39.8668 | -77.6859 | Chambersburg Energy, LLC (Owner),Chambersburg Energy, LLC (Operator) | Phase 2 |  | Combustion turbine | Pipeline Natural Gas |  |  | Water Injection |  |  | 2001-12-01 | Operating | 510 | UN12 (44) | 55654 12 | 44
PA | Chambersburg Units 12 & 13 | 55654 | 13 |  | 2023 | ARP, CSNOX, CSOSG3, CSSO2G1, RGGI | 605624 | 3 |  | Franklin County | PA055 | 55 | Electric Utility | 39.8668 | -77.6859 | Chambersburg Energy, LLC (Owner),Chambersburg Energy, LLC (Operator) | Phase 2 |  | Combustion turbine | Pipeline Natural Gas |  |  | Water Injection |  |  | 2001-12-01 | Operating | 510 | UN13 (44) | 55654 13 | 44
CA | Pastoria Energy Facility | 55656 | CT001 |  | 2023 | ARP | 603395 | 9 |  | Kern County | CA029 | 29 | Electric Utility | 34.9556 | -118.844 | Pastoria Energy Facility, LLC (Owner),Pastoria Energy Facility, LLC (Operator) | Phase 2 |  | Combined cycle | Pipeline Natural Gas |  |  | Dry Low NOx Burners,Selective Catalytic Reduction |  |  | 2005-05-04 | Operating | 1981 | CT01 (168), ST03 (185) | 55656 CT001 | 260.5 | Y
CA | Pastoria Energy Facility | 55656 | CT002 |  | 2023 | ARP | 603395 | 9 |  | Kern County | CA029 | 29 | Electric Utility | 34.9556 | -118.844 | Pastoria Energy Facility, LLC (Owner),Pastoria Energy Facility, LLC (Operator) | Phase 2 |  | Combined cycle | Pipeline Natural Gas |  |  | Dry Low NOx Burners,Selective Catalytic Reduction |  |  | 2005-04-30 | Operating | 2061 | ST03 (185), CT02 (168) | 55656 CT002 | 260.5 | Y
CA | Pastoria Energy Facility | 55656 | CT004 |  | 2023 | ARP | 603395 | 9 |  | Kern County | CA029 | 29 | Electric Utility | 34.9556 | -118.844 | Pastoria Energy Facility, LLC (Owner),Pastoria Energy Facility, LLC (Operator) | Phase 2 |  | Combined cycle | Pipeline Natural Gas |  |  | Dry Low NOx Burners,Selective Catalytic Reduction |  |  | 2005-02-17 | Operating | 2061 | ST05 (90), CT04 (168) | 55656 CT004 | 258 | Y
NH | Newington Energy | 55661 | 1 |  | 2023 | ARP, NHNOX, RGGI | 609347 | 1 |  | Rockingham County | NH015 | 15 | Electric Utility | 43.1047 | -70.8044 | Essential Power Newington, LLC (Owner),Essential Power Newington, LLC (Operator) | Phase 2 |  | Combined cycle | Pipeline Natural Gas | Diesel Oil |  | Dry Low NOx Burners,Water Injection,Ammonia Injection,Selective Catalytic Reduction |  |  | 2002-06-22 | Operating | 2395 | GT-1 (185.6), ST (234.3) | 55661 1 | 302.75 | Y
NH | Newington Energy | 55661 | 2 |  | 2023 | ARP, NHNOX, RGGI | 609347 | 1 |  | Rockingham County | NH015 | 15 | Electric Utility | 43.1047 | -70.8044 | Essential Power Newington, LLC (Owner),Essential Power Newington, LLC (Operator) | Phase 2 |  | Combined cycle | Pipeline Natural Gas | Diesel Oil |  | Dry Low NOx Burners,Water Injection,Ammonia Injection,Selective Catalytic Reduction |  |  | 2002-06-22 | Operating | 2395 | ST (234.3), GT-2 (185.6) | 55661 2 | 302.75 | Y
WA | Chehalis Generation Facility | 55662 | CT1 |  | 2023 | ARP | 609068 | 10 | WECC | Lewis County | WA041 | 41 | Electric Utility | 46.6226 | -122.9145 | Pacificorp Energy Generation (Owner),Pacificorp Energy Generation (Operator) | Phase 2 |  | Combined cycle | Natural Gas |  |  | Dry Low NOx Burners,Water Injection,Selective Catalytic Reduction |  |  | 2003-06-13 | Operating | 2067 | CT1 (171.8), CA (195.5) | 55662 CT1 | 269.55 | Y
WA | Chehalis Generation Facility | 55662 | CT2 |  | 2023 | ARP | 609068 | 10 | WECC | Lewis County | WA041 | 41 | Electric Utility | 46.6226 | -122.9145 | Pacificorp Energy Generation (Owner),Pacificorp Energy Generation (Operator) | Phase 2 |  | Combined cycle | Natural Gas |  |  | Dry Low NOx Burners,Water Injection,Selective Catalytic Reduction |  |  | 2003-06-05 | Operating | 2067 | CT2 (171.8), CA (195.5) | 55662 CT2 | 269.55 | Y
TX | Harrison County Power Project | 55664 | GT-1 |  | 2023 | ARP, CSOSG2 | 609775 (Ended Mar 31, 2023), 610584 (Started Mar 31, 2023)(Ended Jul 25, 2023), 610734 (Started Jul 25, 2023) | 6 |  | Harrison County | TX203 | 203 | Electric Utility | 32.3958 | -94.4361 | Northeast Texas Electric Cooperative (Owner),East Texas Electric Cooperative, Inc. (Owner),ENTERGY POWER OPERATIONS U.S. (Operator) (Ended Jul 25, 2023),NRG Energy Services (Operator) (Started Jul 25, 2023) | Phase 2 |  | Combined cycle | Pipeline Natural Gas |  |  | Dry Low NOx Burners,Selective Catalytic Reduction |  |  | 2003-07-01 | Operating | 2201 | GT-1 (170), ST-1 (230), | 55664 GT-1 | 285 | Y
TX | Harrison County Power Project | 55664 | GT-2 |  | 2023 | ARP, CSOSG2 | 609775 (Ended Mar 31, 2023), 610584 (Started Mar 31, 2023)(Ended Jul 25, 2023), 610734 (Started Jul 25, 2023) | 6 |  | Harrison County | TX203 | 203 | Electric Utility | 32.3958 | -94.4361 | Northeast Texas Electric Cooperative (Owner),East Texas Electric Cooperative, Inc. (Owner),ENTERGY POWER OPERATIONS U.S. (Operator) (Ended Jul 25, 2023),NRG Energy Services (Operator) (Started Jul 25, 2023) | Phase 2 |  | Combined cycle | Pipeline Natural Gas |  |  | Dry Low NOx Burners,Selective Catalytic Reduction |  |  | 2003-07-01 | Operating | 2500 | ST-1 (230), GT-2 (170) | 55664 GT-2 | 285 | Y
PA | Lower Mount Bethel Energy, LLC | 55667 | CT01 |  | 2023 | ARP, CSNOX, CSOSG3, CSSO2G1, RGGI | 601710 | 3 |  | Northampton County | PA095 | 95 | Electric Utility | 40.8011 | -75.105 | LMBE Project Company LLC (Owner),Lower Mount Bethel Energy, LLC (Operator) | Phase 2 |  | Combined cycle | Pipeline Natural Gas |  |  | Dry Low NOx Burners,Selective Catalytic Reduction |  |  | 2003-11-24 | Operating | 2400 | G3 (228.6), G1 (213) | 55667 CT01 | 327.3 | Y
PA | Lower Mount Bethel Energy, LLC | 55667 | CT02 |  | 2023 | ARP, CSNOX, CSOSG3, CSSO2G1, RGGI | 601710 | 3 |  | Northampton County | PA095 | 95 | Electric Utility | 40.8011 | -75.105 | LMBE Project Company LLC (Owner),Lower Mount Bethel Energy, LLC (Operator) | Phase 2 |  | Combined cycle | Pipeline Natural Gas |  |  | Dry Low NOx Burners,Selective Catalytic Reduction |  |  | 2003-12-15 | Operating | 2400 | G2 (213), G3 (228.6) | 55667 CT02 | 327.3 | Y
GA | AL Sandersville Energy Facility | 55672 | CT1 |  | 2023 | ARP, CSNOX, CSOSG1, CSSO2G2 | 606323 | 4 |  | Washington County | GA303 | 303 | Electric Utility | 33.1189 | -82.8608 | AL Sandersville LLC (Owner),AL Sandersville LLC (Operator) | Phase 2 |  | Combustion turbine | Pipeline Natural Gas |  |  | Dry Low NOx Burners |  |  | 2002-05-24 | Operating | 1150 | CT1 (86.53) | 55672 CT1 | 86.53
GA | AL Sandersville Energy Facility | 55672 | CT2 |  | 2023 | ARP, CSNOX, CSOSG1, CSSO2G2 | 606323 | 4 |  | Washington County | GA303 | 303 | Electric Utility | 33.1189 | -82.8608 | AL Sandersville LLC (Owner),AL Sandersville LLC (Operator) | Phase 2 |  | Combustion turbine | Pipeline Natural Gas |  |  | Dry Low NOx Burners |  |  | 2002-05-24 | Operating | 1150 | CT2 (86.53) | 55672 CT2 | 86.53
GA | AL Sandersville Energy Facility | 55672 | CT3 |  | 2023 | ARP, CSNOX, CSOSG1, CSSO2G2 | 606323 | 4 |  | Washington County | GA303 | 303 | Electric Utility | 33.1189 | -82.8608 | AL Sandersville LLC (Owner),AL Sandersville LLC (Operator) | Phase 2 |  | Combustion turbine | Pipeline Natural Gas |  |  | Dry Low NOx Burners |  |  | 2002-05-25 | Operating | 1150 | CT3 (86.53) | 55672 CT3 | 86.53
GA | AL Sandersville Energy Facility | 55672 | CT4 |  | 2023 | ARP, CSNOX, CSOSG1, CSSO2G2 | 606323 | 4 |  | Washington County | GA303 | 303 | Electric Utility | 33.1189 | -82.8608 | AL Sandersville LLC (Owner),AL Sandersville LLC (Operator) | Phase 2 |  | Combustion turbine | Pipeline Natural Gas |  |  | Dry Low NOx Burners |  |  | 2002-05-25 | Operating | 1150 | CT4 (86.53) | 55672 CT4 | 86.53
GA | AL Sandersville Energy Facility | 55672 | CT5 |  | 2023 | ARP, CSNOX, CSOSG1, CSSO2G2 | 606323 | 4 |  | Washington County | GA303 | 303 | Electric Utility | 33.1189 | -82.8608 | AL Sandersville LLC (Owner),AL Sandersville LLC (Operator) | Phase 2 |  | Combustion turbine | Pipeline Natural Gas |  |  | Dry Low NOx Burners |  |  | 2002-06-06 | Operating | 1150 | CT5 (86.53) | 55672 CT5 | 86.53
GA | AL Sandersville Energy Facility | 55672 | CT6 |  | 2023 | ARP, CSNOX, CSOSG1, CSSO2G2 | 606323 | 4 |  | Washington County | GA303 | 303 | Electric Utility | 33.1189 | -82.8608 | AL Sandersville LLC (Owner),AL Sandersville LLC (Operator) | Phase 2 |  | Combustion turbine | Pipeline Natural Gas |  |  | Dry Low NOx Burners |  |  | 2002-06-06 | Operating | 1150 | CT6 (86.53) | 55672 CT6 | 86.53
GA | AL Sandersville Energy Facility | 55672 | CT7 |  | 2023 | ARP, CSNOX, CSOSG1, CSSO2G2 | 606323 | 4 |  | Washington County | GA303 | 303 | Electric Utility | 33.1189 | -82.8608 | AL Sandersville LLC (Owner),AL Sandersville LLC (Operator) | Phase 2 |  | Combustion turbine | Pipeline Natural Gas |  |  | Dry Low NOx Burners |  |  | 2002-06-13 | Operating | 1150 | CT7 (86.53) | 55672 CT7 | 86.53
GA | AL Sandersville Energy Facility | 55672 | CT8 |  | 2023 | ARP, CSNOX, CSOSG1, CSSO2G2 | 606323 | 4 |  | Washington County | GA303 | 303 | Electric Utility | 33.1189 | -82.8608 | AL Sandersville LLC (Owner),AL Sandersville LLC (Operator) | Phase 2 |  | Combustion turbine | Pipeline Natural Gas |  |  | Dry Low NOx Burners |  |  | 2002-06-19 | Operating | 1150 | CT8 (86.53) | 55672 CT8 | 86.53
NV | Walter M. Higgins III Generating Station | 55687 | BHG1 |  | 2023 | ARP | 610268 | 9 |  | Clark County | NV003 | 3 | Electric Utility | 35.6139 | -115.3561 | NV Energy (Owner),NV Energy (Operator) | Phase 2 |  | Combined cycle | Pipeline Natural Gas |  |  | Dry Low NOx Burners |  |  | 2003-09-01 | Operating | 2500 | A01 (178) ST1 (332.4) | 55687 BHG1 | 344.2
NV | Walter M. Higgins III Generating Station | 55687 | BHG2 |  | 2023 | ARP | 610268 | 9 |  | Clark County | NV003 | 3 | Electric Utility | 35.6139 | -115.3561 | NV Energy (Owner),NV Energy (Operator) | Phase 2 |  | Combined cycle | Pipeline Natural Gas |  |  | Dry Low NOx Burners |  |  | 2003-09-01 | Operating | 2500 | ST1 (332.4), A02 (178) | 55687 BHG2 | 344.2
PA | Bethlehem Power Plant | 55690 | 1 |  | 2023 | ARP, CSNOX, CSOSG3, CSSO2G1, RGGI | 609728 | 3 |  | Northampton County | PA095 | 95 | Electric Utility | 40.6175 | -75.3147 | Calpine Bethlehem, LLC (Owner),Calpine Operating Services Company, Inc. (Operator) | Phase 2 |  | Combined cycle | Pipeline Natural Gas | Diesel Oil |  | Water Injection,Overfire Air,Selective Catalytic Reduction |  |  | 2002-08-01 | Operating | 1690 | CTG1 (140), STG4 (230) | 55690 1 | 216.6667 | Y
PA | Bethlehem Power Plant | 55690 | 2 |  | 2023 | ARP, CSNOX, CSOSG3, CSSO2G1, RGGI | 609728 | 3 |  | Northampton County | PA095 | 95 | Electric Utility | 40.6175 | -75.3147 | Calpine Bethlehem, LLC (Owner),Calpine Operating Services Company, Inc. (Operator) | Phase 2 |  | Combined cycle | Pipeline Natural Gas | Diesel Oil |  | Water Injection,Overfire Air,Selective Catalytic Reduction |  |  | 2002-09-01 | Operating | 1690 | STG4 (230), CTG2 (140) | 55690 2 | 216.6667 | Y
PA | Bethlehem Power Plant | 55690 | 3 |  | 2023 | ARP, CSNOX, CSOSG3, CSSO2G1, RGGI | 609728 | 3 |  | Northampton County | PA095 | 95 | Electric Utility | 40.6175 | -75.3147 | Calpine Bethlehem, LLC (Owner),Calpine Operating Services Company, Inc. (Operator) | Phase 2 |  | Combined cycle | Pipeline Natural Gas | Diesel Oil |  | Water Injection,Overfire Air,Selective Catalytic Reduction |  |  | 2002-10-01 | Operating | 1690 | STG4 (230), CTG3 (140) | 55690 3 | 216.6667 | Y
PA | Bethlehem Power Plant | 55690 | 5 |  | 2023 | ARP, CSNOX, CSOSG3, CSSO2G1, RGGI | 609728 | 3 |  | Northampton County | PA095 | 95 | Electric Utility | 40.6175 | -75.3147 | Calpine Bethlehem, LLC (Owner),Calpine Operating Services Company, Inc. (Operator) | Phase 2 |  | Combined cycle | Pipeline Natural Gas | Diesel Oil |  | Water Injection,Overfire Air,Selective Catalytic Reduction |  |  | 2002-11-01 | Operating | 2047 | STG8 (230), CTG5 (140) | 55690 5 | 216.6667 | Y
PA | Bethlehem Power Plant | 55690 | 6 |  | 2023 | ARP, CSNOX, CSOSG3, CSSO2G1, RGGI | 609728 | 3 |  | Northampton County | PA095 | 95 | Electric Utility | 40.6175 | -75.3147 | Calpine Bethlehem, LLC (Owner),Calpine Operating Services Company, Inc. (Operator) | Phase 2 |  | Combined cycle | Pipeline Natural Gas | Diesel Oil |  | Water Injection,Overfire Air,Selective Catalytic Reduction |  |  | 2002-12-01 | Operating | 1690 | CTG6 (140), STG8 (230) | 55690 6 | 216.6667 | Y
PA | Bethlehem Power Plant | 55690 | 7 |  | 2023 | ARP, CSNOX, CSOSG3, CSSO2G1, RGGI | 609728 | 3 |  | Northampton County | PA095 | 95 | Electric Utility | 40.6175 | -75.3147 | Calpine Bethlehem, LLC (Owner),Calpine Operating Services Company, Inc. (Operator) | Phase 2 |  | Combined cycle | Pipeline Natural Gas | Diesel Oil |  | Water Injection,Overfire Air,Selective Catalytic Reduction |  |  | 2003-01-01 | Operating | 1690 | STG8 (230), CTG7 (140) | 55690 7 | 216.6667 | Y
MS | Ackerman Combined Cycle Plant | 55694 | AA-001 |  | 2023 | ARP, CSOSG2 | 609315 | 4 |  | Choctaw County | MS019 | 19 | Electric Utility | 33.38 | -89.2091 | Tennessee Valley Authority (Owner),Tennessee Valley Authority (Operator) | Phase 2 |  | Combined cycle | Pipeline Natural Gas |  |  | Dry Low NOx Burners,Selective Catalytic Reduction |  |  | 2006-06-09 | Operating | 2957 | CT1 (270), ST1 (310.5) | 55694 AA-001 | 425.25 | Y
MS | Ackerman Combined Cycle Plant | 55694 | AA-002 |  | 2023 | ARP, CSOSG2 | 609315 | 4 |  | Choctaw County | MS019 | 19 | Electric Utility | 33.38 | -89.2091 | Tennessee Valley Authority (Owner),Tennessee Valley Authority (Operator) | Phase 2 |  | Combined cycle | Pipeline Natural Gas |  |  | Dry Low NOx Burners,Selective Catalytic Reduction |  |  | 2006-11-02 | Operating | 2957 | ST1 (310.5), CT2 (270) | 55694 AA-002 | 425.25 | Y
CA | Hanford Energy Park Peaker | 55698 | HEP1 |  | 2023 | ARP | 609325 | 9 |  | Kings County | CA031 | 31 | Electric Utility | 36.2689 | -119.6469 | MRP San Joaquin Energy (Owner),MRP San Joaquin Energy (Operator) | Phase 2 |  | Combustion turbine | Pipeline Natural Gas |  |  | Water Injection,Selective Catalytic Reduction |  |  | 2001-09-01 | Operating | 540 | HEP1 (46.1) | 55698 HEP1 | 46.1 | Y
CA | Hanford Energy Park Peaker | 55698 | HEP2 |  | 2023 | ARP | 609325 | 9 |  | Kings County | CA031 | 31 | Electric Utility | 36.2689 | -119.6469 | MRP San Joaquin Energy (Owner),MRP San Joaquin Energy (Operator) | Phase 2 |  | Combustion turbine | Pipeline Natural Gas |  |  | Water Injection,Selective Catalytic Reduction |  |  | 2001-09-01 | Operating | 540 | HEP2 (46.1) | 55698 HEP2 | 46.1 | Y
NY | Bayswater Peaking Facility | 55699 | 1 |  | 2023 | ARP, CSNOX, CSOSG3, CSSO2G1, RGGI | 609773 (Ended Apr 06, 2023), 609382 (Started Apr 06, 2023)(Ended Oct 20, 2023), 604966 (Started Oct 20, 2023) | 2 |  | Queens County | NY081 | 81 | Electric Utility | 40.6106 | -73.7614 | Bayswater Peaking Facility, LLC (Owner),Bayswater Peaking Facility, LLC (Operator) | Phase 2 |  | Combustion turbine | Pipeline Natural Gas |  |  | Selective Catalytic Reduction,Water Injection |  |  | 2002-07-01 | Operating | 680 | 1 (60.5) | 55699 1 | 60.5 | Y
NY | Bayswater Peaking Facility | 55699 | 2 |  | 2023 | ARP, CSNOX, CSOSG3, CSSO2G1, RGGI | 609773 (Ended Apr 06, 2023), 609382 (Started Apr 06, 2023)(Ended Oct 20, 2023), 604966 (Started Oct 20, 2023) | 2 |  | Queens County | NY081 | 81 | Electric Utility | 40.6106 | -73.7614 | Jamaica Bay Peaking Facility, LLC (Owner),Jamaica Bay Peaking Facility, LLC (Operator) | Phase 2 |  | Combustion turbine | Diesel Oil | Pipeline Natural Gas |  | Water Injection,Selective Catalytic Reduction |  |  | 2003-07-02 | Operating | 680 | 2 (60.5) | 55699 2 | 60.5 | Y
WA | Mint Farm Generating Station | 55700 | CTG1 |  | 2023 | ARP | 610011 | 10 |  | Cowlitz County | WA015 | 15 | Electric Utility | 46.1403 | -122.9842 | Puget Sound Energy, Inc. (Owner),Puget Sound Energy, Inc. (Operator) | Phase 2 |  | Combined cycle | Natural Gas |  |  | Dry Low NOx Burners,Selective Catalytic Reduction |  |  | 2008-01-06 | Operating | 2735 | CTG1 (186), 1STG (133) | 55700 CTG1 | 319 | Y
OH | Fremont Energy Center | 55701 | CT01 |  | 2023 | ARP, CSNOX, CSOSG3, CSSO2G1 | 610414 | 5 | ECAR | Sandusky County | OH143 | 143 | Electric Utility | 41.3781 | -83.1647 | American Municipal Power - Ohio (Owner),American Municipal Power - Ohio (Operator) | Phase 2 |  | Combined cycle | Pipeline Natural Gas |  |  | Dry Low NOx Burners,Ammonia Injection,Selective Catalytic Reduction,Steam Injection |  |  | 2010-09-25 | Operating | 2990 | CT01 (190.4), CA01 (358.7) | 55701 CT01 | 369.75 | Y
OH | Fremont Energy Center | 55701 | CT02 |  | 2023 | ARP, CSNOX, CSOSG3, CSSO2G1 | 610414 | 5 | ECAR | Sandusky County | OH143 | 143 | Electric Utility | 41.3781 | -83.1647 | American Municipal Power - Ohio (Owner),American Municipal Power - Ohio (Operator) | Phase 2 |  | Combined cycle | Pipeline Natural Gas |  |  | Dry Low NOx Burners,Ammonia Injection,Selective Catalytic Reduction,Steam Injection |  |  | 2010-10-04 | Operating | 2990 | CA01 (358.7), CT02 (190.4) | 55701 CT02 | 369.75 | Y
MS | Choctaw County | 55706 | CTG1 |  | 2023 | ARP, CSOSG2 | 609775 (Ended Mar 31, 2023), 610584 (Started Mar 31, 2023) | 4 |  | Choctaw County | MS019 | 19 | Electric Utility | 33.2881 | -89.4201 | Entergy Corporation (Owner),Entergy Corporation (Operator) | Phase 2 |  | Combined cycle | Pipeline Natural Gas |  |  | Dry Low NOx Burners,Selective Catalytic Reduction |  |  | 2003-06-05 | Operating | 2800 | CTG1 (179), STG1 (362) | 55706 CTG1 | 299.6667 | Y
MS | Choctaw County | 55706 | CTG2 |  | 2023 | ARP, CSOSG2 | 609775 (Ended Mar 31, 2023), 610584 (Started Mar 31, 2023) | 4 |  | Choctaw County | MS019 | 19 | Electric Utility | 33.2881 | -89.4201 | Entergy Corporation (Owner),Entergy Corporation (Operator) | Phase 2 |  | Combined cycle | Pipeline Natural Gas |  |  | Dry Low NOx Burners,Selective Catalytic Reduction |  |  | 2003-06-05 | Operating | 2400 | CTG2 (179), STG1 (362) | 55706 CTG2 | 299.6667 | Y
MS | Choctaw County | 55706 | CTG3 |  | 2023 | ARP, CSOSG2 | 609775 (Ended Mar 31, 2023), 610584 (Started Mar 31, 2023) | 4 |  | Choctaw County | MS019 | 19 | Electric Utility | 33.2881 | -89.4201 | Entergy Corporation (Owner),Entergy Corporation (Operator) | Phase 2 |  | Combined cycle | Pipeline Natural Gas |  |  | Dry Low NOx Burners,Selective Catalytic Reduction |  |  | 2003-06-05 | Operating | 2400 | CTG3 (179), STG1 (362) | 55706 CTG3 | 299.6667 | Y
TX | Nacogdoches Generating Facility | 55708 | BFB-1 |  | 2023 | ARP, CSOSG2 | 605338 | 6 |  | Nacogdoches County | TX347 | 347 | Electric Utility | 31.8326 | -94.9006 | City of Austin (Owner),City of Austin (Operator) | Phase 2 |  | Bubbling fluidized bed boiler | Wood |  |  | Selective Non-catalytic Reduction | Baghouse |  | 2012-05-06 | Operating | 1500 | BFB-1 (115) | 55708 BFB-1 | 115 | Y
PA | Springdale Generating Station (55710) | 55710 | 3 |  | 2023 | ARP, CSNOX, CSOSG3, CSSO2G1, RGGI | 605624 | 3 |  | Allegheny County | PA003 | 3 | Electric Utility | 40.5456 | -79.7669 | Springdale Energy (Owner),Springdale Energy (Operator) | Phase 2 |  | Combined cycle | Pipeline Natural Gas |  |  | Dry Low NOx Burners,Selective Catalytic Reduction |  |  | 2003-07-21 | Operating | 2107 | UNT3 (175), UNT5 (186) | 55710 3 | 268 | Y
PA | Springdale Generating Station (55710) | 55710 | 4 |  | 2023 | ARP, CSNOX, CSOSG3, CSSO2G1, RGGI | 605624 | 3 |  | Allegheny County | PA003 | 3 | Electric Utility | 40.5456 | -79.7669 | Springdale Energy (Owner),Springdale Energy (Operator) | Phase 2 |  | Combined cycle | Pipeline Natural Gas |  |  | Dry Low NOx Burners,Selective Catalytic Reduction |  |  | 2003-07-21 | Operating | 2108 | UNT5 (186), UNT4 (175) | 55710 4 | 268 | Y
AR | Magnet Cove Generating Station | 55714 | SN-01 |  | 2023 | ARP, CSOSG2 | 537 (Ended Aug 22, 2023), 500535 (Started Aug 22, 2023) | 6 | SERC | Hot Spring County | AR059 | 59 | Electric Utility | 34.4304 | -92.8333 | Arkansas Electric Cooperative Corporation (Owner),Arkansas Electric Cooperative Corporation (Operator) | Phase 2 |  | Combined cycle | Pipeline Natural Gas |  |  | Dry Low NOx Burners,Selective Catalytic Reduction |  |  | 2005-05-05 | Operating | 2800 | GT1 (242), ST1 (262) | 55714 SN-01 | 373 | Y
AR | Magnet Cove Generating Station | 55714 | SN-02 |  | 2023 | ARP, CSOSG2 | 537 (Ended Aug 22, 2023), 500535 (Started Aug 22, 2023) | 6 | SERC | Hot Spring County | AR059 | 59 | Electric Utility | 34.4304 | -92.8333 | Arkansas Electric Cooperative Corporation (Owner),Arkansas Electric Cooperative Corporation (Operator) | Phase 2 |  | Combined cycle | Pipeline Natural Gas |  |  | Dry Low NOx Burners,Selective Catalytic Reduction |  |  | 2005-10-17 | Operating | 2800 | ST1 (262), GT2 (242) | 55714 SN-02 | 373 | Y
MI | Dean Peakers | 55718 | 1 |  | 2023 | ARP, CSNOX, CSOSG3, CSSO2G1 | 609535 (Ended Mar 22, 2023), 610607 (Started Mar 22, 2023) | 5 |  | St. Clair County | MI147 | 147 | Electric Utility | 42.774 | -82.4818 | DTE East China, LLC (Owner),DTE East China, LLC (Operator) | Phase 2 |  | Combustion turbine | Pipeline Natural Gas |  |  | Dry Low NOx Burners |  |  | 2002-04-21 | Operating | 1100 | GT1 (89.4) | 55718 1 | 89.4
MI | Dean Peakers | 55718 | 2 |  | 2023 | ARP, CSNOX, CSOSG3, CSSO2G1 | 609535 (Ended Mar 22, 2023), 610607 (Started Mar 22, 2023) | 5 |  | St. Clair County | MI147 | 147 | Electric Utility | 42.774 | -82.4818 | DTE East China, LLC (Owner),DTE East China, LLC (Operator) | Phase 2 |  | Combustion turbine | Pipeline Natural Gas |  |  | Dry Low NOx Burners |  |  | 2002-05-04 | Operating | 1100 | GT2 (89.4) | 55718 2 | 89.4
MI | Dean Peakers | 55718 | 3 |  | 2023 | ARP, CSNOX, CSOSG3, CSSO2G1 | 609535 (Ended Mar 22, 2023), 610607 (Started Mar 22, 2023) | 5 |  | St. Clair County | MI147 | 147 | Electric Utility | 42.774 | -82.4818 | DTE East China, LLC (Owner),DTE East China, LLC (Operator) | Phase 2 |  | Combustion turbine | Pipeline Natural Gas |  |  | Dry Low NOx Burners |  |  | 2002-05-10 | Operating | 1100 | GT3 (89.4) | 55718 3 | 89.4
MI | Dean Peakers | 55718 | 4 |  | 2023 | ARP, CSNOX, CSOSG3, CSSO2G1 | 609535 (Ended Mar 22, 2023), 610607 (Started Mar 22, 2023) | 5 |  | St. Clair County | MI147 | 147 | Electric Utility | 42.774 | -82.4818 | DTE East China, LLC (Owner),DTE East China, LLC (Operator) | Phase 2 |  | Combustion turbine | Pipeline Natural Gas |  |  | Dry Low NOx Burners |  |  | 2002-05-13 | Operating | 1100 | GT4 (89.4) | 55718 4 | 89.4
ID | Bennett Mountain Power Project | 55733 | CT01 |  | 2023 | ARP | 608322 (Ended Oct 31, 2023), 609418 (Started Oct 31, 2023) | 10 | WECC | Elmore County | ID039 | 39 | Electric Utility | 43.147 | -115.6671 | Idaho Power Company (Owner),Idaho Power Company (Operator) | Phase 2 |  | Combustion turbine | Pipeline Natural Gas |  |  | Dry Low NOx Burners |  |  | 2005-02-21 | Operating | 2020 | 1 (173) | 55733 CT01 | 173
OH | Hanging Rock Power Company LLC | 55736 | CTG1 |  | 2023 | ARP, CSNOX, CSOSG3, CSSO2G1 | 603383 | 5 |  | Lawrence County | OH087 | 87 | Electric Utility | 38.5731 | -82.7833 | Hanging Rock Power Company LLC (Owner),Hanging Rock Power Company LLC (Operator) | Phase 2 |  | Combined cycle | Pipeline Natural Gas |  |  | Dry Low NOx Burners,Selective Catalytic Reduction |  |  | 2003-04-03 | Operating | 2750 | 1GT1 (163.5), 1ST (317.1) | 55736 CTG1 | 322.05 | Y
OH | Hanging Rock Power Company LLC | 55736 | CTG2 |  | 2023 | ARP, CSNOX, CSOSG3, CSSO2G1 | 603383 | 5 |  | Lawrence County | OH087 | 87 | Electric Utility | 38.5731 | -82.7833 | Hanging Rock Power Company LLC (Owner),Hanging Rock Power Company LLC (Operator) | Phase 2 |  | Combined cycle | Pipeline Natural Gas |  |  | Dry Low NOx Burners,Selective Catalytic Reduction |  |  | 2003-04-06 | Operating | 2750 | 1GT2 (163.5), 1ST (317.1) | 55736 CTG2 | 322.05 | Y
OH | Hanging Rock Power Company LLC | 55736 | CTG3 |  | 2023 | ARP, CSNOX, CSOSG3, CSSO2G1 | 603383 | 5 |  | Lawrence County | OH087 | 87 | Electric Utility | 38.5731 | -82.7833 | Hanging Rock Power Company LLC (Owner),Hanging Rock Power Company LLC (Operator) | Phase 2 |  | Combined cycle | Pipeline Natural Gas |  |  | Dry Low NOx Burners,Selective Catalytic Reduction |  |  | 2003-06-04 | Operating | 2750 | 2ST (317.1), 2GT1 (163.5) | 55736 CTG3 | 322.05 | Y
OH | Hanging Rock Power Company LLC | 55736 | CTG4 |  | 2023 | ARP, CSNOX, CSOSG3, CSSO2G1 | 603383 | 5 |  | Lawrence County | OH087 | 87 | Electric Utility | 38.5731 | -82.7833 | Hanging Rock Power Company LLC (Owner),Hanging Rock Power Company LLC (Operator) | Phase 2 |  | Combined cycle | Pipeline Natural Gas |  |  | Dry Low NOx Burners,Selective Catalytic Reduction |  |  | 2003-06-15 | Operating | 2750 | 2ST (317.1), 2GT2 (163.5) | 55736 CTG4 | 322.05 | Y
VA | Buchanan Units 1 & 2 | 55738 | 1 |  | 2023 | ARP, CSNOX, CSOSG3, CSSO2G1, RGGI | 605624 | 3 |  | Buchanan County | VA027 | 27 | Electric Utility | 37.1753 | -81.9617 | Buchanan Generation, LLC (Owner),Buchanan Generation, LLC (Operator) | Phase 2 |  | Combustion turbine | Pipeline Natural Gas |  |  | Water Injection |  |  | 2002-07-01 | Operating | 465 | 1 (44) | 55738 1 | 44
VA | Buchanan Units 1 & 2 | 55738 | 2 |  | 2023 | ARP, CSNOX, CSOSG3, CSSO2G1, RGGI | 605624 | 3 |  | Buchanan County | VA027 | 27 | Electric Utility | 37.1753 | -81.9617 | Buchanan Generation, LLC (Owner),Buchanan Generation, LLC (Operator) | Phase 2 |  | Combustion turbine | Pipeline Natural Gas |  |  | Water Injection |  |  | 2002-07-01 | Operating | 449 | 2 (44) | 55738 2 | 44
CA | Los Esteros Critical Energy Facility | 55748 | CTG1 |  | 2023 | ARP | 603807 | 9 |  | Santa Clara County | CA085 | 85 | Electric Utility | 37.425 | -121.9319 | Los Esteros Critical Energy Fac, LLC (Owner),Los Esteros Critical Energy Fac, LLC (Operator) | Phase 2 |  | Combined cycle | Pipeline Natural Gas |  |  | Water Injection,Selective Catalytic Reduction |  |  | 2003-01-18 | Operating | 639 | CAG5 (126.1), CTG1 (55) | 55748 CTG1 | 181.1 | Y
CA | Los Esteros Critical Energy Facility | 55748 | CTG2 |  | 2023 | ARP | 603807 | 9 |  | Santa Clara County | CA085 | 85 | Electric Utility | 37.425 | -121.9319 | Los Esteros Critical Energy Fac, LLC (Owner),Los Esteros Critical Energy Fac, LLC (Operator) | Phase 2 |  | Combined cycle | Pipeline Natural Gas |  |  | Water Injection,Selective Catalytic Reduction |  |  | 2002-12-29 | Operating | 639 | CTG2 (55), CAG5 (126.1) | 55748 CTG2 | 181.1 | Y
CA | Los Esteros Critical Energy Facility | 55748 | CTG3 |  | 2023 | ARP | 603807 | 9 |  | Santa Clara County | CA085 | 85 | Electric Utility | 37.425 | -121.9319 | Los Esteros Critical Energy Fac, LLC (Owner),Los Esteros Critical Energy Fac, LLC (Operator) | Phase 2 |  | Combined cycle | Pipeline Natural Gas |  |  | Water Injection,Selective Catalytic Reduction |  |  | 2002-12-21 | Operating | 639 | CAG5 (126.1), CTG3 (55) | 55748 CTG3 | 181.1 | Y
CA | Los Esteros Critical Energy Facility | 55748 | CTG4 |  | 2023 | ARP | 603807 | 9 |  | Santa Clara County | CA085 | 85 | Electric Utility | 37.425 | -121.9319 | Los Esteros Critical Energy Fac, LLC (Owner),Los Esteros Critical Energy Fac, LLC (Operator) | Phase 2 |  | Combined cycle | Pipeline Natural Gas |  |  | Water Injection,Selective Catalytic Reduction |  |  | 2003-01-11 | Operating | 639 | CTG4 (55), CAG5 (126.1) | 55748 CTG4 | 181.1 | Y
MT | Hardin Generating Station | 55749 | U1 |  | 2023 | ARP, MATS | 605754 | 8 | WECC | Big Horn County | MT003 | 3 | Electric Utility | 45.7578 | -107.6 | Rocky Mountain Power, LLC (Owner),Colorado Energy Management, LLC (Operator) | Phase 2 |  | Dry bottom wall-fired boiler | Coal |  | Dry Lime FGD | Low NOx Burner Technology (Dry Bottom only),Selective Catalytic Reduction | Baghouse |  | 2006-04-14 | Operating | 1670 | UNT1 (121) | 55749 U1 | 121 | Y
NY | Edgewood Energy | 55786 | CT01 |  | 2023 | ARP, CSNOX, CSOSG3, CSSO2G1, RGGI | 607880 (Ended Mar 10, 2023), 610552 (Started Mar 10, 2023) | 2 |  | Suffolk County | NY103 | 103 | Electric Utility | 40.7861 | -73.2931 | J Power USA Development Co, Ltd. (Owner),J Power USA Development Co, Ltd. (Operator) | Phase 2 |  | Combustion turbine | Pipeline Natural Gas |  |  | Water Injection,Selective Catalytic Reduction |  |  | 2002-07-15 | Operating | 480 | CT01 (50) | 55786 CT01 | 50 | Y
NY | Edgewood Energy | 55786 | CT02 |  | 2023 | ARP, CSNOX, CSOSG3, CSSO2G1, RGGI | 607880 (Ended Mar 10, 2023), 610552 (Started Mar 10, 2023) | 2 |  | Suffolk County | NY103 | 103 | Electric Utility | 40.7861 | -73.2931 | J Power USA Development Co, Ltd. (Owner),J Power USA Development Co, Ltd. (Operator) | Phase 2 |  | Combustion turbine | Pipeline Natural Gas |  |  | Water Injection,Selective Catalytic Reduction |  |  | 2002-07-15 | Operating | 480 | CT02 (50) | 55786 CT02 | 50 | Y
NY | Shoreham Energy | 55787 | CT01 |  | 2023 | ARP, CSNOX, CSOSG3, CSSO2G1, RGGI | 607880 (Ended Mar 10, 2023), 610552 (Started Mar 10, 2023) | 2 |  | Suffolk County | NY103 | 103 | Electric Utility | 40.9572 | -72.8664 | J Power USA Development Co, Ltd. (Owner),J Power USA Development Co, Ltd. (Operator) | Phase 2 |  | Combustion turbine | Diesel Oil |  |  | Water Injection,Selective Catalytic Reduction |  |  | 2002-07-20 | Operating | 461 | CT01 (50) | 55787 CT01 | 50 | Y
NY | Shoreham Energy | 55787 | CT02 |  | 2023 | ARP, CSNOX, CSOSG3, CSSO2G1, RGGI | 607880 (Ended Mar 10, 2023), 610552 (Started Mar 10, 2023) | 2 |  | Suffolk County | NY103 | 103 | Electric Utility | 40.9572 | -72.8664 | J Power USA Development Co, Ltd. (Owner),J Power USA Development Co, Ltd. (Operator) | Phase 2 |  | Combustion turbine | Diesel Oil |  |  | Water Injection,Selective Catalytic Reduction |  |  | 2002-07-22 | Operating | 461 | CT02 (50) | 55787 CT02 | 50 | Y
PA | Marcus Hook Energy, LP | 55801 | 1 |  | 2023 | ARP, CSNOX, CSOSG3, CSSO2G1, RGGI | 3095 | 3 |  | Delaware County | PA045 | 45 | Cogeneration | 39.8083 | -75.4225 | MARCUS HOOK ENERGY, L.P. (Owner),MARCUS HOOK ENERGY, L.P. (Operator) | Phase 2 |  | Combined cycle | Pipeline Natural Gas | Other Gas |  | Dry Low NOx Burners,Selective Catalytic Reduction |  |  | 2004-06-04 | Operating | 2282 | STG (271.5), CT1A (188.2) | 55801 1 | 278.7 | Y
PA | Marcus Hook Energy, LP | 55801 | 2 |  | 2023 | ARP, CSNOX, CSOSG3, CSSO2G1, RGGI | 3095 | 3 |  | Delaware County | PA045 | 45 | Cogeneration | 39.8083 | -75.4225 | MARCUS HOOK ENERGY, L.P. (Owner),MARCUS HOOK ENERGY, L.P. (Operator) | Phase 2 |  | Combined cycle | Pipeline Natural Gas | Other Gas |  | Dry Low NOx Burners,Selective Catalytic Reduction |  |  | 2004-06-18 | Operating | 2282 | CTIB (188.2), STG (271.5) | 55801 2 | 278.7 | Y
PA | Marcus Hook Energy, LP | 55801 | 3 |  | 2023 | ARP, CSNOX, CSOSG3, CSSO2G1, RGGI | 3095 | 3 |  | Delaware County | PA045 | 45 | Cogeneration | 39.8083 | -75.4225 | MARCUS HOOK ENERGY, L.P. (Owner),MARCUS HOOK ENERGY, L.P. (Operator) | Phase 2 |  | Combined cycle | Pipeline Natural Gas | Other Gas |  | Dry Low NOx Burners,Selective Catalytic Reduction |  |  | 2004-07-20 | Operating | 2282 | CT13 (188.2), STG (271.5) | 55801 3 | 278.7 | Y
NM | Valencia Power Plant | 55802 | CTG1 |  | 2023 | ARP | 604605 | 6 | WECC | Valencia County | NM061 | 61 | Electric Utility | 34.6063 | -106.732 | Valencia Power, LLC (Owner),Valencia Power, LLC (Operator) | Phase 2 |  | Combustion turbine | Pipeline Natural Gas |  |  | Dry Low NOx Burners |  |  | 2008-05-20 | Operating | 1682 | 1 (160) | 55802 CTG1 | 160
CA | Henrietta Peaker Plant | 55807 | HPP1 |  | 2023 | ARP | 609325 | 9 |  | Kings County | CA031 | 31 | Electric Utility | 36.2397 | -119.9044 | MRP San Joaquin Energy (Owner),MRP San Joaquin Energy (Operator) | Phase 2 |  | Combustion turbine | Pipeline Natural Gas |  |  | Water Injection,Selective Catalytic Reduction |  |  | 2002-07-01 | Operating | 540 | HPP1 (49) | 55807 HPP1 | 49 | Y
CA | Henrietta Peaker Plant | 55807 | HPP2 |  | 2023 | ARP | 609325 | 9 |  | Kings County | CA031 | 31 | Electric Utility | 36.2397 | -119.9044 | MRP San Joaquin Energy (Owner),MRP San Joaquin Energy (Operator) | Phase 2 |  | Combustion turbine | Pipeline Natural Gas |  |  | Water Injection,Selective Catalytic Reduction |  |  | 2002-07-01 | Operating | 540 | HPP2 (49) | 55807 HPP2 | 49 | Y
CA | Gilroy Energy Center, LLC | 55810 | S-3 |  | 2023 | ARP | 602696 | 9 |  | Santa Clara County | CA085 | 85 | Electric Utility | 36.999 | -121.5363 | Gilroy Energy Center, LLC (Owner),Gilroy Energy Center, LLC (Operator) | Phase 2 |  | Combustion turbine | Pipeline Natural Gas |  |  | Water Injection,Ammonia Injection,Selective Catalytic Reduction |  |  | 2001-11-29 | Operating | 500 | S3 (45) | 55810 S-3 | 45 | Y
CA | Gilroy Energy Center, LLC | 55810 | S-4 |  | 2023 | ARP | 602696 | 9 |  | Santa Clara County | CA085 | 85 | Electric Utility | 36.999 | -121.5363 | Gilroy Energy Center, LLC (Owner),Gilroy Energy Center, LLC (Operator) | Phase 2 |  | Combustion turbine | Pipeline Natural Gas |  |  | Water Injection,Ammonia Injection,Selective Catalytic Reduction |  |  | 2001-11-29 | Operating | 500 | S4 (45) | 55810 S-4 | 45 | Y
CA | Gilroy Energy Center, LLC | 55810 | S-5 |  | 2023 | ARP | 602696 | 9 |  | Santa Clara County | CA085 | 85 | Electric Utility | 36.999 | -121.5363 | Gilroy Energy Center, LLC (Owner),Gilroy Energy Center, LLC (Operator) | Phase 2 |  | Combustion turbine | Pipeline Natural Gas |  |  | Water Injection,Ammonia Injection,Selective Catalytic Reduction |  |  | 2002-02-14 | Operating | 500 | S5 (45) | 55810 S-5 | 45 | Y
WA | Frederickson Power LP | 55818 | F1CT |  | 2023 | ARP | 608524 | 10 | WECC | Pierce County | WA053 | 53 | Electric Utility | 47.0864 | -122.3644 | Puget Sound Energy, Inc. (Owner),Atlantic Power Services, LLC (Owner),Atlantic Power Services, LLC (Operator) | Phase 2 |  | Combined cycle | Pipeline Natural Gas |  |  | Dry Low NOx Burners,Ammonia Injection,Selective Catalytic Reduction |  |  | 2002-08-19 | Operating | 2137 | FIST (102), FICT (167) | 55818 F1CT | 269 | Y
FL | Stanton A | 55821 | 25 |  | 2023 | ARP | 609351 | 4 |  | Orange County | FL095 | 95 | Electric Utility | 28.4881 | -81.1675 | Stanton Clean Energy, LLC (Owner),Stanton Clean Energy, LLC (Operator) | Phase 2 |  | Combined cycle | Pipeline Natural Gas | Diesel Oil |  | Dry Low NOx Burners,Water Injection,Selective Catalytic Reduction |  |  | 2003-07-23 | Operating | 2402 | A (224), C (281.9) | 55821 25 | 364.95 | Y
FL | Stanton A | 55821 | 26 |  | 2023 | ARP | 609351 | 4 |  | Orange County | FL095 | 95 | Electric Utility | 28.4881 | -81.1675 | Stanton Clean Energy, LLC (Owner),Stanton Clean Energy, LLC (Operator) | Phase 2 |  | Combined cycle | Pipeline Natural Gas | Diesel Oil |  | Dry Low NOx Burners,Water Injection,Selective Catalytic Reduction |  |  | 2003-08-20 | Operating | 2402 | B (224), C (281.9) | 55821 26 | 364.95 | Y
CO | Rocky Mountain Energy Center | 55835 | 1 |  | 2023 | ARP | 608791 | 8 |  | Weld County | CO123 | 123 | Electric Utility | 40.0911 | -104.5947 | Public Service Company of Colorado (Owner),Public Service Company of Colorado (Operator) | Phase 2 |  | Combined cycle | Pipeline Natural Gas |  |  | Dry Low NOx Burners,Selective Catalytic Reduction |  |  | 2004-03-09 | Operating | 2460 | CTG1 (185), STG1 (334.9) | 55835 1 | 352.45 | Y
CO | Rocky Mountain Energy Center | 55835 | 2 |  | 2023 | ARP | 608791 | 8 |  | Weld County | CO123 | 123 | Electric Utility | 40.0911 | -104.5947 | Public Service Company of Colorado (Owner),Public Service Company of Colorado (Operator) | Phase 2 |  | Combined cycle | Pipeline Natural Gas |  |  | Dry Low NOx Burners,Selective Catalytic Reduction |  |  | 2004-03-01 | Operating | 2500 | STG1 (334.9), CTG2 (185) | 55835 2 | 352.45 | Y
WI | Island Street Peaking Plant | 55836 | 1A |  | 2023 | ARP, CSNOX, CSOSG3, CSSO2G1 | 604163 | 5 |  | Outagamie County | WI087 | 87 | Electric Utility | 44.2761 | -88.2656 | Wisconsin Public Power Inc (Owner),Wisconsin Public Power Inc (Operator) | Phase 2 |  | Combustion turbine | Pipeline Natural Gas |  |  | Water Injection |  |  | 2004-04-03 | Operating | 325 | FT81 (60.5) | 55836 1A | 60.5
WI | Island Street Peaking Plant | 55836 | 1B |  | 2023 | ARP, CSNOX, CSOSG3, CSSO2G1 | 604163 | 5 |  | Outagamie County | WI087 | 87 | Electric Utility | 44.2761 | -88.2656 | Wisconsin Public Power Inc (Owner),Wisconsin Public Power Inc (Operator) | Phase 2 |  | Combustion turbine | Pipeline Natural Gas |  |  | Water Injection |  |  | 2004-04-03 | Operating | 325 | FT81 (60.5) | 55836 1B | 60.5
NV | Silverhawk Generating Station | 55841 | A01 |  | 2023 | ARP | 610268 | 9 |  | Clark County | NV003 | 3 | Electric Utility | 36.4078 | -114.9603 | NV Energy (Owner),Southern Nevada Water Authority (Owner),NV Energy (Operator) | Phase 2 |  | Combined cycle | Pipeline Natural Gas |  |  | Dry Low NOx Burners,Selective Catalytic Reduction |  |  | 2004-01-01 | Operating | 2463 | CT1 (197.2), ST1 (270.3) | 55841 A01 | 332.35 | Y
NV | Silverhawk Generating Station | 55841 | A03 |  | 2023 | ARP | 610268 | 9 |  | Clark County | NV003 | 3 | Electric Utility | 36.4078 | -114.9603 | NV Energy (Owner),Southern Nevada Water Authority (Owner),NV Energy (Operator) | Phase 2 |  | Combined cycle | Pipeline Natural Gas |  |  | Dry Low NOx Burners,Selective Catalytic Reduction |  |  | 2004-01-01 | Operating | 2463 | CT2 (197.2), ST1 (270.3) | 55841 A03 | 332.35 | Y
CA | Feather River Energy Center | 55847 | UNIT1 |  | 2023 | ARP | 606775 | 9 |  | Sutter County | CA101 | 101 | Electric Utility | 39.1088 | -121.6133 | Calpine Corporation (Owner),Calpine Corporation (Operator) | Phase 2 |  | Combustion turbine | Pipeline Natural Gas |  |  | Water Injection,Selective Catalytic Reduction |  |  | 2002-12-15 | Operating | 500 | CTG1 (47) | 55847 UNIT1 | 47 | Y
CA | Wolfskill Energy Center | 55855 | UNIT1 |  | 2023 | ARP | 606775 | 9 |  | Solano County | CA095 | 95 | Electric Utility | 38.2282 | -122.076 | Gilroy Energy Center, LLC (Owner),Gilroy Energy Center, LLC (Operator) | Phase 2 |  | Combustion turbine | Pipeline Natural Gas |  |  | Water Injection,Ammonia Injection,Selective Catalytic Reduction |  |  | 2003-01-08 | Operating | 500 | CTG1 (47) | 55855 UNIT1 | 47 | Y
IL | Prairie State Generating Station | 55856 | 1 |  | 2023 | ARP, CSNOX, CSOSG3, CSSO2G1, MATS | 732 | 5 |  | Washington County | IL189 | 189 | Electric Utility | 38.2792 | -89.667 | Illinois Municipal Electric Agency (Owner),Indiana Municipal Power Agency (Owner),Prairie Power Incorporated (Owner),Missouri Joint Municipal Electric Utility Commission (Owner),Northern Illinois Municipal Power (Owner),Kentucky Municipal Power Agency (Owner),Lively Grove Energy Partners, LLC (Owner),AMP368, LLC (Owner),Southern Illinois Power Cooperative (Owner),Prairie State Generating Company LLC (Operator) | Phase 2 |  | Dry bottom wall-fired boiler | Coal |  | Wet Lime FGD | Selective Catalytic Reduction | Electrostatic Precipitator,Wet ESP | Untreated PAC Sorbent Injection | 2011-10-08 | Operating | 10000 | PC1 (877.2) | 55856 1 | 877.2 | Y
IL | Prairie State Generating Station | 55856 | 2 |  | 2023 | ARP, CSNOX, CSOSG3, CSSO2G1, MATS | 732 | 5 |  | Washington County | IL189 | 189 | Electric Utility | 38.2792 | -89.667 | Illinois Municipal Electric Agency (Owner),Indiana Municipal Power Agency (Owner),Prairie Power Incorporated (Owner),Missouri Joint Municipal Electric Utility Commission (Owner),Northern Illinois Municipal Power (Owner),Kentucky Municipal Power Agency (Owner),Lively Grove Energy Partners, LLC (Owner),AMP368, LLC (Owner),Southern Illinois Power Cooperative (Owner),Prairie State Generating Company LLC (Operator) | Phase 2 |  | Dry bottom wall-fired boiler | Coal |  | Wet Lime FGD | Selective Catalytic Reduction | Electrostatic Precipitator,Wet ESP | Untreated PAC Sorbent Injection | 2012-01-26 | Operating | 10000 | PC2 (877.2) | 55856 2 | 877.2 | Y
SC | Jasper County Generating Facility | 55927 | CT01 |  | 2023 | ARP, CSNOX, CSSO2G2, SIPNOX | 609991 | 4 |  | Jasper County | SC053 | 53 | Electric Utility | 32.3592 | -81.1236 | South Carolina Electric & Gas Company (Owner),South Carolina Electric & Gas Company (Operator) | Phase 2 |  | Combined cycle | Pipeline Natural Gas | Diesel Oil |  | Dry Low NOx Burners,Water Injection,Ammonia Injection |  |  | 2003-11-18 | Operating | 2448.5 | CT1 (198.9), ST1 (405) | 55927 CT01 | 333.9
SC | Jasper County Generating Facility | 55927 | CT02 |  | 2023 | ARP, CSNOX, CSSO2G2, SIPNOX | 609991 | 4 |  | Jasper County | SC053 | 53 | Electric Utility | 32.3592 | -81.1236 | South Carolina Electric & Gas Company (Owner),South Carolina Electric & Gas Company (Operator) | Phase 2 |  | Combined cycle | Pipeline Natural Gas | Diesel Oil |  | Dry Low NOx Burners,Water Injection,Ammonia Injection |  |  | 2003-11-25 | Operating | 2448.5 | ST1 (405), CT2 (198.9) | 55927 CT02 | 333.9
SC | Jasper County Generating Facility | 55927 | CT03 |  | 2023 | ARP, CSNOX, CSSO2G2, SIPNOX | 609991 | 4 |  | Jasper County | SC053 | 53 | Electric Utility | 32.3592 | -81.1236 | South Carolina Electric & Gas Company (Owner),South Carolina Electric & Gas Company (Operator) | Phase 2 |  | Combined cycle | Pipeline Natural Gas | Diesel Oil |  | Dry Low NOx Burners,Water Injection,Ammonia Injection |  |  | 2003-12-05 | Operating | 2448.5 | ST1 (405), CT3 (198.9) | 55927 CT03 | 333.9
CA | Tracy Combined Cycle Power Plant | 55933 | TPP1 |  | 2023 | ARP | 609325 | 9 |  | San Joaquin County | CA077 | 77 | Electric Utility | 37.7107 | -121.4906 | MRP San Joaquin Energy (Owner),MRP San Joaquin Energy (Operator) | Phase 2 |  | Combined cycle | Pipeline Natural Gas |  |  | Selective Catalytic Reduction,Dry Low NOx Burners |  |  | 2003-04-02 | Operating | 1415 | TPP1 (84.4), TCC1 (167.3) | 55933 TPP1 | 168.05 | Y
CA | Tracy Combined Cycle Power Plant | 55933 | TPP2 |  | 2023 | ARP | 609325 | 9 |  | San Joaquin County | CA077 | 77 | Electric Utility | 37.7107 | -121.4906 | MRP San Joaquin Energy (Owner),MRP San Joaquin Energy (Operator) | Phase 2 |  | Combined cycle | Pipeline Natural Gas |  |  | Selective Catalytic Reduction,Dry Low NOx Burners |  |  | 2003-04-02 | Operating | 1415 | TCC1 (167.3), TPP2 (84.4) | 55933 TPP2 | 168.05 | Y
IL | Rockford II Energy Center | 55936 | U1 |  | 2023 | ARP, CSNOX, CSOSG3, CSSO2G1 | 605624 | 5 |  | Winnebago County | IL201 | 201 | Electric Utility | 42.2383 | -89.1014 | Rockford Generation, LLC (Owner),Rockford Generation, LLC (Operator) | Phase 2 |  | Combustion turbine | Pipeline Natural Gas |  |  | Dry Low NOx Burners |  |  | 2002-05-13 | Operating | 1721.9 | GT3 (166.5) | 55936 U1 | 166.5
NJ | Ocean Peaking Power | 55938 | OPP3 |  | 2023 | ARP, CSNOX, CSOSG3, CSSO2G1, RGGI | 604449 (Ended Mar 27, 2023), 608604 (Started Mar 27, 2023)(Ended Apr 04, 2023), 610610 (Started Apr 04, 2023) | 2 |  | Ocean County | NJ029 | 29 | Electric Utility | 40.0606 | -74.1672 | Essential Power OPP, LLC (Owner),Essential Power OPP, LLC (Operator) | Phase 2 |  | Combustion turbine | Pipeline Natural Gas |  |  | Dry Low NOx Burners |  |  | 2003-01-08 | Operating | 1959 | OPP3 (194) | 55938 OPP3 | 194
NJ | Ocean Peaking Power | 55938 | OPP4 |  | 2023 | ARP, CSNOX, CSOSG3, CSSO2G1, RGGI | 604449 (Ended Mar 27, 2023), 608604 (Started Mar 27, 2023)(Ended Apr 04, 2023), 610610 (Started Apr 04, 2023) | 2 |  | Ocean County | NJ029 | 29 | Electric Utility | 40.0606 | -74.1672 | Essential Power OPP, LLC (Owner),Essential Power OPP, LLC (Operator) | Phase 2 |  | Combustion turbine | Pipeline Natural Gas |  |  | Dry Low NOx Burners |  |  | 2003-03-27 | Operating | 1959 | OPP4 (194) | 55938 OPP4 | 194
VA | Warren County Power Station | 55939 | 1A |  | 2023 | ARP, CSNOX, CSOSG3, CSSO2G1, RGGI | 1525 | 3 |  | Warren County | VA187 | 187 | Electric Utility | 38.9705 | -78.1777 | Virginia Electric & Power Company (Owner),Dominion Generation (Operator) | Phase 2 |  | Combined cycle | Pipeline Natural Gas |  |  | Dry Low NOx Burners,Selective Catalytic Reduction |  |  | 2014-09-14 | Operating | 3496 | ST01 (561), CT01 (256) | 55939 1A | 443 | Y
VA | Warren County Power Station | 55939 | 1B |  | 2023 | ARP, CSNOX, CSOSG3, CSSO2G1, RGGI | 1525 | 3 |  | Warren County | VA187 | 187 | Electric Utility | 38.9705 | -78.1777 | Virginia Electric & Power Company (Owner),Dominion Generation (Operator) | Phase 2 |  | Combined cycle | Pipeline Natural Gas |  |  | Dry Low NOx Burners,Selective Catalytic Reduction |  |  | 2014-08-28 | Operating | 3496 | ST01 (561), CT02 (256) | 55939 1B | 443 | Y
VA | Warren County Power Station | 55939 | 1C |  | 2023 | ARP, CSNOX, CSOSG3, CSSO2G1, RGGI | 1525 | 3 |  | Warren County | VA187 | 187 | Electric Utility | 38.9705 | -78.1777 | Virginia Electric & Power Company (Owner),Dominion Generation (Operator) | Phase 2 |  | Combined cycle | Pipeline Natural Gas |  |  | Dry Low NOx Burners,Selective Catalytic Reduction |  |  | 2014-08-08 | Operating | 3496 | CT03 (256), ST01 (561) | 55939 1C | 443 | Y
CA | Agua Mansa Power | 55951 | AMP-1 |  | 2023 | ARP | 602206 | 9 |  | San Bernardino County | CA071 | 71 | Electric Utility | 34.0414 | -117.3603 | City of Colton (Owner),E I Colton, LLC (Operator) | Phase 2 |  | Combustion turbine | Pipeline Natural Gas |  |  | Water Injection,Selective Catalytic Reduction |  |  | 2003-06-08 | Operating | 470 | AMP1 (60.5) | 55951 AMP-1 | 60.5 | Y
CA | Riverview Energy Center | 55963 | 1 |  | 2023 | ARP | 606775 | 9 |  | Contra Costa County | CA013 | 13 | Electric Utility | 38.0145 | -121.7901 | Gilroy Energy Center, LLC (Owner),Calpine Operating Services Company, Inc. (Operator) | Phase 2 |  | Combustion turbine | Pipeline Natural Gas |  |  | Ammonia Injection,Selective Catalytic Reduction |  |  | 2003-04-19 | Operating | 500 | CTG1 (47) | 55963 1 | 47 | Y
GA | Wansley CC (55965) | 55965 | 6A |  | 2023 | ARP, CSNOX, CSOSG1, CSSO2G2 | 602440 (Ended Oct 24, 2023), 610766 (Started Oct 24, 2023) | 4 |  | Heard County | GA149 | 149 | Electric Utility | 33.4063 | -85.0373 | Southern Power Company (Owner),Southern Power Company (Operator) | Phase 2 |  | Combined cycle | Pipeline Natural Gas |  |  | Dry Low NOx Burners,Selective Catalytic Reduction |  |  | 2001-12-13 | Operating | 2350 | ST6 (213.3), CT6A (203.1) | 55965 6A | 309.75 | Y
GA | Wansley CC (55965) | 55965 | 6B |  | 2023 | ARP, CSNOX, CSOSG1, CSSO2G2 | 602440 (Ended Oct 24, 2023), 610766 (Started Oct 24, 2023) | 4 |  | Heard County | GA149 | 149 | Electric Utility | 33.4063 | -85.0373 | Southern Power Company (Owner),Southern Power Company (Operator) | Phase 2 |  | Combined cycle | Pipeline Natural Gas |  |  | Dry Low NOx Burners,Selective Catalytic Reduction |  |  | 2001-12-13 | Operating | 2350 | ST6 (213.3), CT6B (203.1) | 55965 6B | 309.75 | Y
GA | Wansley CC (55965) | 55965 | 7A |  | 2023 | ARP, CSNOX, CSOSG1, CSSO2G2 | 602440 (Ended Oct 24, 2023), 610766 (Started Oct 24, 2023) | 4 |  | Heard County | GA149 | 149 | Electric Utility | 33.4063 | -85.0373 | Southern Power Company (Owner),Southern Power Company (Operator) | Phase 2 |  | Combined cycle | Pipeline Natural Gas |  |  | Dry Low NOx Burners,Selective Catalytic Reduction |  |  | 2001-12-13 | Operating | 2350 | ST7 (213.3), CT7A (203.1) | 55965 7A | 309.75 | Y
GA | Wansley CC (55965) | 55965 | 7B |  | 2023 | ARP, CSNOX, CSOSG1, CSSO2G2 | 602440 (Ended Oct 24, 2023), 610766 (Started Oct 24, 2023) | 4 |  | Heard County | GA149 | 149 | Electric Utility | 33.4063 | -85.0373 | Southern Power Company (Owner),Southern Power Company (Operator) | Phase 2 |  | Combined cycle | Pipeline Natural Gas |  |  | Dry Low NOx Burners,Selective Catalytic Reduction |  |  | 2001-12-13 | Operating | 2350 | CT7B (203.1), ST7 (213.3) | 55965 7B | 309.75 | Y
NY | Hawkeye Energy Greenport, LLC | 55969 | U-01 |  | 2023 | ARP, CSNOX, CSOSG3, CSSO2G1, RGGI | 609564 | 2 |  | Suffolk County | NY103 | 103 | Electric Utility | 41.1056 | -72.3767 | Hawkeye Energy Greenport, LLC (Owner),Hawkeye Energy Greenport, LLC (Operator) | Phase 2 |  | Combustion turbine | Diesel Oil |  |  | Water Injection,Selective Catalytic Reduction |  |  | 2003-06-23 | Operating | 560 | U-01 (54) | 55969 U-01 | 54 | Y
CA | Cosumnes Power Plant | 55970 | 2 |  | 2023 | ARP | 610159 | 9 | WECC | Sacramento County | CA067 | 67 | Electric Utility | 38.3383 | -121.1239 | Sacramento Mun Utility District Financing Author (Owner),EthosEnergy Group Power Plant Services (Operator) | Phase 2 |  | Combined cycle | Other Gas |  |  | Dry Low NOx Burners,Selective Catalytic Reduction |  |  | 2006-01-09 | Operating | 2200 | 1 (190), 2 (170) | 55970 2 | 265 | Y
CA | Cosumnes Power Plant | 55970 | 3 |  | 2023 | ARP | 610159 | 9 | WECC | Sacramento County | CA067 | 67 | Electric Utility | 38.3383 | -121.1239 | Sacramento Mun Utility District Financing Author (Owner),EthosEnergy Group Power Plant Services (Operator) | Phase 2 |  | Combined cycle | Other Gas |  |  | Dry Low NOx Burners,Selective Catalytic Reduction |  |  | 2006-01-09 | Operating | 2200 | 3 (170), 1 (190) | 55970 3 | 265 | Y
NE | Cass County Station | 55972 | CT1 |  | 2023 | ARP, CSNOX, CSSO2G2 | 610192 (Ended Aug 22, 2023), 610761 (Started Aug 22, 2023) | 7 |  | Cass County | NE025 | 25 | Electric Utility | 40.9472 | -95.9667 | Omaha Public Power District (Owner),Omaha Public Power District (Operator) | Phase 2 |  | Combustion turbine | Pipeline Natural Gas |  |  | Dry Low NOx Burners |  |  | 2003-03-01 | Operating | 2065 | CT-1 (173) | 55972 CT1 | 173
NE | Cass County Station | 55972 | CT2 |  | 2023 | ARP, CSNOX, CSSO2G2 | 610192 (Ended Aug 22, 2023), 610761 (Started Aug 22, 2023) | 7 |  | Cass County | NE025 | 25 | Electric Utility | 40.9472 | -95.9667 | Omaha Public Power District (Owner),Omaha Public Power District (Operator) | Phase 2 |  | Combustion turbine | Pipeline Natural Gas |  |  | Dry Low NOx Burners |  |  | 2003-03-01 | Operating | 2065 | CT-2 (173) | 55972 CT2 | 173
PA | Hunterstown Combined Cycle | 55976 | CT101 |  | 2023 | ARP, CSNOX, CSOSG3, CSSO2G1, RGGI | 607174 | 3 |  | Adams County | PA001 | 1 | Electric Utility | 39.8725 | -77.1672 | Kestrel Acquisition LLC (Owner),NAES Corporation (Operator) | Phase 2 |  | Combined cycle | Pipeline Natural Gas |  |  | Dry Low NOx Burners,Selective Catalytic Reduction |  |  | 2002-04-01 | Operating | 2455 | 101 (179), 401 (361) | 55976 CT101 | 299.3333 | Y
PA | Hunterstown Combined Cycle | 55976 | CT201 |  | 2023 | ARP, CSNOX, CSOSG3, CSSO2G1, RGGI | 607174 | 3 |  | Adams County | PA001 | 1 | Electric Utility | 39.8725 | -77.1672 | Kestrel Acquisition LLC (Owner),NAES Corporation (Operator) | Phase 2 |  | Combined cycle | Pipeline Natural Gas |  |  | Dry Low NOx Burners,Selective Catalytic Reduction |  |  | 2003-04-29 | Operating | 2455 | 201 (179), 401 (361) | 55976 CT201 | 299.3333 | Y
PA | Hunterstown Combined Cycle | 55976 | CT301 |  | 2023 | ARP, CSNOX, CSOSG3, CSSO2G1, RGGI | 607174 | 3 |  | Adams County | PA001 | 1 | Electric Utility | 39.8725 | -77.1672 | Kestrel Acquisition LLC (Owner),NAES Corporation (Operator) | Phase 2 |  | Combined cycle | Pipeline Natural Gas |  |  | Dry Low NOx Burners,Selective Catalytic Reduction |  |  | 2003-04-29 | Operating | 2455 | 301 (179), 401 (361) | 55976 CT301 | 299.3333 | Y
NM | Bluffview Power Plant | 55977 | CTG-1 |  | 2023 | ARP | 603018 | 6 | WECC | San Juan County | NM045 | 45 | Electric Utility | 36.7164 | -108.2153 | City of Farmington Electric Utility System (Owner),City of Farmington Electric Utility System (Operator) | Phase 2 |  | Combined cycle | Pipeline Natural Gas |  |  | Dry Low NOx Burners,Selective Catalytic Reduction |  |  | 2005-04-20 | Operating | 532 | CTG1 (40), STG1 (27) | 55977 CTG-1 | 67 | Y
CA | Palomar Energy Center | 55985 | CTG1 |  | 2023 | ARP | 607107 (Ended Mar 01, 2023), 607385 (Started Mar 01, 2023) | 9 | WECC | San Diego County | CA073 | 73 | Electric Utility | 33.1192 | -117.118 | San Diego Gas and Electric Company (Owner),San Diego Gas and Electric Company (Operator) | Phase 2 |  | Combined cycle | Pipeline Natural Gas |  |  | Dry Low NOx Burners,Selective Catalytic Reduction |  |  | 2005-10-30 | Operating | 3926.7 | CTG1 (165), STG (229) | 55985 CTG1 | 279.5 | Y
CA | Palomar Energy Center | 55985 | CTG2 |  | 2023 | ARP | 607107 (Ended Mar 01, 2023), 607385 (Started Mar 01, 2023) | 9 | WECC | San Diego County | CA073 | 73 | Electric Utility | 33.1192 | -117.118 | San Diego Gas and Electric Company (Owner),San Diego Gas and Electric Company (Operator) | Phase 2 |  | Combined cycle | Pipeline Natural Gas |  |  | Dry Low NOx Burners,Selective Catalytic Reduction |  |  | 2005-11-02 | Operating | 3926.7 | STG (229), CTG2 (165) | 55985 CTG2 | 279.5 | Y
IA | Exira Station | 56013 | U-1 |  | 2023 | ARP, CSNOX, CSOSG2, CSSO2G1 | 610052 | 7 | MAPP | Audubon County | IA009 | 9 | Electric Utility | 41.5131 | -94.9189 | Western Minnesota Municipal Power (Owner),Missouri River Energy Services (Operator) | Phase 2 |  | Combustion turbine | Pipeline Natural Gas | Diesel Oil |  | Water Injection |  |  | 2004-05-21 | Operating | 495 | U-1 (60.5) | 56013 U-1 | 60.5
IA | Exira Station | 56013 | U-2 |  | 2023 | ARP, CSNOX, CSOSG2, CSSO2G1 | 610052 | 7 | MAPP | Audubon County | IA009 | 9 | Electric Utility | 41.5131 | -94.9189 | Western Minnesota Municipal Power (Owner),Missouri River Energy Services (Operator) | Phase 2 |  | Combustion turbine | Pipeline Natural Gas | Diesel Oil |  | Water Injection |  |  | 2004-05-21 | Operating | 495 | U-2 (60.5) | 56013 U-2 | 60.5
IA | Exira Station | 56013 | U-3 |  | 2023 | ARP, CSNOX, CSOSG2, CSSO2G1 | 610052 | 7 | MAPP | Audubon County | IA009 | 9 | Electric Utility | 41.5131 | -94.9189 | Western Minnesota Municipal Power (Owner),Missouri River Energy Services (Operator) | Phase 2 |  | Combustion turbine | Pipeline Natural Gas | Diesel Oil |  | Water Injection |  |  | 2007-03-20 | Operating | 495 | U-3 (60.5) | 56013 U-3 | 60.5
GA | Walton Bainbridge Power Facility | 56015 | P1A |  | 2023 | CSNOX, CSOSG1, CSSO2G2 | 2650 | 4 | SERC | Decatur County | GA087 | 87 | Electric Utility | 30.9111 | -84.5472 | Walton Bainbridge LLC (Owner),Walton Bainbridge LLC (Operator) |  |  | Combustion turbine | Diesel Oil |  |  | Water Injection |  |  | 1977-09-30 | Operating | 299 | SEG1 (40) | 56015 P1A | 40
GA | Walton Bainbridge Power Facility | 56015 | P1B |  | 2023 | CSNOX, CSOSG1, CSSO2G2 | 2650 | 4 | SERC | Decatur County | GA087 | 87 | Electric Utility | 30.9111 | -84.5472 | Walton Bainbridge LLC (Owner),Walton Bainbridge LLC (Operator) |  |  | Combustion turbine | Diesel Oil |  |  | Water Injection |  |  | 1977-09-30 | Operating | 299.5 | SEG1 (40) | 56015 P1B | 40
GA | Walton Bainbridge Power Facility | 56015 | P2A |  | 2023 | CSNOX, CSOSG1, CSSO2G2 | 2650 | 4 | SERC | Decatur County | GA087 | 87 | Electric Utility | 30.9111 | -84.5472 | Walton Bainbridge LLC (Owner),Walton Bainbridge LLC (Operator) |  |  | Combustion turbine | Diesel Oil |  |  | Water Injection |  |  | 1977-09-30 | Operating | 314.6 | SEGC (40) | 56015 P2A | 40
GA | Walton Bainbridge Power Facility | 56015 | P2B |  | 2023 | CSNOX, CSOSG1, CSSO2G2 | 2650 | 4 | SERC | Decatur County | GA087 | 87 | Electric Utility | 30.9111 | -84.5472 | Walton Bainbridge LLC (Owner),Walton Bainbridge LLC (Operator) |  |  | Combustion turbine | Diesel Oil |  |  | Water Injection |  |  | 1977-09-30 | Operating | 294.8 | SEGC (40) | 56015 P2B | 40
AL | AMEA Sylacauga Plant | 56018 | 1 |  | 2023 | ARP, CSNOX, CSOSG2, CSSO2G2 | 601983 | 4 | SERC | Talladega County | AL121 | 121 | Electric Utility | 33.1661 | -86.2825 | Alabama Municipal Electric Authority (Owner),Alabama Municipal Electric Authority (Operator) | Phase 2 |  | Combustion turbine | Pipeline Natural Gas |  |  | Water Injection |  |  | 2004-05-04 | Operating | 500 | 1 (49.3) | 56018 1 | 49.3
AL | AMEA Sylacauga Plant | 56018 | 2 |  | 2023 | ARP, CSNOX, CSOSG2, CSSO2G2 | 601983 | 4 | SERC | Talladega County | AL121 | 121 | Electric Utility | 33.1661 | -86.2825 | Alabama Municipal Electric Authority (Owner),Alabama Municipal Electric Authority (Operator) | Phase 2 |  | Combustion turbine | Pipeline Natural Gas |  |  | Water Injection |  |  | 2004-05-04 | Operating | 500 | 2 (49.3) | 56018 2 | 49.3
CA | Donald Von Raesfeld | 56026 | PCT1 |  | 2023 | ARP | 609510 | 9 |  | Santa Clara County | CA085 | 85 | Electric Utility | 37.3767 | -121.9508 | Silicon Valley Power (Owner),Silicon Valley Power (Operator) | Phase 2 |  | Combined cycle | Pipeline Natural Gas |  |  | Dry Low NOx Burners,Water Injection,Selective Catalytic Reduction |  |  | 2005-03-15 | Operating | 610.6 | CTG1 (50), STG (54) | 56026 PCT1 | 77 | Y
CA | Donald Von Raesfeld | 56026 | PCT2 |  | 2023 | ARP | 609510 | 9 |  | Santa Clara County | CA085 | 85 | Electric Utility | 37.3767 | -121.9508 | Silicon Valley Power (Owner),Silicon Valley Power (Operator) | Phase 2 |  | Combined cycle | Pipeline Natural Gas |  |  | Dry Low NOx Burners,Water Injection,Selective Catalytic Reduction |  |  | 2005-03-15 | Operating | 610.6 | STG (54), CTG2 (50) | 56026 PCT2 | 77 | Y
WI | Fox Energy Center | 56031 | CTG-1 |  | 2023 | ARP, CSNOX, CSOSG3, CSSO2G1 | 605792 (Ended Oct 02, 2023), 610765 (Started Oct 02, 2023) | 5 |  | Outagamie County | WI087 | 87 | Electric Utility | 44.3204 | -88.2089 | Wisconsin Public Service Corporation (Owner),Wisconsin Public Service Corporation (Operator) | Phase 2 |  | Combined cycle | Pipeline Natural Gas |  |  | Dry Low NOx Burners,Selective Catalytic Reduction |  |  | 2005-10-15 | Operating | 2873.3 | CTG1 (198.9), STG (250) | 56031 CTG-1 | 323.9 | Y
WI | Fox Energy Center | 56031 | CTG-2 |  | 2023 | ARP, CSNOX, CSOSG3, CSSO2G1 | 605792 (Ended Oct 02, 2023), 610765 (Started Oct 02, 2023) | 5 |  | Outagamie County | WI087 | 87 | Electric Utility | 44.3204 | -88.2089 | Wisconsin Public Service Corporation (Owner),Wisconsin Public Service Corporation (Operator) | Phase 2 |  | Combined cycle | Pipeline Natural Gas |  |  | Dry Low NOx Burners,Selective Catalytic Reduction |  |  | 2005-04-28 | Operating | 2587 | STG (250), CTG2 (198.9) | 56031 CTG-2 | 323.9 | Y
NY | Equus Power I | 56032 | 1 |  | 2023 | ARP, CSNOX, CSOSG3, CSSO2G1, RGGI | 607880 (Ended Mar 10, 2023), 610552 (Started Mar 10, 2023) | 2 |  | Nassau County | NY059 | 59 | Electric Utility | 40.6447 | -73.5683 | J Power USA Development Co, Ltd. (Owner),J Power USA Development Co, Ltd. (Operator) | Phase 2 |  | Combustion turbine | Pipeline Natural Gas | Diesel Oil |  | Water Injection,Selective Catalytic Reduction |  |  | 2004-07-01 | Operating | 520.7 | 0001 (60) | 56032 1 | 60 | Y
CA | Malburg Generating Station | 56041 | M1 |  | 2023 | ARP | 610505 | 9 | WECC | Los Angeles County | CA037 | 37 | Electric Utility | 33.9983 | -118.2219 | City of Vernon (Owner),City of Vernon (Operator) | Phase 2 |  | Combined cycle | Pipeline Natural Gas |  |  | Dry Low NOx Burners,Selective Catalytic Reduction |  |  | 2005-07-23 | Operating | 594 | M1 (42.2), M3 (55) | 56041 M1 | 69.7 | Y
CA | Malburg Generating Station | 56041 | M2 |  | 2023 | ARP | 610505 | 9 | WECC | Los Angeles County | CA037 | 37 | Electric Utility | 33.9983 | -118.2219 | City of Vernon (Owner),City of Vernon (Operator) | Phase 2 |  | Combined cycle | Pipeline Natural Gas |  |  | Dry Low NOx Burners,Selective Catalytic Reduction |  |  | 2005-07-25 | Operating | 594 | M3 (55), M2 (42.2) | 56041 M2 | 69.7 | Y
CA | Magnolia Power Project | 56046 | 1 |  | 2023 | ARP | 610038 | 9 | WECC | Los Angeles County | CA037 | 37 | Electric Utility | 34.1788 | -118.3153 | Southern California Public Power Authority (Owner),City of Burbank (Operator) | Phase 2 |  | Combined cycle | Pipeline Natural Gas |  |  | Dry Low NOx Burners,Selective Catalytic Reduction |  |  | 2005-09-09 | Operating | 2370 | 1 (198.9), 2 (188.7) | 56046 1 | 387.6 | Y
CT | CPV Towantic Energy Center | 56047 | 1 |  | 2023 | ARP, NSPS4T, RGGI, SIPNOX | 602660 | 1 |  | New Haven County | CT009 | 9 | Electric Utility | 41.4841 | -73.1229 | CPV Towantic, LLC (Owner),CPV Towantic, LLC (Operator) | Phase 2 |  | Combined cycle | Pipeline Natural Gas | Diesel Oil |  | Dry Low NOx Burners,Water Injection,Selective Catalytic Reduction |  |  | 2018-01-27 | Operating | 2899 | CTG1 (285), STG (280.5) | 56047 1 | 425.25 | Y
CT | CPV Towantic Energy Center | 56047 | 2 |  | 2023 | ARP, NSPS4T, RGGI, SIPNOX | 602660 | 1 |  | New Haven County | CT009 | 9 | Electric Utility | 41.4841 | -73.1229 | CPV Towantic, LLC (Owner),CPV Towantic, LLC (Operator) | Phase 2 |  | Combined cycle | Pipeline Natural Gas | Diesel Oil |  | Dry Low NOx Burners,Water Injection,Selective Catalytic Reduction |  |  | 2018-02-26 | Operating | 2899 | STG (280.5), CTG2 (285) | 56047 2 | 425.25 | Y
WI | Elm Road Generating Station | 56068 | 1 |  | 2023 | ARP, CSNOX, CSOSG3, CSSO2G1, MATS | 605792 (Ended Oct 02, 2023), 610765 (Started Oct 02, 2023) | 5 | MAIN | Milwaukee County | WI079 | 79 | Electric Utility | 42.8445 | -87.829 | Wisconsin Electric Power Company (Owner),Madison Gas & Electric Company (Owner),Wisconsin Public Power Inc (Owner),Wisconsin Electric Power Company (Operator) | Phase 2 |  | Dry bottom wall-fired boiler | Coal | Pipeline Natural Gas | Wet Limestone | Selective Catalytic Reduction | Baghouse,Wet ESP |  | 2009-10-07 | Operating | 6750 | 1 (701) | 56068 1 | 701 | Y
WI | Elm Road Generating Station | 56068 | 2 |  | 2023 | ARP, CSNOX, CSOSG3, CSSO2G1, MATS | 605792 (Ended Oct 02, 2023), 610765 (Started Oct 02, 2023) | 5 | MAIN | Milwaukee County | WI079 | 79 | Electric Utility | 42.8445 | -87.829 | Wisconsin Electric Power Company (Owner),Madison Gas & Electric Company (Owner),Wisconsin Public Power Inc (Owner),Wisconsin Electric Power Company (Operator) | Phase 2 |  | Dry bottom wall-fired boiler | Coal | Pipeline Natural Gas | Wet Limestone | Selective Catalytic Reduction | Baghouse,Wet ESP |  | 2010-07-16 | Operating | 6750 | 2 (701) | 56068 2 | 701 | Y
CA | Walnut Energy Center | 56078 | 1 |  | 2023 | ARP | 609358 | 9 | WECC | Stanislaus County | CA099 | 99 | Electric Utility | 37.4878 | -120.8956 | Walnut Energy Center Authority (Owner),Turlock Irrigation District (Operator) | Phase 2 |  | Combined cycle | Pipeline Natural Gas |  |  | Dry Low NOx Burners,Ammonia Injection,Selective Catalytic Reduction |  |  | 2005-11-21 | Operating | 1047 | 1 (94.9), 3 (110.8) | 56078 1 | 150.3 | Y
CA | Walnut Energy Center | 56078 | 2 |  | 2023 | ARP | 609358 | 9 | WECC | Stanislaus County | CA099 | 99 | Electric Utility | 37.4878 | -120.8956 | Walnut Energy Center Authority (Owner),Turlock Irrigation District (Operator) | Phase 2 |  | Combined cycle | Pipeline Natural Gas |  |  | Dry Low NOx Burners,Ammonia Injection,Selective Catalytic Reduction |  |  | 2005-10-25 | Operating | 1047 | 3 (110.8), 2 (94.9) | 56078 2 | 150.3 | Y
UT | Currant Creek Power Project | 56102 | CTG1A |  | 2023 | ARP | 609068 | 8 |  | Juab County | UT023 | 23 | Electric Utility | 39.8223 | -111.894 | Pacificorp Energy Generation (Owner),Pacificorp Energy Generation (Operator) | Phase 2 |  | Combined cycle | Pipeline Natural Gas |  |  | Selective Catalytic Reduction |  |  | 2005-03-01 | Operating | 2165 | CT1A (146.2), ST1 (274.5) | 56102 CTG1A | 283.45 | Y
UT | Currant Creek Power Project | 56102 | CTG1B |  | 2023 | ARP | 609068 | 8 |  | Juab County | UT023 | 23 | Electric Utility | 39.8223 | -111.894 | Pacificorp Energy Generation (Owner),Pacificorp Energy Generation (Operator) | Phase 2 |  | Combined cycle | Pipeline Natural Gas |  |  | Selective Catalytic Reduction |  |  | 2005-03-11 | Operating | 2156 | CT1B (146.2), ST1 (274.5) | 56102 CTG1B | 283.45 | Y
MN | Mankato Energy Center | 56104 | CT-1 |  | 2023 | ARP, CSNOX, CSSO2G2, NSPS4T | 609847 | 5 | MAPP | Blue Earth County | MN013 | 13 | Electric Utility | 44.1965 | -94.0099 | Mankato Energy Center, LLC (Owner),Mankato Energy Center, LLC (Operator) | Phase 2 |  | Combined cycle | Pipeline Natural Gas |  |  | Dry Low NOx Burners,Ammonia Injection,Selective Catalytic Reduction |  |  | 2019-02-10 | Operating | 3000 | STG1 (320), CTG1 (210) | 56104 CT-1 | 370 | Y
MN | Mankato Energy Center | 56104 | CT-2 |  | 2023 | ARP, CSNOX, CSSO2G2 | 609847 | 5 | MAPP | Blue Earth County | MN013 | 13 | Electric Utility | 44.1965 | -94.0099 | Mankato Energy Center, LLC (Owner),Mankato Energy Center, LLC (Operator) | Phase 2 |  | Combined cycle | Pipeline Natural Gas | Diesel Oil |  | Dry Low NOx Burners,Water Injection,Ammonia Injection,Selective Catalytic Reduction |  |  | 2006-05-28 | Operating | 2844 | CTG2 (210), STG1 (320) | 56104 CT-2 | 370 | Y
LA | T J Labbe Electric Generating Station | 56108 | U-1 |  | 2023 | ARP, CSOSG2E | 607490 | 6 |  | Lafayette Parish | LA055 | 55 | Electric Utility | 30.2554 | -92.0433 | Lafayette Utilities System (Owner),Lafayette Utilities System (Operator) | Phase 2 |  | Combustion turbine | Pipeline Natural Gas |  |  | Water Injection |  |  | 2005-06-24 | Operating | 510 | U-1 (61.2) | 56108 U-1 | 61.2
LA | T J Labbe Electric Generating Station | 56108 | U-2 |  | 2023 | ARP, CSOSG2E | 607490 | 6 |  | Lafayette Parish | LA055 | 55 | Electric Utility | 30.2554 | -92.0433 | Lafayette Utilities System (Owner),Lafayette Utilities System (Operator) | Phase 2 |  | Combustion turbine | Pipeline Natural Gas |  |  | Water Injection |  |  | 2005-07-01 | Operating | 510 | U-2 (61.2) | 56108 U-2 | 61.2
CA | Ripon Generation Station | 56135 | 1 |  | 2023 | ARP | 609951 | 9 |  | Stanislaus County | CA099 | 99 | Electric Utility | 37.7315 | -121.116 | Modesto Irrigation District (Owner),Modesto Irrigation District (Operator) | Phase 2 |  | Combustion turbine | Pipeline Natural Gas |  |  | Water Injection,Selective Catalytic Reduction |  |  | 2006-06-21 | Operating | 525 | 1 (60.35) | 56135 1 | 60.35 | Y
CA | Ripon Generation Station | 56135 | 2 |  | 2023 | ARP | 609951 | 9 |  | Stanislaus County | CA099 | 99 | Electric Utility | 37.7315 | -121.116 | Modesto Irrigation District (Owner),Modesto Irrigation District (Operator) | Phase 2 |  | Combustion turbine | Pipeline Natural Gas |  |  | Water Injection,Selective Catalytic Reduction |  |  | 2006-06-21 | Operating | 525 | 2 (60.35) | 56135 2 | 60.35 | Y
CA | Riverside Energy Resource Center | 56143 | 1 |  | 2023 | ARP | 602913 | 9 | WECC | Riverside County | CA065 | 65 | Electric Utility | 33.9636 | -117.4528 | City of Riverside, CA (Owner),City of Riverside, CA (Operator) | Phase 2 |  | Combustion turbine | Pipeline Natural Gas |  |  | Water Injection,Selective Catalytic Reduction |  |  | 2006-03-22 | Operating | 525 | 1 (50) | 56143 1 | 50 | Y
CA | Riverside Energy Resource Center | 56143 | 2 |  | 2023 | ARP | 602913 | 9 | WECC | Riverside County | CA065 | 65 | Electric Utility | 33.9636 | -117.4528 | City of Riverside, CA (Owner),City of Riverside, CA (Operator) | Phase 2 |  | Combustion turbine | Pipeline Natural Gas |  |  | Water Injection,Selective Catalytic Reduction |  |  | 2006-03-30 | Operating | 525 | 2 (50) | 56143 2 | 50 | Y
CA | Riverside Energy Resource Center | 56143 | 3 |  | 2023 | ARP | 602913 | 9 | WECC | Riverside County | CA065 | 65 | Electric Utility | 33.9636 | -117.4528 | City of Riverside, CA (Owner),City of Riverside, CA (Operator) | Phase 2 |  | Combustion turbine | Pipeline Natural Gas |  |  | Water Injection,Selective Catalytic Reduction |  |  | 2011-01-29 | Operating | 525 | 3 (50) | 56143 3 | 50 | Y
CA | Riverside Energy Resource Center | 56143 | 4 |  | 2023 | ARP | 602913 | 9 | WECC | Riverside County | CA065 | 65 | Electric Utility | 33.9636 | -117.4528 | City of Riverside, CA (Owner),City of Riverside, CA (Operator) | Phase 2 |  | Combustion turbine | Pipeline Natural Gas |  |  | Water Injection,Selective Catalytic Reduction |  |  | 2010-10-29 | Operating | 525 | 4 (50) | 56143 4 | 50 | Y
GA | McIntosh Combined Cycle Facility | 56150 | 10A |  | 2023 | ARP, CSNOX, CSOSG1, CSSO2G2 | 609716 (Ended May 09, 2023), 610669 (Started May 09, 2023) | 4 |  | Effingham County | GA103 | 103 | Electric Utility | 32.3478 | -81.1828 | Georgia Power Company (Owner),Georgia Power Company (Operator) | Phase 2 |  | Combined cycle | Pipeline Natural Gas | Diesel Oil |  | Dry Low NOx Burners,Water Injection,Selective Catalytic Reduction |  |  | 2005-04-05 | Operating | 3500 | C10A (203.2), 10ST (281.9) | 56150 10A | 344.15 | Y
GA | McIntosh Combined Cycle Facility | 56150 | 10B |  | 2023 | ARP, CSNOX, CSOSG1, CSSO2G2 | 609716 (Ended May 09, 2023), 610669 (Started May 09, 2023) | 4 |  | Effingham County | GA103 | 103 | Electric Utility | 32.3478 | -81.1828 | Georgia Power Company (Owner),Georgia Power Company (Operator) | Phase 2 |  | Combined cycle | Pipeline Natural Gas | Diesel Oil |  | Dry Low NOx Burners,Water Injection,Selective Catalytic Reduction |  |  | 2005-04-06 | Operating | 3500 | 10ST (281.9), C10B (203.2) | 56150 10B | 344.15 | Y
GA | McIntosh Combined Cycle Facility | 56150 | 11A |  | 2023 | ARP, CSNOX, CSOSG1, CSSO2G2 | 609716 (Ended May 09, 2023), 610669 (Started May 09, 2023) | 4 |  | Effingham County | GA103 | 103 | Electric Utility | 32.3478 | -81.1828 | Georgia Power Company (Owner),Georgia Power Company (Operator) | Phase 2 |  | Combined cycle | Pipeline Natural Gas | Diesel Oil |  | Dry Low NOx Burners,Water Injection,Selective Catalytic Reduction |  |  | 2005-04-06 | Operating | 3500 | C11A (203.2), 11ST (281.9) | 56150 11A | 344.15 | Y
GA | McIntosh Combined Cycle Facility | 56150 | 11B |  | 2023 | ARP, CSNOX, CSOSG1, CSSO2G2 | 609716 (Ended May 09, 2023), 610669 (Started May 09, 2023) | 4 |  | Effingham County | GA103 | 103 | Electric Utility | 32.3478 | -81.1828 | Georgia Power Company (Owner),Georgia Power Company (Operator) | Phase 2 |  | Combined cycle | Pipeline Natural Gas | Diesel Oil |  | Dry Low NOx Burners,Water Injection,Selective Catalytic Reduction |  |  | 2005-04-05 | Operating | 3500 | C11B (203.2), 11ST (281.9) | 56150 11B | 344.15 | Y
MO | South Harper Peaking Facility | 56151 | 1 |  | 2023 | ARP, CSNOX, CSOSG2, CSSO2G1 | 605879 | 7 | SPP | Cass County | MO037 | 37 | Electric Utility | 38.6803 | -94.4824 | Evergy, Inc. (Owner),Evergy, Inc. (Operator) | Phase 2 |  | Combustion turbine | Pipeline Natural Gas | [5 empty] | 2005-07-11 | Operating | 1581 | 01 (113.8) | 56151 1 | 113.8
MO | South Harper Peaking Facility | 56151 | 2 |  | 2023 | ARP, CSNOX, CSOSG2, CSSO2G1 | 605879 | 7 | SPP | Cass County | MO037 | 37 | Electric Utility | 38.6803 | -94.4824 | Evergy, Inc. (Owner),Evergy, Inc. (Operator) | Phase 2 |  | Combustion turbine | Pipeline Natural Gas | [5 empty] | 2005-06-24 | Operating | 1581 | 02 (113.8) | 56151 2 | 113.8
MO | South Harper Peaking Facility | 56151 | 3 |  | 2023 | ARP, CSNOX, CSOSG2, CSSO2G1 | 605879 | 7 | SPP | Cass County | MO037 | 37 | Electric Utility | 38.6803 | -94.4824 | Evergy, Inc. (Owner),Evergy, Inc. (Operator) | Phase 2 |  | Combustion turbine | Pipeline Natural Gas | [5 empty] | 2005-06-20 | Operating | 1581 | 03 (113.8) | 56151 3 | 113.8
MN | Faribault Energy Park | 56164 | EU006 |  | 2023 | ARP, CSNOX, CSSO2G2 | 610251 | 5 | MAPP | Rice County | MN131 | 131 | Electric Utility | 44.3353 | -93.2894 | Minnesota Municipal Power Agency (Owner),Minnesota Municipal Power Agency (Operator) | Phase 2 |  | Combined cycle | Pipeline Natural Gas | Diesel Oil |  | Dry Low NOx Burners,Water Injection,Selective Catalytic Reduction |  |  | 2005-05-10 | Operating | 2260 | HRSG (122), EU01 (212.5) | 56164 EU006 | 334.5 | Y
WI | Sheboygan Falls Energy Facility | 56166 | 1 |  | 2023 | ARP, CSNOX, CSOSG3, CSSO2G1 | 608055 | 5 |  | Sheboygan County | WI117 | 117 | Electric Utility | 43.7519 | -87.8783 | Sheboygan Power, LLC (Owner),Wisconsin Power & Light Company (Operator) | Phase 2 |  | Combustion turbine | Pipeline Natural Gas |  |  | Dry Low NOx Burners |  |  | 2005-05-05 | Operating | 1949 | 1 (170) | 56166 1 | 170
WI | Sheboygan Falls Energy Facility | 56166 | 2 |  | 2023 | ARP, CSNOX, CSOSG3, CSSO2G1 | 608055 | 5 |  | Sheboygan County | WI117 | 117 | Electric Utility | 43.7519 | -87.8783 | Sheboygan Power, LLC (Owner),Wisconsin Power & Light Company (Operator) | Phase 2 |  | Combustion turbine | Pipeline Natural Gas |  |  | Dry Low NOx Burners |  |  | 2005-05-15 | Operating | 1953 | 2 (170) | 56166 2 | 170
UT | Nebo Power Station | 56177 | U1 |  | 2023 | ARP | 608254 (Ended Mar 07, 2023), 610595 (Started Mar 07, 2023) | 8 | WECC | Utah County | UT049 | 49 | Electric Utility | 40.0614 | -111.7294 | Utah Associated Municipal Power Systems (Owner),Utah Associated Municipal Power Systems (Operator) | Phase 2 |  | Combined cycle | Pipeline Natural Gas |  |  | Dry Low NOx Burners,Selective Catalytic Reduction |  |  | 2004-06-17 | Operating | 1300 | GT1 (65), ST1 (75) | 56177 U1 | 140 | Y
NY | Pinelawn Power | 56188 | 1 |  | 2023 | ARP, CSNOX, CSOSG3, CSSO2G1, RGGI | 607880 (Ended Mar 10, 2023), 610552 (Started Mar 10, 2023) | 2 |  | Suffolk County | NY103 | 103 | Electric Utility | 40.7358 | -73.3881 | J Power USA Development Co, Ltd. (Owner),J Power USA Development Co, Ltd. (Operator) | Phase 2 |  | Combined cycle | Pipeline Natural Gas | Other Oil |  | Water Injection,Selective Catalytic Reduction |  |  | 2005-06-14 | Operating | 850 | CTG (50), STG (32) | 56188 1 | 82 | Y
NY | Poletti 500 MW CC | 56196 | CTG7A |  | 2023 | ARP, CSNOX, CSOSG3, CSSO2G1, RGGI | 605253 | 2 |  | Queens County | NY081 | 81 | Electric Utility | 40.7881 | -73.9056 | New York Power Authority (Owner),New York Power Authority (Operator) | Phase 2 |  | Combined cycle | Pipeline Natural Gas | Diesel Oil |  | Dry Low NOx Burners,Water Injection,Selective Catalytic Reduction |  |  | 2005-12-31 | Operating | 2080 | CA01 (188), CT01 (170) | 56196 CTG7A | 264 | Y
NY | Poletti 500 MW CC | 56196 | CTG7B |  | 2023 | ARP, CSNOX, CSOSG3, CSSO2G1, RGGI | 605253 | 2 |  | Queens County | NY081 | 81 | Electric Utility | 40.7881 | -73.9056 | New York Power Authority (Owner),New York Power Authority (Operator) | Phase 2 |  | Combined cycle | Pipeline Natural Gas | Diesel Oil |  | Dry Low NOx Burners,Water Injection,Selective Catalytic Reduction |  |  | 2005-12-31 | Operating | 2041 | CT02 (170), CA01 (188) | 56196 CTG7B | 264 | Y
NV | TS Power Plant | 56224 | 1 |  | 2023 | ARP, MATS | 603656 | 9 |  | Eureka County | NV011 | 11 | Electric Utility | 40.7458 | -116.5297 | Newmont Nevada Energy Investment LLC (Owner),Newmont Nevada Energy Investment LLC (Operator) | Phase 2 |  | Dry bottom wall-fired boiler | Coal | Diesel Oil | Dry Lime FGD | Low NOx Burner Technology w/ Overfire Air,Selective Catalytic Reduction | Baghouse | Halogenated PAC Sorbent Injection | 2008-01-18 | Operating | 2462 | 001 (242) | 56224 1 | 242 | Y
OR | Port Westward | 56227 | PWEU1 |  | 2023 | ARP | 608084 (Ended Oct 04, 2023), 610795 (Started Oct 04, 2023) | 10 | WECC | Columbia County | OR009 | 9 | Electric Utility | 46.1792 | -123.1717 | Portland General Electric Company (Owner),Portland General Electric Company (Operator) | Phase 2 |  | Combined cycle | Natural Gas |  |  | Dry Low NOx Burners,Selective Catalytic Reduction |  |  | 2007-06-12 | Operating | 4000 | 1 (312), 2 (171) | 56227 PWEU1 | 483 | Y
CA | Miramar Energy Facility | 56232 | 1 |  | 2023 | ARP | 607107 (Ended Mar 01, 2023), 607385 (Started Mar 01, 2023) | 9 | WECC | San Diego County | CA073 | 73 | Electric Utility | 32.8769 | -117.1664 | San Diego Gas and Electric Company (Owner),San Diego Gas and Electric Company (Operator) | Phase 2 |  | Combustion turbine | Pipeline Natural Gas |  |  | Water Injection,Selective Catalytic Reduction |  |  | 2005-05-16 | Operating | 500 | 1 (53) | 56232 1 | 53 | Y
CA | Miramar Energy Facility | 56232 | 2 |  | 2023 | ARP | 607107 (Ended Mar 01, 2023), 607385 (Started Mar 01, 2023) | 9 | WECC | San Diego County | CA073 | 73 | Electric Utility | 32.8769 | -117.1664 | San Diego Gas and Electric Company (Owner),San Diego Gas and Electric Company (Operator) | Phase 2 |  | Combustion turbine | Pipeline Natural Gas |  |  | Water Injection,Selective Catalytic Reduction |  |  | 2009-05-16 | Operating | 490 | 2 (53) | 56232 2 | 53 | Y
NY | Caithness Long Island Energy Center | 56234 | 1 |  | 2023 | ARP, CSNOX, CSOSG3, CSSO2G1, RGGI | 1245 | 2 | NPCC | Suffolk County | NY103 | 103 | Electric Utility | 40.8142 | -72.9403 | Caithness Energy (Owner),Siemens Power Generation Operating Services Co (Operator) | Phase 2 |  | Combined cycle | Pipeline Natural Gas | Diesel Oil |  | Dry Low NOx Burners,Water Injection,Ammonia Injection,Selective Catalytic Reduction |  |  | 2009-04-17 | Operating | 2650 | CT01 (196.2), ST01 (152.7) | 56234 1 | 348.9 | Y
UT | Lake Side Power Plant | 56237 | CT01 |  | 2023 | ARP | 609068 | 8 |  | Utah County | UT049 | 49 | Electric Utility | 40.3311 | -111.7547 | Pacificorp Energy Generation (Owner),Pacificorp Energy Generation (Operator) | Phase 2 |  | Combined cycle | Pipeline Natural Gas |  |  | Selective Catalytic Reduction |  |  | 2007-05-25 | Operating | 2200 | CT01 (182.7), ST01 (225.9) | 56237 CT01 | 295.65 | Y
UT | Lake Side Power Plant | 56237 | CT02 |  | 2023 | ARP | 609068 | 8 |  | Utah County | UT049 | 49 | Electric Utility | 40.3311 | -111.7547 | Pacificorp Energy Generation (Owner),Pacificorp Energy Generation (Operator) | Phase 2 |  | Combined cycle | Pipeline Natural Gas |  |  | Selective Catalytic Reduction |  |  | 2007-06-02 | Operating | 2200 | ST01 (225.9), CT02 (182.7) | 56237 CT02 | 295.65 | Y
UT | Lake Side Power Plant | 56237 | CT03 |  | 2023 | ARP | 609068 | 8 |  | Utah County | UT049 | 49 | Electric Utility | 40.3311 | -111.7547 | Pacificorp Energy Generation (Owner),Pacificorp Energy Generation (Operator) | Phase 2 |  | Combined cycle | Pipeline Natural Gas |  |  | Selective Catalytic Reduction |  |  | 2014-01-23 | Operating | 2310 | CT21 (185.4), ST2 (284.4) | 56237 CT03 | 327.6 | Y
UT | Lake Side Power Plant | 56237 | CT04 |  | 2023 | ARP | 609068 | 8 |  | Utah County | UT049 | 49 | Electric Utility | 40.3311 | -111.7547 | Pacificorp Energy Generation (Owner),Pacificorp Energy Generation (Operator) | Phase 2 |  | Combined cycle | Pipeline Natural Gas |  |  | Selective Catalytic Reduction |  |  | 2014-02-01 | Operating | 2310 | ST2 (284.4), CT22 (185.4) | 56237 CT04 | 327.6 | Y
SD | Groton Generating Station | 56238 | CT001 |  | 2023 | ARP | 609771 | 8 |  | Brown County | SD013 | 13 | Electric Utility | 45.3718 | -98.1032 | Basin Electric Power Cooperative (Owner),Basin Electric Power Cooperative (Operator) | Phase 2 |  | Combustion turbine | Pipeline Natural Gas |  |  | Water Injection |  |  | 2006-06-22 | Operating | 840 | GT01 (93.5) | 56238 CT001 | 93.5
SD | Groton Generating Station | 56238 | CT002 |  | 2023 | ARP | 609771 | 8 |  | Brown County | SD013 | 13 | Electric Utility | 45.3718 | -98.1032 | Basin Electric Power Cooperative (Owner),Basin Electric Power Cooperative (Operator) | Phase 2 |  | Combustion turbine | Pipeline Natural Gas |  |  | Water Injection |  |  | 2008-07-01 | Operating | 786.5 | GT02 (95) | 56238 CT002 | 95
CA | Malaga Power | 56239 | GT-1 |  | 2023 | ARP | 609325 | 9 | WECC | Fresno County | CA019 | 19 | Electric Utility | 36.6894 | -119.7399 | Malaga Power, LLC (Owner),Malaga Power, LLC (Operator) | Phase 2 |  | Combustion turbine | Pipeline Natural Gas |  |  | Selective Catalytic Reduction |  |  | 2005-06-01 | Operating | 490 | GT-1 (60.5) | 56239 GT-1 | 60.5 | Y
CA | Malaga Power | 56239 | GT-2 |  | 2023 | ARP | 609325 | 9 | WECC | Fresno County | CA019 | 19 | Electric Utility | 36.6894 | -119.7399 | Malaga Power, LLC (Owner),Malaga Power, LLC (Operator) | Phase 2 |  | Combustion turbine | Pipeline Natural Gas |  |  | Selective Catalytic Reduction |  |  | 2005-06-01 | Operating | 480 | GT-2 (60.5) | 56239 GT-2 | 60.5 | Y
MN | Cannon Falls Energy Center | 56241 | CT-01 |  | 2023 | ARP, CSNOX, CSSO2G2 | 609059 | 5 |  | Goodhue County | MN049 | 49 | Electric Utility | 44.5364 | -92.9147 | Invenergy LLC (Owner),Invenergy LLC (Operator) | Phase 2 |  | Combustion turbine | Pipeline Natural Gas | Diesel Oil |  | Dry Low NOx Burners,Water Injection |  |  | 2008-03-06 | Operating | 2300 | UNT1 (173.4) | 56241 CT-01 | 173.4
MN | Cannon Falls Energy Center | 56241 | CT-02 |  | 2023 | ARP, CSNOX, CSSO2G2 | 609059 | 5 |  | Goodhue County | MN049 | 49 | Electric Utility | 44.5364 | -92.9147 | Invenergy LLC (Owner),Invenergy LLC (Operator) | Phase 2 |  | Combustion turbine | Pipeline Natural Gas | Diesel Oil |  | Dry Low NOx Burners,Water Injection |  |  | 2008-03-18 | Operating | 2300 | UNT2 (173.4) | 56241 CT-02 | 173.4
NC | NCEMC Anson Plant | 56249 | ES1-A |  | 2023 | ARP, CSNOX, CSSO2G1, SIPNOX | 609062 | 4 |  | Anson County | NC007 | 7 | Electric Utility | 34.9708 | -79.9208 | North Carolina Electric Membership Corporation (Owner),North Carolina Electric Membership Corporation (Operator) | Phase 2 |  | Combustion turbine | Pipeline Natural Gas | Diesel Oil |  | Water Injection |  |  | 2007-01-23 | Operating | 330 | 1 (61.9) | 56249 ES1-A | 61.9
NC | NCEMC Anson Plant | 56249 | ES1-B |  | 2023 | ARP, CSNOX, CSSO2G1, SIPNOX | 609062 | 4 |  | Anson County | NC007 | 7 | Electric Utility | 34.9708 | -79.9208 | North Carolina Electric Membership Corporation (Owner),North Carolina Electric Membership Corporation (Operator) | Phase 2 |  | Combustion turbine | Pipeline Natural Gas | Diesel Oil |  | Water Injection |  |  | 2007-01-23 | Operating | 330 | 1 (61.9) | 56249 ES1-B | 61.9
NC | NCEMC Anson Plant | 56249 | ES2-A |  | 2023 | ARP, CSNOX, CSSO2G1, SIPNOX | 609062 | 4 |  | Anson County | NC007 | 7 | Electric Utility | 34.9708 | -79.9208 | North Carolina Electric Membership Corporation (Owner),North Carolina Electric Membership Corporation (Operator) | Phase 2 |  | Combustion turbine | Pipeline Natural Gas | Diesel Oil |  | Water Injection |  |  | 2007-01-24 | Operating | 330 | 2 (61.9) | 56249 ES2-A | 61.9
NC | NCEMC Anson Plant | 56249 | ES2-B |  | 2023 | ARP, CSNOX, CSSO2G1, SIPNOX | 609062 | 4 |  | Anson County | NC007 | 7 | Electric Utility | 34.9708 | -79.9208 | North Carolina Electric Membership Corporation (Owner),North Carolina Electric Membership Corporation (Operator) | Phase 2 |  | Combustion turbine | Pipeline Natural Gas | Diesel Oil |  | Water Injection |  |  | 2007-01-24 | Operating | 330 | 2 (61.9) | 56249 ES2-B | 61.9
NC | NCEMC Anson Plant | 56249 | ES3-A |  | 2023 | ARP, CSNOX, CSSO2G1, SIPNOX | 609062 | 4 |  | Anson County | NC007 | 7 | Electric Utility | 34.9708 | -79.9208 | North Carolina Electric Membership Corporation (Owner),North Carolina Electric Membership Corporation (Operator) | Phase 2 |  | Combustion turbine | Pipeline Natural Gas | Diesel Oil |  | Water Injection |  |  | 2007-02-12 | Operating | 330 | 3 (61.9) | 56249 ES3-A | 61.9
NC | NCEMC Anson Plant | 56249 | ES3-B |  | 2023 | ARP, CSNOX, CSSO2G1, SIPNOX | 609062 | 4 |  | Anson County | NC007 | 7 | Electric Utility | 34.9708 | -79.9208 | North Carolina Electric Membership Corporation (Owner),North Carolina Electric Membership Corporation (Operator) | Phase 2 |  | Combustion turbine | Pipeline Natural Gas | Diesel Oil |  | Water Injection |  |  | 2007-02-12 | Operating | 330 | 3 (61.9) | 56249 ES3-B | 61.9
NC | NCEMC Anson Plant | 56249 | ES4-A |  | 2023 | ARP, CSNOX, CSSO2G1, SIPNOX | 609062 | 4 |  | Anson County | NC007 | 7 | Electric Utility | 34.9708 | -79.9208 | North Carolina Electric Membership Corporation (Owner),North Carolina Electric Membership Corporation (Operator) | Phase 2 |  | Combustion turbine | Pipeline Natural Gas | Diesel Oil |  | Water Injection |  |  | 2007-02-13 | Operating | 330 | 4 (61.9) | 56249 ES4-A | 61.9
NC | NCEMC Anson Plant | 56249 | ES4-B |  | 2023 | ARP, CSNOX, CSSO2G1, SIPNOX | 609062 | 4 |  | Anson County | NC007 | 7 | Electric Utility | 34.9708 | -79.9208 | North Carolina Electric Membership Corporation (Owner),North Carolina Electric Membership Corporation (Operator) | Phase 2 |  | Combustion turbine | Pipeline Natural Gas | Diesel Oil |  | Water Injection |  |  | 2007-02-13 | Operating | 330 | 4 (61.9) | 56249 ES4-B | 61.9
NC | NCEMC Anson Plant | 56249 | ES5-A |  | 2023 | ARP, CSNOX, CSSO2G1, SIPNOX | 609062 | 4 |  | Anson County | NC007 | 7 | Electric Utility | 34.9708 | -79.9208 | North Carolina Electric Membership Corporation (Owner),North Carolina Electric Membership Corporation (Operator) | Phase 2 |  | Combustion turbine | Pipeline Natural Gas | Diesel Oil |  | Water Injection |  |  | 2007-04-23 | Operating | 330 | 5 (61.9) | 56249 ES5-A | 61.9
NC | NCEMC Anson Plant | 56249 | ES5-B |  | 2023 | ARP, CSNOX, CSSO2G1, SIPNOX | 609062 | 4 |  | Anson County | NC007 | 7 | Electric Utility | 34.9708 | -79.9208 | North Carolina Electric Membership Corporation (Owner),North Carolina Electric Membership Corporation (Operator) | Phase 2 |  | Combustion turbine | Pipeline Natural Gas | Diesel Oil |  | Water Injection |  |  | 2007-04-23 | Operating | 330 | 5 (61.9) | 56249 ES5-B | 61.9
NC | NCEMC Anson Plant | 56249 | ES6-A |  | 2023 | ARP, CSNOX, CSSO2G1, SIPNOX | 609062 | 4 |  | Anson County | NC007 | 7 | Electric Utility | 34.9708 | -79.9208 | North Carolina Electric Membership Corporation (Owner),North Carolina Electric Membership Corporation (Operator) | Phase 2 |  | Combustion turbine | Pipeline Natural Gas | Diesel Oil |  | Water Injection |  |  | 2007-04-24 | Operating | 330 | 6 (61.9) | 56249 ES6-A | 61.9
NC | NCEMC Anson Plant | 56249 | ES6-B |  | 2023 | ARP, CSNOX, CSSO2G1, SIPNOX | 609062 | 4 |  | Anson County | NC007 | 7 | Electric Utility | 34.9708 | -79.9208 | North Carolina Electric Membership Corporation (Owner),North Carolina Electric Membership Corporation (Operator) | Phase 2 |  | Combustion turbine | Pipeline Natural Gas | Diesel Oil |  | Water Injection |  |  | 2007-04-24 | Operating | 330 | 6 (61.9) | 56249 ES6-B | 61.9
UT | Millcreek Power | 56253 | MC-1 |  | 2023 | ARP | 607725 | 8 |  | Washington County | UT053 | 53 | Electric Utility | 37.1124 | -113.5155 | City of St. George (Owner),City of St. George (Operator) | Phase 2 |  | Combustion turbine | Pipeline Natural Gas |  |  | Dry Low NOx Burners |  |  | 2006-04-03 | Operating | 360 | MC1 (40) | 56253 MC-1 | 40
UT | Millcreek Power | 56253 | MC-2 |  | 2023 | ARP | 607725 | 8 |  | Washington County | UT053 | 53 | Electric Utility | 37.1124 | -113.5155 | City of St. George (Owner),City of St. George (Operator) | Phase 2 |  | Combustion turbine | Pipeline Natural Gas |  |  | Dry Low NOx Burners,Selective Catalytic Reduction |  |  | 2010-04-25 | Operating | 420 | MC2 (40) | 56253 MC-2 | 40 | Y
NY | Empire Generating Co, LLC | 56259 | CT-1 |  | 2023 | ARP, CSNOX, CSOSG3, CSSO2G1, RGGI | 605110 | 2 | NPCC | Rensselaer County | NY083 | 83 | Electric Utility | 42.6296 | -73.749 | Empire Generating Co, LLC (Owner),Empire Generating Co, LLC (Operator) | Phase 2 |  | Combined cycle | Pipeline Natural Gas | Diesel Oil |  | Dry Low NOx Burners,Water Injection,Selective Catalytic Reduction |  |  | 2010-05-26 | Operating | 2750 | CT11 (179), ST13 (295.7) | 56259 CT-1 | 326.85 | Y
NY | Empire Generating Co, LLC | 56259 | CT-2 |  | 2023 | ARP, CSNOX, CSOSG3, CSSO2G1, RGGI | 605110 | 2 | NPCC | Rensselaer County | NY083 | 83 | Electric Utility | 42.6296 | -73.749 | Empire Generating Co, LLC (Owner),Empire Generating Co, LLC (Operator) | Phase 2 |  | Combined cycle | Pipeline Natural Gas | Diesel Oil |  | Dry Low NOx Burners,Water Injection,Selective Catalytic Reduction |  |  | 2010-06-03 | Operating | 2750 | ST13 (295.7), CT12 (179) | 56259 CT-2 | 326.85 | Y
LA | Hargis-Hebert Electric Generating Statio | 56283 | U-1 |  | 2023 | ARP, CSOSG2E | 607490 | 6 |  | Lafayette Parish | LA055 | 55 | Electric Utility | 30.1694 | -91.9923 | Lafayette Utilities System (Owner),Lafayette Utilities System (Operator) | Phase 2 |  | Combustion turbine | Pipeline Natural Gas |  |  | Water Injection |  |  | 2006-04-27 | Operating | 510 | U-1 (60.5) | 56283 U-1 | 60.5
LA | Hargis-Hebert Electric Generating Statio | 56283 | U-2 |  | 2023 | ARP, CSOSG2E | 607490 | 6 |  | Lafayette Parish | LA055 | 55 | Electric Utility | 30.1694 | -91.9923 | Lafayette Utilities System (Owner),Lafayette Utilities System (Operator) | Phase 2 |  | Combustion turbine | Pipeline Natural Gas |  |  | Water Injection |  |  | 2006-04-18 | Operating | 510 | U-2 (60.5) | 56283 U-2 | 60.5
NC | NCEMC Hamlet Plant | 56292 | ES1-A |  | 2023 | ARP, CSNOX, CSSO2G1, SIPNOX | 609062 | 4 |  | Richmond County | NC153 | 153 | Electric Utility | 34.8422 | -79.7367 | North Carolina Electric Membership Corporation (Owner),North Carolina Electric Membership Corporation (Operator) | Phase 2 |  | Combustion turbine | Pipeline Natural Gas | Diesel Oil |  | Water Injection |  |  | 2007-10-05 | Operating | 330 | 1 (61.9) | 56292 ES1-A | 61.9
NC | NCEMC Hamlet Plant | 56292 | ES1-B |  | 2023 | ARP, CSNOX, CSSO2G1, SIPNOX | 609062 | 4 |  | Richmond County | NC153 | 153 | Electric Utility | 34.8422 | -79.7367 | North Carolina Electric Membership Corporation (Owner),North Carolina Electric Membership Corporation (Operator) | Phase 2 |  | Combustion turbine | Pipeline Natural Gas | Diesel Oil |  | Water Injection |  |  | 2007-10-05 | Operating | 330 | 1 (61.9) | 56292 ES1-B | 61.9
NC | NCEMC Hamlet Plant | 56292 | ES2-A |  | 2023 | ARP, CSNOX, CSSO2G1, SIPNOX | 609062 | 4 |  | Richmond County | NC153 | 153 | Electric Utility | 34.8422 | -79.7367 | North Carolina Electric Membership Corporation (Owner),North Carolina Electric Membership Corporation (Operator) | Phase 2 |  | Combustion turbine | Pipeline Natural Gas | Diesel Oil |  | Water Injection |  |  | 2007-10-08 | Operating | 330 | 2 (61.9) | 56292 ES2-A | 61.9
NC | NCEMC Hamlet Plant | 56292 | ES2-B |  | 2023 | ARP, CSNOX, CSSO2G1, SIPNOX | 609062 | 4 |  | Richmond County | NC153 | 153 | Electric Utility | 34.8422 | -79.7367 | North Carolina Electric Membership Corporation (Owner),North Carolina Electric Membership Corporation (Operator) | Phase 2 |  | Combustion turbine | Pipeline Natural Gas | Diesel Oil |  | Water Injection |  |  | 2007-10-08 | Operating | 330 | 2 (61.9) | 56292 ES2-B | 61.9
NC | NCEMC Hamlet Plant | 56292 | ES3-A |  | 2023 | ARP, CSNOX, CSSO2G1, SIPNOX | 609062 | 4 |  | Richmond County | NC153 | 153 | Electric Utility | 34.8422 | -79.7367 | North Carolina Electric Membership Corporation (Owner),North Carolina Electric Membership Corporation (Operator) | Phase 2 |  | Combustion turbine | Pipeline Natural Gas | Diesel Oil |  | Water Injection |  |  | 2007-10-11 | Operating | 330 | 3 (61.9) | 56292 ES3-A | 61.9
NC | NCEMC Hamlet Plant | 56292 | ES3-B |  | 2023 | ARP, CSNOX, CSSO2G1, SIPNOX | 609062 | 4 |  | Richmond County | NC153 | 153 | Electric Utility | 34.8422 | -79.7367 | North Carolina Electric Membership Corporation (Owner),North Carolina Electric Membership Corporation (Operator) | Phase 2 |  | Combustion turbine | Pipeline Natural Gas | Diesel Oil |  | Water Injection |  |  | 2007-10-11 | Operating | 330 | 3 (61.9) | 56292 ES3-B | 61.9
NC | NCEMC Hamlet Plant | 56292 | ES4-A |  | 2023 | ARP, CSNOX, CSSO2G1, SIPNOX | 609062 | 4 |  | Richmond County | NC153 | 153 | Electric Utility | 34.8422 | -79.7367 | North Carolina Electric Membership Corporation (Owner),North Carolina Electric Membership Corporation (Operator) | Phase 2 |  | Combustion turbine | Pipeline Natural Gas | Diesel Oil |  | Water Injection |  |  | 2007-10-11 | Operating | 330 | 4 (61.9) | 56292 ES4-A | 61.9
NC | NCEMC Hamlet Plant | 56292 | ES4-B |  | 2023 | ARP, CSNOX, CSSO2G1, SIPNOX | 609062 | 4 |  | Richmond County | NC153 | 153 | Electric Utility | 34.8422 | -79.7367 | North Carolina Electric Membership Corporation (Owner),North Carolina Electric Membership Corporation (Operator) | Phase 2 |  | Combustion turbine | Pipeline Natural Gas | Diesel Oil |  | Water Injection |  |  | 2007-10-11 | Operating | 330 | 4 (61.9) | 56292 ES4-B | 61.9
NC | NCEMC Hamlet Plant | 56292 | ES5-A |  | 2023 | ARP, CSNOX, CSSO2G1, SIPNOX | 609062 | 4 |  | Richmond County | NC153 | 153 | Electric Utility | 34.8422 | -79.7367 | North Carolina Electric Membership Corporation (Owner),North Carolina Electric Membership Corporation (Operator) | Phase 2 |  | Combustion turbine | Pipeline Natural Gas | Diesel Oil |  | Water Injection |  |  | 2007-10-26 | Operating | 330 | 5 (61.9) | 56292 ES5-A | 61.9
NC | NCEMC Hamlet Plant | 56292 | ES5-B |  | 2023 | ARP, CSNOX, CSSO2G1, SIPNOX | 609062 | 4 |  | Richmond County | NC153 | 153 | Electric Utility | 34.8422 | -79.7367 | North Carolina Electric Membership Corporation (Owner),North Carolina Electric Membership Corporation (Operator) | Phase 2 |  | Combustion turbine | Pipeline Natural Gas | Diesel Oil |  | Water Injection |  |  | 2007-10-26 | Operating | 330 | 5 (61.9) | 56292 ES5-B | 61.9
NC | NCEMC Hamlet Plant | 56292 | ES6-A |  | 2023 | ARP, CSNOX, CSSO2G1, SIPNOX | 609062 | 4 |  | Richmond County | NC153 | 153 | Electric Utility | 34.8422 | -79.7367 | North Carolina Electric Membership Corporation (Owner),North Carolina Electric Membership Corporation (Operator) | Phase 2 |  | Combustion turbine | Pipeline Natural Gas | Diesel Oil |  | Water Injection |  |  | 2013-04-17 | Operating | 330 | 6 (61.9) | 56292 ES6-A | 61.9
NC | NCEMC Hamlet Plant | 56292 | ES6-B |  | 2023 | ARP, CSNOX, CSSO2G1, SIPNOX | 609062 | 4 |  | Richmond County | NC153 | 153 | Electric Utility | 34.8422 | -79.7367 | North Carolina Electric Membership Corporation (Owner),North Carolina Electric Membership Corporation (Operator) | Phase 2 |  | Combustion turbine | Pipeline Natural Gas | Diesel Oil |  | Water Injection |  |  | 2013-04-17 | Operating | 330 | 6 (61.9) | 56292 ES6-B | 61.9
CA | Roseville Energy Park | 56298 | CT001 |  | 2023 | ARP | 604867 | 9 | WECC | Placer County | CA061 | 61 | Electric Utility | 38.7926 | -121.3823 | City of Roseville, CA (Owner),City of Roseville, CA (Operator) | Phase 2 |  | Combined cycle | Pipeline Natural Gas |  |  | Dry Low NOx Burners,Selective Catalytic Reduction |  |  | 2007-06-13 | Operating | 705.3 | 0003 (80), 0001 (42) | 56298 CT001 | 82 | Y
CA | Roseville Energy Park | 56298 | CT002 |  | 2023 | ARP | 604867 | 9 | WECC | Placer County | CA061 | 61 | Electric Utility | 38.7926 | -121.3823 | City of Roseville, CA (Owner),City of Roseville, CA (Operator) | Phase 2 |  | Combined cycle | Pipeline Natural Gas |  |  | Dry Low NOx Burners,Selective Catalytic Reduction |  |  | 2007-06-20 | Operating | 705.3 | 0002 (42), 0003 (80) | 56298 CT002 | 82 | Y
CA | Roseville Energy Park | 56298 | CT005 |  | 2023 | ARP | 604867 | 9 | WECC | Placer County | CA061 | 61 | Electric Utility | 38.7926 | -121.3823 | California Department of Power and Water (Owner),City of Roseville, CA (Operator) | Phase 2 |  | Combustion turbine | Pipeline Natural Gas |  |  | Water Injection,Selective Catalytic Reduction |  |  | 2022-07-01 | Operating | 366.1 | 0004 (30) | 56298 CT005 | 30 | Y
CA | Roseville Energy Park | 56298 | CT006 |  | 2023 | ARP | 604867 | 9 | WECC | Placer County | CA061 | 61 | Electric Utility | 38.7926 | -121.3823 | California Department of Power and Water (Owner),City of Roseville, CA (Operator) | Phase 2 |  | Combustion turbine | Pipeline Natural Gas |  |  | Water Injection,Selective Catalytic Reduction |  |  | 2022-07-02 | Operating | 366.1 | 0005 (30) | 56298 CT006 | 30 | Y
WY | Wygen II | 56319 | 1 |  | 2023 | ARP, MATS | 609425 (Ended Jul 13, 2023), 610712 (Started Jul 13, 2023) | 8 | WECC | Campbell County | WY005 | 5 | Electric Utility | 44.2911 | -105.3815 | Cheyenne Light, Fuel and Power (Owner),Black Hills Power, Inc (Operator) | Phase 2 |  | Dry bottom wall-fired boiler | Coal |  | Dry Lime FGD | Low NOx Burner Technology w/ Overfire Air,Selective Catalytic Reduction | Baghouse |  | 2007-10-19 | Operating | 1300 | 0001 (100) | 56319 1 | 100 | Y
TX | Mustang Station (56326) | 56326 | GEN1 |  | 2023 | ARP, CSOSG2 | 609443 (Ended Jun 21, 2023), 610698 (Started Jun 21, 2023) | 6 |  | Yoakum County | TX501 | 501 | Electric Utility | 32.9748 | -102.7432 | Golden Spread Electric Cooperative, Inc. (Owner),Golden Spread Electric Cooperative, Inc. (Operator) | Phase 2 |  | Combustion turbine | Pipeline Natural Gas |  |  | Dry Low NOx Burners |  |  | 2006-02-27 | Operating | 1728 | GEN1 (170) | 56326 GEN1 | 170
TX | Mustang Station (56326) | 56326 | GEN2 |  | 2023 | ARP, CSOSG2 | 609443 (Ended Jun 21, 2023), 610698 (Started Jun 21, 2023) | 6 |  | Yoakum County | TX501 | 501 | Electric Utility | 32.9748 | -102.7432 | Golden Spread Electric Cooperative, Inc. (Owner),Golden Spread Electric Cooperative, Inc. (Operator) | Phase 2 |  | Combustion turbine | Pipeline Natural Gas |  |  | Dry Low NOx Burners |  |  | 2007-04-01 | Operating | 1728 | GEN2 (170) | 56326 GEN2 | 170
TX | Mustang Station (56326) | 56326 | GEN3 |  | 2023 | ARP, CSOSG2 | 609443 (Ended Jun 21, 2023), 610698 (Started Jun 21, 2023) | 6 |  | Yoakum County | TX501 | 501 | Electric Utility | 32.9748 | -102.7432 | Golden Spread Electric Cooperative, Inc. (Owner),Golden Spread Electric Cooperative, Inc. (Operator) | Phase 2 |  | Combustion turbine | Pipeline Natural Gas |  |  | Dry Low NOx Burners |  |  | 2013-04-01 | Operating | 1728 | GEN3 (170) | 56326 GEN3 | 170
AR | Harry D. Mattison Power Plant | 56328 | 1 |  | 2023 | ARP, CSOSG2 | 608993 (Ended Apr 12, 2023), 610620 (Started Apr 12, 2023) | 6 |  | Washington County | AR143 | 143 | Electric Utility | 36.1855 | -94.2841 | Southwestern Electric Power Company (Owner),Southwestern Electric Power Company (Operator) | Phase 2 |  | Combustion turbine | Pipeline Natural Gas |  |  | Dry Low NOx Burners |  |  | 2007-12-13 | Operating | 1078 | 1 (89) | 56328 1 | 89
AR | Harry D. Mattison Power Plant | 56328 | 2 |  | 2023 | ARP, CSOSG2 | 608993 (Ended Apr 12, 2023), 610620 (Started Apr 12, 2023) | 6 |  | Washington County | AR143 | 143 | Electric Utility | 36.1855 | -94.2841 | Southwestern Electric Power Company (Owner),Southwestern Electric Power Company (Operator) | Phase 2 |  | Combustion turbine | Pipeline Natural Gas |  |  | Dry Low NOx Burners |  |  | 2007-12-13 | Operating | 1078 | 2 (89) | 56328 2 | 89
AR | Harry D. Mattison Power Plant | 56328 | 3 |  | 2023 | ARP, CSOSG2 | 608993 (Ended Apr 12, 2023), 610620 (Started Apr 12, 2023) | 6 |  | Washington County | AR143 | 143 | Electric Utility | 36.1855 | -94.2841 | Southwestern Electric Power Company (Owner),Southwestern Electric Power Company (Operator) | Phase 2 |  | Combustion turbine | Pipeline Natural Gas |  |  | Dry Low NOx Burners |  |  | 2007-07-02 | Operating | 1078 | 3 (89) | 56328 3 | 89
AR | Harry D. Mattison Power Plant | 56328 | 4 |  | 2023 | ARP, CSOSG2 | 608993 (Ended Apr 12, 2023), 610620 (Started Apr 12, 2023) | 6 |  | Washington County | AR143 | 143 | Electric Utility | 36.1855 | -94.2841 | Southwestern Electric Power Company (Owner),Southwestern Electric Power Company (Operator) | Phase 2 |  | Combustion turbine | Pipeline Natural Gas |  |  | Dry Low NOx Burners |  |  | 2007-07-01 | Operating | 1078 | 4 (89) | 56328 4 | 89
TX | Quail Run Energy Center | 56349 | CT1A |  | 2023 | ARP, CSOSG2 | 607049 | 6 |  | Ector County | TX135 | 135 | Electric Utility | 31.8414 | -102.315 | Quail Run Energy Partners, LP (Owner),Quail Run Energy Partners, LP (Operator) | Phase 2 |  | Combined cycle | Pipeline Natural Gas |  |  | Dry Low NOx Burners,Selective Catalytic Reduction |  |  | 2007-04-25 | Operating | 1260 | ST1 (125), CT1A (80) | 56349 CT1A | 142.5 | Y
TX | Quail Run Energy Center | 56349 | CT1B |  | 2023 | ARP, CSOSG2 | 607049 | 6 |  | Ector County | TX135 | 135 | Electric Utility | 31.8414 | -102.315 | Quail Run Energy Partners, LP (Owner),Quail Run Energy Partners, LP (Operator) | Phase 2 |  | Combined cycle | Pipeline Natural Gas |  |  | Dry Low NOx Burners,Selective Catalytic Reduction |  |  | 2007-04-26 | Operating | 1260 | CT1B (80), ST1 (125) | 56349 CT1B | 142.5 | Y
TX | Quail Run Energy Center | 56349 | CT2A |  | 2023 | ARP, CSOSG2 | 607049 | 6 |  | Ector County | TX135 | 135 | Electric Utility | 31.8414 | -102.315 | Quail Run Energy Partners, LP (Owner),Quail Run Energy Partners, LP (Operator) | Phase 2 |  | Combined cycle | Pipeline Natural Gas |  |  | Dry Low NOx Burners,Selective Catalytic Reduction |  |  | 2008-04-15 | Operating | 1335 | CT2A (80), ST2 (125) | 56349 CT2A | 142.5 | Y
TX | Quail Run Energy Center | 56349 | CT2B |  | 2023 | ARP, CSOSG2 | 607049 | 6 |  | Ector County | TX135 | 135 | Electric Utility | 31.8414 | -102.315 | Quail Run Energy Partners, LP (Owner),Quail Run Energy Partners, LP (Operator) | Phase 2 |  | Combined cycle | Pipeline Natural Gas |  |  | Dry Low NOx Burners,Selective Catalytic Reduction |  |  | 2008-04-15 | Operating | 1260 | ST2 (125), CT2B (80) | 56349 CT2B | 142.5 | Y
TX | Colorado Bend Energy Center | 56350 | CT1A |  | 2023 | ARP, CSOSG2 | 609694 | 6 | ERCOT | Wharton County | TX481 | 481 | Electric Utility | 29.2878 | -96.0683 | Colorado Bend I Power, LLC (Owner),Colorado Bend I Power, LLC (Operator) | Phase 2 |  | Combined cycle | Pipeline Natural Gas |  |  | Dry Low NOx Burners,Selective Catalytic Reduction |  |  | 2007-04-16 | Operating | 1120 | CT1A (80), ST1 (105.1) | 56350 CT1A | 132.55 | Y
TX | Colorado Bend Energy Center | 56350 | CT1B |  | 2023 | ARP, CSOSG2 | 609694 | 6 | ERCOT | Wharton County | TX481 | 481 | Electric Utility | 29.2878 | -96.0683 | Colorado Bend I Power, LLC (Owner),Colorado Bend I Power, LLC (Operator) | Phase 2 |  | Combined cycle | Pipeline Natural Gas |  |  | Dry Low NOx Burners,Selective Catalytic Reduction |  |  | 2007-04-16 | Operating | 1120 | CT1B (80), ST1 (105.1) | 56350 CT1B | 132.55 | Y
TX | Colorado Bend Energy Center | 56350 | CT2A |  | 2023 | ARP, CSOSG2 | 609694 | 6 | ERCOT | Wharton County | TX481 | 481 | Electric Utility | 29.2878 | -96.0683 | Colorado Bend I Power, LLC (Owner),Colorado Bend I Power, LLC (Operator) | Phase 2 |  | Combined cycle | Pipeline Natural Gas |  |  | Dry Low NOx Burners,Selective Catalytic Reduction |  |  | 2008-05-01 | Operating | 1120 | ST2 (115), CT2A (80) | 56350 CT2A | 137.5 | Y
TX | Colorado Bend Energy Center | 56350 | CT2B |  | 2023 | ARP, CSOSG2 | 609694 | 6 | ERCOT | Wharton County | TX481 | 481 | Electric Utility | 29.2878 | -96.0683 | Colorado Bend I Power, LLC (Owner),Colorado Bend I Power, LLC (Operator) | Phase 2 |  | Combined cycle | Pipeline Natural Gas |  |  | Dry Low NOx Burners,Selective Catalytic Reduction |  |  | 2008-05-01 | Operating | 1120 | CT2B (80), ST2 (115) | 56350 CT2B | 137.5 | Y
TX | Colorado Bend Energy Center | 56350 | CT-4A |  | 2023 | ARP, CSOSG2 | 609694 | 6 | ERCOT | Wharton County | TX481 | 481 | Electric Utility | 29.2878 | -96.0683 | Colorado Bend I Power, LLC (Owner),Colorado Bend I Power, LLC (Operator) | Phase 2 |  | Combustion turbine | Pipeline Natural Gas |  |  | Selective Catalytic Reduction |  |  | 2022-12-29 | Operating | 10640 | CT-4A (46) | 56350 CT-4A | 46 | Y
TX | Colorado Bend Energy Center | 56350 | CT-4B |  | 2023 | ARP, CSOSG2 | 609694 | 6 | ERCOT | Wharton County | TX481 | 481 | Electric Utility | 29.2878 | -96.0683 | Colorado Bend I Power, LLC (Owner),Colorado Bend I Power, LLC (Operator) | Phase 2 |  | Combustion turbine (Started Jan 24, 2023) | Pipeline Natural Gas |  |  | Selective Catalytic Reduction |  |  | 2023-01-24 | Operating (Started 01/24/2023) | 10640 | CT-4B (46) | 56350 CT-4B | 46 | Y
PA | Hunlock Unit 4 | 56397 | 4 |  | 2023 | ARP, CSNOX, CSOSG3, CSSO2G1, RGGI | 199 | 3 |  | Luzerne County | PA079 | 79 | Electric Utility | 41.2033 | -76.0683 | Hunlock Energy, LLC (Owner),Hunlock Energy, LLC (Operator) | Phase 2 |  | Combustion turbine | Pipeline Natural Gas |  |  | Water Injection |  |  | 2000-12-01 | Operating | 500 | 4 (44) | 56397 4 | 44
FL | Treasure Coast Energy Center | 56400 | 1 |  | 2023 | ARP | 605043 (Ended Oct 12, 2023), 610809 (Started Oct 12, 2023) | 4 |  | St. Lucie County | FL111 | 111 | Electric Utility | 27.3839 | -80.3775 | Florida Municipal Power Agency (Owner),Fort Pierce Utilities Authority (Operator) | Phase 2 |  | Combined cycle | Pipeline Natural Gas | Diesel Oil |  | Dry Low NOx Burners,Water Injection,Selective Catalytic Reduction |  |  | 2008-02-12 | Operating | 2661 | ST1 (191.8), CT1 (219.6) | 56400 1 | 411.4 | Y
FL | West County Energy Center | 56407 | WCCT1A |  | 2023 | ARP | 606322 | 4 |  | Palm Beach County | FL099 | 99 | Electric Utility | 26.6986 | -80.3747 | Florida Power & Light Company (Owner),Florida Power & Light Company (Operator) | Phase 2 |  | Combined cycle | Pipeline Natural Gas | Diesel Oil |  | Dry Low NOx Burners,Water Injection,Ammonia Injection,Other,Selective Catalytic Reduction |  |  | 2009-05-21 | Operating | 2958 | 1A (298), 1ST (527) | 56407 WCCT1A | 473.6667 | Y
FL | West County Energy Center | 56407 | WCCT1B |  | 2023 | ARP | 606322 | 4 |  | Palm Beach County | FL099 | 99 | Electric Utility | 26.6986 | -80.3747 | Florida Power & Light Company (Owner),Florida Power & Light Company (Operator) | Phase 2 |  | Combined cycle | Pipeline Natural Gas | Diesel Oil |  | Dry Low NOx Burners,Water Injection,Ammonia Injection,Other,Selective Catalytic Reduction |  |  | 2009-05-02 | Operating | 2958 | 1ST (527), 1B (298) | 56407 WCCT1B | 473.6667 | Y
FL | West County Energy Center | 56407 | WCCT1C |  | 2023 | ARP | 606322 | 4 |  | Palm Beach County | FL099 | 99 | Electric Utility | 26.6986 | -80.3747 | Florida Power & Light Company (Owner),Florida Power & Light Company (Operator) | Phase 2 |  | Combined cycle | Pipeline Natural Gas | Diesel Oil |  | Dry Low NOx Burners,Water Injection,Ammonia Injection,Other,Selective Catalytic Reduction |  |  | 2009-04-19 | Operating | 2958 | 1ST (527), 1C (298) | 56407 WCCT1C | 473.6667 | Y
FL | West County Energy Center | 56407 | WCCT2A |  | 2023 | ARP | 606322 | 4 |  | Palm Beach County | FL099 | 99 | Electric Utility | 26.6986 | -80.3747 | Florida Power & Light Company (Owner),Florida Power & Light Company (Operator) | Phase 2 |  | Combined cycle | Pipeline Natural Gas | Diesel Oil |  | Dry Low NOx Burners,Water Injection,Ammonia Injection,Other,Selective Catalytic Reduction |  |  | 2009-09-24 | Operating | 2958 | 2A (298), 2ST (527) | 56407 WCCT2A | 473.6667 | Y
FL | West County Energy Center | 56407 | WCCT2B |  | 2023 | ARP | 606322 | 4 |  | Palm Beach County | FL099 | 99 | Electric Utility | 26.6986 | -80.3747 | Florida Power & Light Company (Owner),Florida Power & Light Company (Operator) | Phase 2 |  | Combined cycle | Pipeline Natural Gas | Diesel Oil |  | Dry Low NOx Burners,Water Injection,Ammonia Injection,Other,Selective Catalytic Reduction |  |  | 2009-09-09 | Operating | 2958 | 2ST (527), 2B (298) | 56407 WCCT2B | 473.6667 | Y
FL | West County Energy Center | 56407 | WCCT2C |  | 2023 | ARP | 606322 | 4 |  | Palm Beach County | FL099 | 99 | Electric Utility | 26.6986 | -80.3747 | Florida Power & Light Company (Owner),Florida Power & Light Company (Operator) | Phase 2 |  | Combined cycle | Pipeline Natural Gas | Diesel Oil |  | Dry Low NOx Burners,Water Injection,Ammonia Injection,Other,Selective Catalytic Reduction |  |  | 2009-09-02 | Operating | 2958 | 2C (298), 2ST (527) | 56407 WCCT2C | 473.6667 | Y
FL | West County Energy Center | 56407 | WCCT3A |  | 2023 | ARP | 606322 | 4 |  | Palm Beach County | FL099 | 99 | Electric Utility | 26.6986 | -80.3747 | Florida Power & Light Company (Owner),Florida Power & Light Company (Operator) | Phase 2 |  | Combined cycle | Pipeline Natural Gas | Diesel Oil |  | Dry Low NOx Burners,Water Injection,Other,Selective Catalytic Reduction |  |  | 2010-12-29 | Operating | 3098 | 3ST (527), 3A (298) | 56407 WCCT3A | 473.6667 | Y
FL | West County Energy Center | 56407 | WCCT3B |  | 2023 | ARP | 606322 | 4 |  | Palm Beach County | FL099 | 99 | Electric Utility | 26.6986 | -80.3747 | Florida Power & Light Company (Owner),Florida Power & Light Company (Operator) | Phase 2 |  | Combined cycle | Pipeline Natural Gas | Diesel Oil |  | Dry Low NOx Burners,Water Injection,Other,Selective Catalytic Reduction |  |  | 2010-12-03 | Operating | 3098 | 3B (298), 3ST (527) | 56407 WCCT3B | 473.6667 | Y
FL | West County Energy Center | 56407 | WCCT3C |  | 2023 | ARP | 606322 | 4 |  | Palm Beach County | FL099 | 99 | Electric Utility | 26.6986 | -80.3747 | Florida Power & Light Company (Owner),Florida Power & Light Company (Operator) | Phase 2 |  | Combined cycle | Pipeline Natural Gas | Diesel Oil |  | Dry Low NOx Burners,Water Injection,Other,Selective Catalytic Reduction |  |  | 2010-12-18 | Operating | 3098 | 3C (298), 3ST (527) | 56407 WCCT3C | 473.6667 | Y
CO | Spindle Hill Energy Center | 56445 | CT-01 |  | 2023 | ARP | 610236 (Ended Feb 21, 2023), 607330 (Started Feb 21, 2023) | 8 | WECC | Weld County | CO123 | 123 | Electric Utility | 40.0914 | -104.8819 | Spindle Hill Energy LLC (Owner),Invenergy LLC (Operator) | Phase 2 |  | Combustion turbine | Pipeline Natural Gas | Diesel Oil |  | Dry Low NOx Burners,Water Injection |  |  | 2007-04-08 | Operating | 2707 | GEN1 (197) | 56445 CT-01 | 197
CO | Spindle Hill Energy Center | 56445 | CT-02 |  | 2023 | ARP | 610236 (Ended Feb 21, 2023), 607330 (Started Feb 21, 2023) | 8 | WECC | Weld County | CO123 | 123 | Electric Utility | 40.0914 | -104.8819 | Spindle Hill Energy LLC (Owner),Invenergy LLC (Operator) | Phase 2 |  | Combustion turbine | Pipeline Natural Gas | Diesel Oil |  | Dry Low NOx Burners,Water Injection |  |  | 2007-04-21 | Operating | 2707 | GEN2 (197) | 56445 CT-02 | 197
AR | Plum Point Energy Station | 56456 | 1 |  | 2023 | ARP, CSOSG2, MATS | 609024 | 6 |  | Mississippi County | AR093 | 93 | Electric Utility | 35.6626 | -89.9469 | Empire District Electric Company (Owner),East Texas Electric Cooperative, Inc. (Owner),Missouri Joint Municipal Electric Utility Commission (Owner),Municipal Energy Agency of Mississippi (Owner),Plum Point Energy Associates, Inc. (Owner),Plum Point Energy Associates, Inc. (Operator) | Phase 2 |  | Dry bottom wall-fired boiler | Coal |  | Dry Lime FGD | Low NOx Burner Technology (Dry Bottom only),Selective Catalytic Reduction | Baghouse | Untreated PAC Sorbent Injection | 2010-03-26 | Operating | 8000 | STG1 (665) | 56456 1 | 665 | Y
NM | Hobbs Generating Station | 56458 | HOBB1 |  | 2023 | ARP | 604952 (Ended Nov 07, 2023), 605902 (Started Nov 07, 2023) | 6 | SPP | Lea County | NM025 | 25 | Electric Utility | 32.7282 | -103.3095 | Lea Power Partners, LLC (Owner),Lea Power Partners, LLC (Operator) | Phase 2 |  | Combined cycle | Pipeline Natural Gas |  |  | Dry Low NOx Burners,Selective Catalytic Reduction |  |  | 2008-06-22 | Operating | 2620.2 | GT1 (167), ST3 (275) | 56458 HOBB1 | 304.5 | Y
NM | Hobbs Generating Station | 56458 | HOBB2 |  | 2023 | ARP | 604952 (Ended Nov 07, 2023), 605902 (Started Nov 07, 2023) | 6 | SPP | Lea County | NM025 | 25 | Electric Utility | 32.7282 | -103.3095 | Lea Power Partners, LLC (Owner),Lea Power Partners, LLC (Operator) | Phase 2 |  | Combined cycle | Pipeline Natural Gas |  |  | Dry Low NOx Burners,Selective Catalytic Reduction |  |  | 2008-07-04 | Operating | 2597.2 | GT2 (167), ST3 (275) | 56458 HOBB2 | 304.5 | Y
CA | Russell City Energy Company LLC | 56467 | CT1 |  | 2023 | ARP | 607011 | 9 |  | Alameda County | CA001 | 1 | Electric Utility | 37.6341 | -122.1326 | Russell City Energy Center, LLC (Owner),Russell City Energy Center, LLC (Operator) | Phase 2 |  | Combined cycle | Pipeline Natural Gas |  |  | Dry Low NOx Burners,Selective Catalytic Reduction |  |  | 2013-07-20 | Operating | 2238.6 | CTG1 (200), STG1 (255) | 56467 CT1 | 327.5 | Y
CA | Russell City Energy Company LLC | 56467 | CT2 |  | 2023 | ARP | 607011 | 9 |  | Alameda County | CA001 | 1 | Electric Utility | 37.6341 | -122.1326 | Russell City Energy Center, LLC (Owner),Russell City Energy Center, LLC (Operator) | Phase 2 |  | Combined cycle | Pipeline Natural Gas |  |  | Dry Low NOx Burners,Selective Catalytic Reduction |  |  | 2013-07-20 | Operating | 2238.6 | STG1 (255), CTG2 (200) | 56467 CT2 | 327.5 | Y
CA | McGrath Generating Station | 56471 | CT1 |  | 2023 | ARP | 608836 | 9 |  | Ventura County | CA111 | 111 | Electric Utility | 34.2054 | -119.2478 | Southern California Edison Company (Owner),Southern California Edison Company (Operator) | Phase 2 |  | Combustion turbine | Pipeline Natural Gas |  |  | Dry Low NOx Burners,Selective Catalytic Reduction |  |  | 2012-11-01 | Operating | 640 | GEN1 (49.9) | 56471 CT1 | 49.9 | Y
CA | Grapeland Generating Station | 56472 | CT1 |  | 2023 | ARP | 607649 | 9 |  | San Bernardino County | CA071 | 71 | Electric Utility | 34.09 | -117.534 | Southern California Edison Company (Owner),Southern California Edison Company (Operator) | Phase 2 |  | Combustion turbine | Pipeline Natural Gas |  |  | Dry Low NOx Burners |  |  | 2007-09-17 | Operating | 505.7 | 1 (49.9) | 56472 CT1 | 49.9
CA | Mira Loma Generating Station | 56473 | CT1 |  | 2023 | ARP | 607649 | 9 |  | San Bernardino County | CA071 | 71 | Electric Utility | 34.0054 | -117.5604 | Southern California Edison Company (Owner),Southern California Edison Company (Operator) | Phase 2 |  | Combustion turbine | Pipeline Natural Gas |  |  | Dry Low NOx Burners,Water Injection,Selective Catalytic Reduction |  |  | 2007-09-17 | Operating | 511.5 | 1 (49.9) | 56473 CT1 | 49.9 | Y
CA | Barre Generating Station | 56474 | CT1 |  | 2023 | ARP | 607649 | 9 |  | Orange County | CA059 | 59 | Electric Utility | 33.8073 | -117.9833 | Southern California Edison Company (Owner),Southern California Edison Company (Operator) | Phase 2 |  | Combustion turbine | Pipeline Natural Gas |  |  | Dry Low NOx Burners,Water Injection,Selective Catalytic Reduction |  |  | 2007-09-17 | Operating | 522 | GEN1 (49.9) | 56474 CT1 | 49.9 | Y
CA | Center Generating Station | 56475 | CT1 |  | 2023 | ARP | 607649 | 9 |  | Los Angeles County | CA037 | 37 | Electric Utility | 33.9297 | -118.1047 | Southern California Edison Company (Owner),Southern California Edison Company (Operator) | Phase 2 |  | Combustion turbine | Pipeline Natural Gas |  |  | Dry Low NOx Burners |  |  | 2007-09-17 | Operating | 505 | 1 (49.9) | 56475 CT1 | 49.9
CA | Gateway Generating Station | 56476 | GT1 |  | 2023 | ARP | 2875 | 9 |  | Contra Costa County | CA013 | 13 | Electric Utility | 38.0167 | -121.7592 | Pacific Gas and Electric Company (Owner),Pacific Gas and Electric Company (Operator) | Phase 2 |  | Combined cycle | Pipeline Natural Gas |  |  | Dry Low NOx Burners,Selective Catalytic Reduction |  |  | 2008-11-11 | Operating | 2227 | A (203.2) C (213.3) | 56476 GT1 | 309.85 | Y
CA | Gateway Generating Station | 56476 | GT2 |  | 2023 | ARP | 2875 | 9 |  | Contra Costa County | CA013 | 13 | Electric Utility | 38.0167 | -121.7592 | Pacific Gas and Electric Company (Owner),Pacific Gas and Electric Company (Operator) | Phase 2 |  | Combined cycle | Pipeline Natural Gas |  |  | Dry Low NOx Burners,Selective Catalytic Reduction |  |  | 2008-11-10 | Operating | 2227 | C (213.3), B (203.2) | 56476 GT2 | 309.85 | Y
WI | Marshfield Utilities Combustion Turbine | 56480 | 1A |  | 2023 | ARP, CSNOX, CSOSG3, CSSO2G1 | 606843 | 5 |  | Wood County | WI141 | 141 | Electric Utility | 44.635 | -90.135 | Marshfield Utilities (Owner),Marshfield Utilities (Operator) | Phase 2 |  | Combustion turbine | Pipeline Natural Gas |  |  | Water Injection |  |  | 2011-02-04 | Operating | 325 | 1A (27.5) | 56480 1A | 27.5
WI | Marshfield Utilities Combustion Turbine | 56480 | 1B |  | 2023 | ARP, CSNOX, CSOSG3, CSSO2G1 | 606843 | 5 |  | Wood County | WI141 | 141 | Electric Utility | 44.635 | -90.135 | Marshfield Utilities (Owner),Marshfield Utilities (Operator) | Phase 2 |  | Combustion turbine | Pipeline Natural Gas |  |  | Water Injection |  |  | 2011-02-04 | Operating | 325 | 1B (27.5) | 56480 1B | 27.5
AZ | Black Mountain Generating Station | 56482 | 1 |  | 2023 | ARP | 607519 | 9 | WECC | Mohave County | AZ015 | 15 | Electric Utility | 35.0361 | -114.1594 | UNS Electric, Inc. (Owner),UNS Electric, Inc. (Operator) | Phase 2 |  | Combustion turbine | Natural Gas |  |  | Water Injection |  |  | 2008-04-29 | Operating | 490 | 1 (48) | 56482 1 | 48
AZ | Black Mountain Generating Station | 56482 | 2 |  | 2023 | ARP | 607519 | 9 | WECC | Mohave County | AZ015 | 15 | Electric Utility | 35.0361 | -114.1594 | UNS Electric, Inc. (Owner),UNS Electric, Inc. (Operator) | Phase 2 |  | Combustion turbine | Natural Gas |  |  | Water Injection |  |  | 2008-05-01 | Operating | 490 | 2 (48) | 56482 2 | 48
KS | Emporia Energy Center | 56502 | EEC1 |  | 2023 | ARP, CSNOX, CSOSG2, CSSO2G2 | 605879 | 7 |  | Lyon County | KS111 | 111 | Electric Utility | 38.4464 | -96.0651 | Evergy, Inc. (Owner),Evergy, Inc. (Operator) | Phase 2 |  | Combustion turbine | Pipeline Natural Gas |  |  | Water Injection |  |  | 2008-06-07 | Operating | 500 | 1 (40) | 56502 EEC1 | 40
KS | Emporia Energy Center | 56502 | EEC2 |  | 2023 | ARP, CSNOX, CSOSG2, CSSO2G2 | 605879 | 7 |  | Lyon County | KS111 | 111 | Electric Utility | 38.4464 | -96.0651 | Evergy, Inc. (Owner),Evergy, Inc. (Operator) | Phase 2 |  | Combustion turbine | Pipeline Natural Gas |  |  | Water Injection |  |  | 2008-06-02 | Operating | 500 | 2 (40) | 56502 EEC2 | 40
KS | Emporia Energy Center | 56502 | EEC3 |  | 2023 | ARP, CSNOX, CSOSG2, CSSO2G2 | 605879 | 7 |  | Lyon County | KS111 | 111 | Electric Utility | 38.4464 | -96.0651 | Evergy, Inc. (Owner),Evergy, Inc. (Operator) | Phase 2 |  | Combustion turbine | Pipeline Natural Gas |  |  | Water Injection |  |  | 2008-05-09 | Operating | 500 | 3 (40) | 56502 EEC3 | 40
KS | Emporia Energy Center | 56502 | EEC4 |  | 2023 | ARP, CSNOX, CSOSG2, CSSO2G2 | 605879 | 7 |  | Lyon County | KS111 | 111 | Electric Utility | 38.4464 | -96.0651 | Evergy, Inc. (Owner),Evergy, Inc. (Operator) | Phase 2 |  | Combustion turbine | Pipeline Natural Gas |  |  | Water Injection |  |  | 2008-05-10 | Operating | 500 | 4 (40) | 56502 EEC4 | 40
KS | Emporia Energy Center | 56502 | EEC5 |  | 2023 | ARP, CSNOX, CSOSG2, CSSO2G2 | 605879 | 7 |  | Lyon County | KS111 | 111 | Electric Utility | 38.4464 | -96.0651 | Evergy, Inc. (Owner),Evergy, Inc. (Operator) | Phase 2 |  | Combustion turbine | Pipeline Natural Gas |  |  | Water Injection |  |  | 2008-06-06 | Operating | 2000 | 5 (187) | 56502 EEC5 | 187
KS | Emporia Energy Center | 56502 | EEC6 |  | 2023 | ARP, CSNOX, CSOSG2, CSSO2G2 | 605879 | 7 |  | Lyon County | KS111 | 111 | Electric Utility | 38.4464 | -96.0651 | Evergy, Inc. (Owner),Evergy, Inc. (Operator) | Phase 2 |  | Combustion turbine | Pipeline Natural Gas |  |  | Dry Low NOx Burners |  |  | 2009-01-24 | Operating | 2000 | 6 (187) | 56502 EEC6 | 187
KS | Emporia Energy Center | 56502 | EEC7 |  | 2023 | ARP, CSNOX, CSOSG2, CSSO2G2 | 605879 | 7 |  | Lyon County | KS111 | 111 | Electric Utility | 38.4464 | -96.0651 | Evergy, Inc. (Owner),Evergy, Inc. (Operator) | Phase 2 |  | Combustion turbine | Pipeline Natural Gas |  |  | Dry Low NOx Burners |  |  | 2009-02-18 | Operating | 2000 | 7 (187) | 56502 EEC7 | 187
AR | City Water & Light - City of Jonesboro | 56505 | SN04 |  | 2023 | ARP, CSOSG2 | 603449 | 6 | SPP | Craighead County | AR031 | 31 | Electric Utility | 35.8481 | -90.7257 | Jonesboro City Water and Light (Owner),Jonesboro City Water and Light (Operator) | Phase 2 |  | Combustion turbine | Pipeline Natural Gas | Diesel Oil |  | Water Injection |  |  | 2000-05-16 | Operating | 469 | SN04 (60.5) | 56505 SN04 | 60.5
AR | City Water & Light - City of Jonesboro | 56505 | SN06 |  | 2023 | ARP, CSOSG2 | 603449 | 6 | SPP | Craighead County | AR031 | 31 | Electric Utility | 35.8481 | -90.7257 | Jonesboro City Water and Light (Owner),Jonesboro City Water and Light (Operator) | Phase 2 |  | Combustion turbine | Pipeline Natural Gas | Diesel Oil |  | Water Injection |  |  | 2003-05-15 | Operating | 469 | SN06 (57.4) | 56505 SN06 | 57.4
AR | City Water & Light - City of Jonesboro | 56505 | SN07 |  | 2023 | ARP, CSOSG2 | 603449 | 6 | SPP | Craighead County | AR031 | 31 | Electric Utility | 35.8481 | -90.7257 | Jonesboro City Water and Light (Owner),Jonesboro City Water and Light (Operator) | Phase 2 |  | Combustion turbine | Pipeline Natural Gas |  |  | Water Injection |  |  | 2007-05-18 | Operating | 468 | SN07 (60.5) | 56505 SN07 | 60.5
CA | Colusa Generating Station | 56532 | CT1 |  | 2023 | ARP | 2875 | 9 |  | Colusa County | CA011 | 11 | Electric Utility | 39.3648 | -122.268 | Pacific Gas and Electric Company (Owner),Pacific Gas and Electric Company (Operator) | Phase 2 |  | Combined cycle | Pipeline Natural Gas |  |  | Dry Low NOx Burners,Selective Catalytic Reduction |  |  | 2010-09-02 | Operating | 2430 | A (181.5), C (349.4) | 56532 CT1 | 356.2 | Y
CA | Colusa Generating Station | 56532 | CT2 |  | 2023 | ARP | 2875 | 9 |  | Colusa County | CA011 | 11 | Electric Utility | 39.3648 | -122.268 | Pacific Gas and Electric Company (Owner),Pacific Gas and Electric Company (Operator) | Phase 2 |  | Combined cycle | Pipeline Natural Gas |  |  | Dry Low NOx Burners,Selective Catalytic Reduction |  |  | 2010-09-14 | Operating | 2430 | C (349.4), B (181.5) | 56532 CT2 | 356.2 | Y
KY | Paducah Power Systems Plant 1 | 56556 | EU01A |  | 2023 | ARP, CSNOX, CSOSG2E, CSSO2G1 | 603594 | 4 |  | McCracken County | KY145 | 145 | Electric Utility | 37.0339 | -88.6161 | Paducah Power System (Owner),Paducah Power System (Operator) | Phase 2 |  | Combustion turbine | Pipeline Natural Gas |  |  | Water Injection |  |  | 2010-04-13 | Operating | 332 | 1 (60) | 56556 EU01A | 60
KY | Paducah Power Systems Plant 1 | 56556 | EU01B |  | 2023 | ARP, CSNOX, CSOSG2E, CSSO2G1 | 603594 | 4 |  | McCracken County | KY145 | 145 | Electric Utility | 37.0339 | -88.6161 | Paducah Power System (Owner),Paducah Power System (Operator) | Phase 2 |  | Combustion turbine | Pipeline Natural Gas |  |  | Water Injection |  |  | 2010-04-13 | Operating | 333 | 1 (60) | 56556 EU01B | 60
KY | Paducah Power Systems Plant 1 | 56556 | EU02A |  | 2023 | ARP, CSNOX, CSOSG2E, CSSO2G1 | 603594 | 4 |  | McCracken County | KY145 | 145 | Electric Utility | 37.0339 | -88.6161 | Paducah Power System (Owner),Paducah Power System (Operator) | Phase 2 |  | Combustion turbine | Pipeline Natural Gas |  |  | Water Injection |  |  | 2010-04-19 | Operating | 332 | 2 (60) | 56556 EU02A | 60
KY | Paducah Power Systems Plant 1 | 56556 | EU02B |  | 2023 | ARP, CSNOX, CSOSG2E, CSSO2G1 | 603594 | 4 |  | McCracken County | KY145 | 145 | Electric Utility | 37.0339 | -88.6161 | Paducah Power System (Owner),Paducah Power System (Operator) | Phase 2 |  | Combustion turbine | Pipeline Natural Gas |  |  | Water Injection |  |  | 2010-04-19 | Operating | 332 | 2 (60) | 56556 EU02B | 60
AR | John W. Turk Jr. Power Plant | 56564 | SN-01 |  | 2023 | ARP, CSOSG2, MATS | 608993 (Ended Apr 12, 2023), 610620 (Started Apr 12, 2023) | 6 |  | Hempstead County | AR057 | 57 | Electric Utility | 33.6497 | -93.8119 | Southwestern Electric Power Company (Owner),Arkansas Electric Cooperative Corporation (Owner),East Texas Electric Cooperative, Inc. (Owner),Oklahoma Municipal Power Authority (Owner),Southwestern Electric Power Company (Operator) | Phase 2 |  | Dry bottom wall-fired boiler | Coal |  | Dry Lime FGD | Low NOx Burner Technology w/ Overfire Air,Selective Catalytic Reduction | Baghouse | Halogenated PAC Sorbent Injection | 2012-11-08 | Operating | 6000 | 1 (600) | 56564 SN-01 | 600 | Y
CA | Niland Gas Turbine Plant | 56569 | 1 |  | 2023 | ARP | 610320 | 9 |  | Imperial County | CA025 | 25 | Electric Utility | 33.2432 | -115.498 | Imperial Irrigation District (Owner),Imperial Irrigation District (Operator) | Phase 2 |  | Combustion turbine | Pipeline Natural Gas |  |  | Dry Low NOx Burners,Selective Catalytic Reduction |  |  | 2008-04-23 | Operating | 439.6 | 1 (60.5) | 56569 1 | 60.5 | Y
CA | Niland Gas Turbine Plant | 56569 | 2 |  | 2023 | ARP | 610320 | 9 |  | Imperial County | CA025 | 25 | Electric Utility | 33.2432 | -115.498 | Imperial Irrigation District (Owner),Imperial Irrigation District (Operator) | Phase 2 |  | Combustion turbine | Pipeline Natural Gas |  |  | Dry Low NOx Burners,Selective Catalytic Reduction |  |  | 2008-04-13 | Operating | 439.6 | 2 (60.5) | 56569 2 | 60.5 | Y
WY | Wygen III | 56596 | 1 |  | 2023 | ARP, MATS | 609425 (Ended Jul 13, 2023), 610712 (Started Jul 13, 2023) | 8 | WECC | Campbell County | WY005 | 5 | Electric Utility | 44.2892 | -105.3795 | Montana Dakota Utilities Company (Owner),Black Hills Power, Inc (Owner),Consolidated WY Municipalities Electric Power System JPB (Owner),Black Hills Power, Inc (Operator) | Phase 2 |  | Dry bottom wall-fired boiler | Coal |  | Dry Lime FGD | Low NOx Burner Technology (Dry Bottom only),Selective Catalytic Reduction | Baghouse |  | 2010-02-08 | Operating | 1300 | 5 (100) | 56596 1 | 100 | Y
TX | San Jacinto County Peaking Facility | 56603 | SJCCT1 |  | 2023 | ARP, CSOSG2 | 603603 | 6 |  | San Jacinto County | TX407 | 407 | Electric Utility | 30.42 | -95.0114 | East Texas Electric Cooperative, Inc. (Owner),EthosEnergy Group Power Plant Services (Operator) | Phase 2 |  | Combustion turbine | Pipeline Natural Gas |  |  | Dry Low NOx Burners |  |  | 2009-07-14 | Operating | 1100 | SJC1 (85) | 56603 SJCCT1 | 85
TX | San Jacinto County Peaking Facility | 56603 | SJCCT2 |  | 2023 | ARP, CSOSG2 | 603603 | 6 |  | San Jacinto County | TX407 | 407 | Electric Utility | 30.42 | -95.0114 | East Texas Electric Cooperative, Inc. (Owner),EthosEnergy Group Power Plant Services (Operator) | Phase 2 |  | Combustion turbine | Pipeline Natural Gas |  |  | Dry Low NOx Burners |  |  | 2009-07-13 | Operating | 1100 | SJC2 (85) | 56603 SJCCT2 | 85
TX | Hardin County Peaking Facility | 56604 | HCCT1 |  | 2023 | ARP, CSOSG2 | 609775 (Ended Feb 28, 2023), 610584 (Started Feb 28, 2023) | 6 |  | Hardin County | TX199 | 199 | Electric Utility | 30.3039 | -94.2527 | Entergy Texas, Inc. (Owner),EthosEnergy Group Power Plant Services (Operator) | Phase 2 |  | Combustion turbine | Pipeline Natural Gas |  |  | Dry Low NOx Burners |  |  | 2009-10-15 | Operating | 1110.5 | HC1 (85) | 56604 HCCT1 | 85
TX | Hardin County Peaking Facility | 56604 | HCCT2 |  | 2023 | ARP, CSOSG2 | 609775 (Ended Feb 28, 2023), 610584 (Started Feb 28, 2023) | 6 |  | Hardin County | TX199 | 199 | Electric Utility | 30.3039 | -94.2527 | Entergy Texas, Inc. (Owner),EthosEnergy Group Power Plant Services (Operator) | Phase 2 |  | Combustion turbine | Pipeline Natural Gas |  |  | Dry Low NOx Burners |  |  | 2009-10-15 | Operating | 1110.5 | HC2 (85) | 56604 HCCT2 | 85
MT | Culbertson Station | 56606 | CT01 |  | 2023 | ARP | 609771 | 8 |  | Roosevelt County | MT085 | 85 | Electric Utility | 48.2104 | -104.3919 | Basin Electric Power Cooperative (Owner),Basin Electric Power Cooperative (Operator) | Phase 2 |  | Combustion turbine | Pipeline Natural Gas |  |  | Water Injection |  |  | 2010-06-18 | Operating | 786.5 | 01 (100) | 56606 CT01 | 100
WY | Dry Fork Station | 56609 | 1 |  | 2023 | ARP, MATS | 609771 | 8 |  | Campbell County | WY005 | 5 | Electric Utility | 44.3901 | -105.4591 | Basin Electric Power Cooperative (Owner),Basin Electric Power Cooperative (Operator) | Phase 2 |  | Dry bottom wall-fired boiler | Coal |  | Dry Lime FGD | Selective Catalytic Reduction | Baghouse | Halogenated PAC Sorbent Injection,Regenerative Activated Coke Technology | 2011-05-10 | Operating | 6066 | 01 (422) | 56609 1 | 422 | Y
SD | Deer Creek Station | 56610 | 1 |  | 2023 | ARP | 609771 | 8 |  | Brown County | SD013 | 13 | Electric Utility | 44.3961 | -96.5333 | Basin Electric Power Cooperative (Owner),Basin Electric Power Cooperative (Operator) | Phase 2 |  | Combined cycle | Pipeline Natural Gas |  |  | Selective Catalytic Reduction |  |  | 2012-04-19 | Operating | 2344 | 02 (154), 01 (170) | 56610 1 | 324 | Y
TX | Sandy Creek Energy Station | 56611 | S01 |  | 2023 | ARP, CSOSG2, MATS | 609066 | 6 |  | McLennan County | TX309 | 309 | Electric Utility | 31.4753 | -96.9564 | Lower Colorado River Authority (Owner),Sandy Creek Energy Associates, LP (Owner),Brazos Sandy Creek Electric Cooperative, Inc. (Owner),Sandy Creek Services, LLC (Operator) | Phase 2 |  | Dry bottom wall-fired boiler | Coal |  | Dry Lime FGD | Selective Catalytic Reduction | Baghouse | Halogenated PAC Sorbent Injection | 2011-10-10 | Operating | 12000 | S01 (1008) | 56611 S01 | 1008 | Y
CT | Waterbury Generation | 56629 | 10 |  | 2023 | ARP, RGGI, SIPNOX | 609773 (Ended Apr 06, 2023), 609382 (Started Apr 06, 2023)(Ended Oct 20, 2023), 604966 (Started Oct 20, 2023) | 1 |  | New Haven County | CT009 | 9 | Electric Utility | 41.5444 | -73.0416 | Waterbury Generation, LLC (Owner),Waterbury Generation, LLC (Operator) | Phase 2 |  | Combustion turbine | Pipeline Natural Gas | Diesel Oil |  | Water Injection,Selective Catalytic Reduction |  |  | 2009-05-15 | Operating | 1800 | 10 (96) | 56629 10 | 96 | Y
CA | Midway Peaking | 56639 | 1 |  | 2023 | ARP | 609325 | 9 | WECC | Fresno County | CA019 | 19 | Small Power Producer | 36.654 | -120.5797 | Midway Peaking, LLC (Owner),Midway Peaking, LLC (Operator) | Phase 2 |  | Combustion turbine | Pipeline Natural Gas |  |  | Water Injection,Ammonia Injection,Selective Catalytic Reduction |  |  | 2009-04-19 | Operating | 684.2 | 1 (60.9) | 56639 1 | 60.9 | Y
CA | Midway Peaking | 56639 | 2 |  | 2023 | ARP | 609325 | 9 | WECC | Fresno County | CA019 | 19 | Small Power Producer | 36.654 | -120.5797 | Midway Peaking, LLC (Owner),Midway Peaking, LLC (Operator) | Phase 2 |  | Combustion turbine | Pipeline Natural Gas |  |  | Water Injection,Ammonia Injection,Selective Catalytic Reduction |  |  | 2009-04-10 | Operating | 684.2 | 2 (60.9) | 56639 2 | 60.9 | Y
WV | Longview Power | 56671 | 1 |  | 2023 | ARP, CSNOX, CSOSG2E, CSSO2G1, MATS | 608693 | 3 |  | Monongalia County | WV061 | 61 | Electric Utility | 39.7078 | -79.9588 | Longview Power, LLC (Owner),Longview Power, LLC (Operator) | Phase 2 |  | Dry bottom wall-fired boiler | Coal |  | Other,Wet Limestone | Low NOx Burner Technology w/ Overfire Air,Selective Catalytic Reduction | Baghouse |  | 2011-05-06 | Operating | 7200 | MKA01 (769) | 56671 1 | 769 | Y
TX | Winchester Power Park | 56674 | 1 |  | 2023 | ARP, CSOSG2 | 605940 | 6 | ERCOT | Fayette County | TX149 | 149 | Electric Utility | 30.0253 | -96.9945 | Lower Colorado River Authority (Owner),Lower Colorado River Authority (Operator) | Phase 2 |  | Combustion turbine | Pipeline Natural Gas |  |  | Selective Catalytic Reduction |  |  | 2009-05-06 | Operating | 437 | CGT1 (48) | 56674 1 | 48 | Y
TX | Winchester Power Park | 56674 | 2 |  | 2023 | ARP, CSOSG2 | 605940 | 6 | ERCOT | Fayette County | TX149 | 149 | Electric Utility | 30.0253 | -96.9945 | Lower Colorado River Authority (Owner),Lower Colorado River Authority (Operator) | Phase 2 |  | Combustion turbine | Pipeline Natural Gas |  |  | Selective Catalytic Reduction |  |  | 2009-05-16 | Operating | 437 | CGT2 (48) | 56674 2 | 48 | Y
TX | Winchester Power Park | 56674 | 3 |  | 2023 | ARP, CSOSG2 | 605940 | 6 | ERCOT | Fayette County | TX149 | 149 | Electric Utility | 30.0253 | -96.9945 | Lower Colorado River Authority (Owner),Lower Colorado River Authority (Operator) | Phase 2 |  | Combustion turbine | Pipeline Natural Gas |  |  | Selective Catalytic Reduction |  |  | 2009-05-20 | Operating | 437 | CGT3 (48) | 56674 3 | 48 | Y
TX | Winchester Power Park | 56674 | 4 |  | 2023 | ARP, CSOSG2 | 605940 | 6 | ERCOT | Fayette County | TX149 | 149 | Electric Utility | 30.0253 | -96.9945 | Lower Colorado River Authority (Owner),Lower Colorado River Authority (Operator) | Phase 2 |  | Combustion turbine | Pipeline Natural Gas |  |  | Selective Catalytic Reduction |  |  | 2009-06-13 | Operating | 437 | CGT4 (48) | 56674 4 | 48 | Y
ND | Spiritwood Station | 56786 | 1 |  | 2023 | ARP, MATS | 607684 | 8 |  | Stutsman County | ND093 | 93 | Cogeneration | 46.925 | -98.5 | Great River Energy (Owner),Great River Energy (Operator) | Phase 2 |  | Circulating fluidized bed boiler | Coal | Liquified Petroleum Gas, Pipeline Natural Gas | Dry Lime FGD,Fluidized Bed Limestone Injection | Overfire Air,Selective Non-catalytic Reduction | Baghouse | Untreated PAC Sorbent Injection | 2011-09-07 | Operating | 1540 | 1 (99) | 56786 1 | 99 | Y
CT | Kleen Energy Systems Project | 56798 | U1 |  | 2023 | ARP, RGGI, SIPNOX | 610436 | 1 |  | Middlesex County | CT007 | 7 | Electric Utility | 41.5526 | -72.597 | Kleen Energy Systems, LLC (Owner),Kleen Energy Systems, LLC (Operator) | Phase 2 |  | Combined cycle | Pipeline Natural Gas | Diesel Oil |  | Dry Low NOx Burners,Water Injection,Selective Catalytic Reduction |  |  | 2011-05-03 | Operating | 2581 | U1 (199), ST (295) | 56798 U1 | 346.5 | Y
CT | Kleen Energy Systems Project | 56798 | U2 |  | 2023 | ARP, RGGI, SIPNOX | 610436 | 1 |  | Middlesex County | CT007 | 7 | Electric Utility | 41.5526 | -72.597 | Kleen Energy Systems, LLC (Owner),Kleen Energy Systems, LLC (Operator) | Phase 2 |  | Combined cycle | Pipeline Natural Gas | Diesel Oil |  | Dry Low NOx Burners,Water Injection,Selective Catalytic Reduction |  |  | 2011-05-07 | Operating | 2581 | ST (295), U2 (199) | 56798 U2 | 346.5 | Y
FL | Greenland Energy Center | 56799 | 1 |  | 2023 | ARP | 605471 | 4 |  | Duval County | FL031 | 31 | Electric Utility | 30.1603 | -81.5164 | JEA (Owner),JEA (Operator) | Phase 2 |  | Combustion turbine | Pipeline Natural Gas | Diesel Oil |  | Dry Low NOx Burners,Water Injection |  |  | 2011-01-14 | Operating | 2010 | 1 (184.1) | 56799 1 | 184.1
FL | Greenland Energy Center | 56799 | 2 |  | 2023 | ARP | 605471 | 4 |  | Duval County | FL031 | 31 | Electric Utility | 30.1603 | -81.5164 | JEA (Owner),JEA (Operator) | Phase 2 |  | Combustion turbine | Pipeline Natural Gas | Diesel Oil |  | Dry Low NOx Burners,Water Injection |  |  | 2011-03-05 | Operating | 2101 | 2 (184.1) | 56799 2 | 184.1
CA | Panoche Energy Center | 56803 | 1 |  | 2023 | ARP | 1100 | 9 |  | Fresno County | CA019 | 19 | Electric Utility | 36.6513 | -120.5833 | Panoche Energy Center, LLC (Owner),Panoche Energy Center, LLC (Operator) | Phase 2 |  | Combustion turbine | Pipeline Natural Gas |  |  | Water Injection,Selective Catalytic Reduction |  |  | 2009-04-09 | Operating | 975 | 1 (108) | 56803 1 | 108 | Y
CA | Panoche Energy Center | 56803 | 2 |  | 2023 | ARP | 1100 | 9 |  | Fresno County | CA019 | 19 | Electric Utility | 36.6513 | -120.5833 | Panoche Energy Center, LLC (Owner),Panoche Energy Center, LLC (Operator) | Phase 2 |  | Combustion turbine | Pipeline Natural Gas |  |  | Water Injection,Selective Catalytic Reduction |  |  | 2009-04-18 | Operating | 975 | 2 (108) | 56803 2 | 108 | Y
CA | Panoche Energy Center | 56803 | 3 |  | 2023 | ARP | 1100 | 9 |  | Fresno County | CA019 | 19 | Electric Utility | 36.6513 | -120.5833 | Panoche Energy Center, LLC (Owner),Panoche Energy Center, LLC (Operator) | Phase 2 |  | Combustion turbine | Pipeline Natural Gas |  |  | Water Injection,Selective Catalytic Reduction |  |  | 2009-04-13 | Operating | 970 | 3 (108) | 56803 3 | 108 | Y
CA | Panoche Energy Center | 56803 | 4 |  | 2023 | ARP | 1100 | 9 |  | Fresno County | CA019 | 19 | Electric Utility | 36.6513 | -120.5833 | Panoche Energy Center, LLC (Owner),Panoche Energy Center, LLC (Operator) | Phase 2 |  | Combustion turbine | Pipeline Natural Gas |  |  | Water Injection,Selective Catalytic Reduction |  |  | 2009-04-17 | Operating | 980 | 4 (108) | 56803 4 | 108 | Y
TX | Cedar Bayou 4 | 56806 | CBY41 |  | 2023 | ARP, CSOSG2 | 602998 | 6 |  | Chambers County | TX071 | 71 | Electric Utility | 29.752 | -94.923 | NRG Energy, Inc (Owner),Energy Co. (Owner),NRG Energy, Inc (Operator) | Phase 2 |  | Combined cycle | Pipeline Natural Gas |  |  | Dry Low NOx Burners,Selective Catalytic Reduction |  |  | 2009-03-28 | Operating | 2125 | 4 (179.7), 41 (187.7) | 56806 CBY41 | 277.55 | Y
TX | Cedar Bayou 4 | 56806 | CBY42 |  | 2023 | ARP, CSOSG2 | 602998 | 6 |  | Chambers County | TX071 | 71 | Electric Utility | 29.752 | -94.923 | NRG Energy, Inc (Owner),Energy Co. (Owner),NRG Energy, Inc (Operator) | Phase 2 |  | Combined cycle | Pipeline Natural Gas |  |  | Dry Low NOx Burners,Selective Catalytic Reduction |  |  | 2009-03-29 | Operating | 2125 | 42 (187.7), 4 (179.7) | 56806 CBY42 | 277.55 | Y
VA | Bear Garden Generating Station | 56807 | 1A |  | 2023 | ARP, CSNOX, CSOSG3, CSSO2G1, RGGI | 1525 | 3 |  | Buckingham County | VA029 | 29 | Electric Utility | 37.6961 | -78.2848 | Virginia Electric & Power Company (Owner),Dominion Generation (Operator) | Phase 2 |  | Combined cycle | Pipeline Natural Gas | Diesel Oil |  | Dry Low NOx Burners,Water Injection,Selective Catalytic Reduction |  |  | 2011-01-29 | Operating | 2550 | 1A (170), 1C (262) | 56807 1A | 301 | Y
VA | Bear Garden Generating Station | 56807 | 1B |  | 2023 | ARP, CSNOX, CSOSG3, CSSO2G1, RGGI | 1525 | 3 |  | Buckingham County | VA029 | 29 | Electric Utility | 37.6961 | -78.2848 | Virginia Electric & Power Company (Owner),Dominion Generation (Operator) | Phase 2 |  | Combined cycle | Pipeline Natural Gas | Diesel Oil |  | Dry Low NOx Burners,Water Injection,Selective Catalytic Reduction |  |  | 2011-01-26 | Operating | 2550 | 1C (262), 1B (170) | 56807 1B | 301 | Y
VA | Virginia City Hybrid Energy Center | 56808 | 1 |  | 2023 | ARP, CSNOX, CSOSG3, CSSO2G1, MATS, RGGI | 1525 | 3 |  | Wise County | VA195 | 195 | Electric Utility | 36.9161 | -82.3381 | Virginia Electric & Power Company (Owner),Dominion Generation (Operator) | Phase 2 |  | Circulating fluidized bed boiler | Coal | Coal Refuse, Wood | Dry Lime FGD,Fluidized Bed Limestone Injection | Selective Non-catalytic Reduction | Baghouse |  | 2012-03-07 | Operating | 3500 | 1 (668) | 56808 1 | 668 | Y
VA | Virginia City Hybrid Energy Center | 56808 | 2 |  | 2023 | ARP, CSNOX, CSOSG3, CSSO2G1, MATS, RGGI | 1525 | 3 |  | Wise County | VA195 | 195 | Electric Utility | 36.9161 | -82.3381 | Virginia Electric & Power Company (Owner),Dominion Generation (Operator) | Phase 2 |  | Circulating fluidized bed boiler | Coal | Coal Refuse, Wood | Dry Lime FGD,Fluidized Bed Limestone Injection | Selective Non-catalytic Reduction | Baghouse |  | 2012-03-07 | Operating | 3500 | 1 (668) | 56808 2 | 668 | Y
MD | CPV St. Charles Energy Center | 56846 | GT1 |  | 2023 | ARP, CSNOX, CSOSG3, CSSO2G1, RGGI | 610172 | 3 |  | Charles County | MD017 | 17 | Electric Utility | 38.5686 | -76.8919 | CPV Maryland, LLC (Owner),Consolidated Asset Management Services, LLC (Operator) | Phase 2 |  | Combined cycle | Pipeline Natural Gas |  |  | Dry Low NOx Burners,Selective Catalytic Reduction |  |  | 2016-11-30 | Operating | 2807 | GTG1 (213), STGEN (315) | 56846 GT1 | 370.5 | Y
MD | CPV St. Charles Energy Center | 56846 | GT2 |  | 2023 | ARP, CSNOX, CSOSG3, CSSO2G1, RGGI | 610172 | 3 |  | Charles County | MD017 | 17 | Electric Utility | 38.5686 | -76.8919 | CPV Maryland, LLC (Owner),Consolidated Asset Management Services, LLC (Operator) | Phase 2 |  | Combined cycle | Pipeline Natural Gas |  |  | Dry Low NOx Burners,Selective Catalytic Reduction |  |  | 2016-11-25 | Operating | 2807 | GTG2 (213), STGEN (315) | 56846 GT2 | 370.5 | Y
MT | Dave Gates Generating Station | 56908 | 1A | CS1 | 2023 | ARP | 605921 | 8 |  | Deer Lodge County | MT023 | 23 | Electric Utility | 46.1066 | -112.8755 | NorthWestern Energy (Owner),NorthWestern Energy (Operator) | Phase 2 |  | Combustion turbine | Pipeline Natural Gas | Diesel Oil |  | Water Injection,Selective Catalytic Reduction |  |  | 2010-08-31 | Operating | 296.4 | 1 (67.7) | 56908 1A | 67.7 | Y
MT | Dave Gates Generating Station | 56908 | 1B | CS1 | 2023 | ARP | 605921 | 8 |  | Deer Lodge County | MT023 | 23 | Electric Utility | 46.1066 | -112.8755 | NorthWestern Energy (Owner),NorthWestern Energy (Operator) | Phase 2 |  | Combustion turbine | Pipeline Natural Gas | Diesel Oil |  | Water Injection,Selective Catalytic Reduction |  |  | 2010-08-31 | Operating | 296.4 | 1 (67.7) | 56908 1B | 67.7 | Y
MT | Dave Gates Generating Station | 56908 | 2A | CS2 | 2023 | ARP | 605921 | 8 |  | Deer Lodge County | MT023 | 23 | Electric Utility | 46.1066 | -112.8755 | NorthWestern Energy (Owner),NorthWestern Energy (Operator) | Phase 2 |  | Combustion turbine | Pipeline Natural Gas | Diesel Oil |  | Water Injection,Selective Catalytic Reduction |  |  | 2010-09-07 | Operating | 296.4 | 2 (67.7) | 56908 2A | 67.7 | Y
MT | Dave Gates Generating Station | 56908 | 2B | CS2 | 2023 | ARP | 605921 | 8 |  | Deer Lodge County | MT023 | 23 | Electric Utility | 46.1066 | -112.8755 | NorthWestern Energy (Owner),NorthWestern Energy (Operator) | Phase 2 |  | Combustion turbine | Pipeline Natural Gas | Diesel Oil |  | Water Injection,Selective Catalytic Reduction |  |  | 2010-09-07 | Operating | 296.4 | 2 (67.7) | 56908 2B | 67.7 | Y
MT | Dave Gates Generating Station | 56908 | 3A | CS3 | 2023 | ARP | 605921 | 8 |  | Deer Lodge County | MT023 | 23 | Electric Utility | 46.1066 | -112.8755 | NorthWestern Energy (Owner),NorthWestern Energy (Operator) | Phase 2 |  | Combustion turbine | Pipeline Natural Gas | Diesel Oil |  | Water Injection,Selective Catalytic Reduction |  |  | 2010-10-04 | Operating | 296.4 | 3 (67.7) | 56908 3A | 67.7 | Y
MT | Dave Gates Generating Station | 56908 | 3B | CS3 | 2023 | ARP | 605921 | 8 |  | Deer Lodge County | MT023 | 23 | Electric Utility | 46.1066 | -112.8755 | NorthWestern Energy (Owner),NorthWestern Energy (Operator) | Phase 2 |  | Combustion turbine | Pipeline Natural Gas | Diesel Oil |  | Water Injection,Selective Catalytic Reduction |  |  | 2010-10-04 | Operating | 296.4 | 3 (67.7) | 56908 3B | 67.7 | Y
CA | Orange Grove Project | 56914 | CTG1 |  | 2023 | ARP | 607880 (Ended Mar 10, 2023), 610552 (Started Mar 10, 2023) | 9 |  | San Diego County | CA073 | 73 | Electric Utility | 33.359 | -117.111 | Orange Grove Energy, LP (Owner),Orange Grove Energy, LP (Operator) | Phase 2 |  | Combustion turbine | Pipeline Natural Gas |  |  | Water Injection,Ammonia Injection,Selective Catalytic Reduction |  |  | 2010-01-30 | Operating | 530 | CTG1 (48) | 56914 CTG1 | 48 | Y
CA | Orange Grove Project | 56914 | CTG2 |  | 2023 | ARP | 607880 (Ended Mar 10, 2023), 610552 (Started Mar 10, 2023) | 9 |  | San Diego County | CA073 | 73 | Electric Utility | 33.359 | -117.111 | Orange Grove Energy, LP (Owner),Orange Grove Energy, LP (Operator) | Phase 2 |  | Combustion turbine | Pipeline Natural Gas |  |  | Water Injection,Ammonia Injection,Selective Catalytic Reduction |  |  | 2010-02-05 | Operating | 530 | CTG2 (48) | 56914 CTG2 | 48 | Y
NY | Valley Energy Center | 56940 | 1 |  | 2023 | ARP, CSNOX, CSOSG3, CSSO2G1, RGGI | 602660 | 2 |  | Orange County | NY071 | 71 | Electric Utility | 41.413 | -74.435 | CPV Valley LLC (Owner),Diamond Generating Corporation (Operator) | Phase 2 |  | Combined cycle | Pipeline Natural Gas | Diesel Oil |  | Selective Catalytic Reduction |  |  | 2018-01-25 | Operating | 2734 | STG (300), CTG1 (234) | 56940 1 | 384 | Y
NY | Valley Energy Center | 56940 | 2 |  | 2023 | ARP, CSNOX, CSOSG3, CSSO2G1, RGGI | 602660 | 2 |  | Orange County | NY071 | 71 | Electric Utility | 41.413 | -74.435 | CPV Valley LLC (Owner),Diamond Generating Corporation (Operator) | Phase 2 |  | Combined cycle | Pipeline Natural Gas | Diesel Oil |  | Selective Catalytic Reduction |  |  | 2018-01-24 | Operating | 2734 | CTG2 (234), STG (300) | 56940 2 | 384 | Y
AZ | Coolidge Generating Station | 56948 | CT01 |  | 2023 | ARP | 608572 | 9 |  | Pinal County | AZ021 | 21 | Electric Utility | 32.9175 | -111.5041 | Coolidge Power, LLC (Owner),Coolidge Power, LLC (Operator) | Phase 2 |  | Combustion turbine | Pipeline Natural Gas |  |  | Water Injection,Selective Catalytic Reduction |  |  | 2011-01-18 | Operating | 491 | 01 (60.5) | 56948 CT01 | 60.5 | Y
AZ | Coolidge Generating Station | 56948 | CT02 |  | 2023 | ARP | 608572 | 9 |  | Pinal County | AZ021 | 21 | Electric Utility | 32.9175 | -111.5041 | Coolidge Power, LLC (Owner),Coolidge Power, LLC (Operator) | Phase 2 |  | Combustion turbine | Pipeline Natural Gas |  |  | Water Injection,Selective Catalytic Reduction |  |  | 2011-01-11 | Operating | 491 | 02 (60.5) | 56948 CT02 | 60.5 | Y
AZ | Coolidge Generating Station | 56948 | CT03 |  | 2023 | ARP | 608572 | 9 |  | Pinal County | AZ021 | 21 | Electric Utility | 32.9175 | -111.5041 | Coolidge Power, LLC (Owner),Coolidge Power, LLC (Operator) | Phase 2 |  | Combustion turbine | Pipeline Natural Gas |  |  | Water Injection,Selective Catalytic Reduction |  |  | 2010-12-17 | Operating | 491 | 03 (60.5) | 56948 CT03 | 60.5 | Y
AZ | Coolidge Generating Station | 56948 | CT04 |  | 2023 | ARP | 608572 | 9 |  | Pinal County | AZ021 | 21 | Electric Utility | 32.9175 | -111.5041 | Coolidge Power, LLC (Owner),Coolidge Power, LLC (Operator) | Phase 2 |  | Combustion turbine | Pipeline Natural Gas |  |  | Water Injection,Selective Catalytic Reduction |  |  | 2010-12-16 | Operating | 491 | 04 (60.5) | 56948 CT04 | 60.5 | Y
AZ | Coolidge Generating Station | 56948 | CT05 |  | 2023 | ARP | 608572 | 9 |  | Pinal County | AZ021 | 21 | Electric Utility | 32.9175 | -111.5041 | Coolidge Power, LLC (Owner),Coolidge Power, LLC (Operator) | Phase 2 |  | Combustion turbine | Pipeline Natural Gas |  |  | Water Injection,Selective Catalytic Reduction |  |  | 2010-10-05 | Operating | 491 | 05 (60.5) | 56948 CT05 | 60.5 | Y
AZ | Coolidge Generating Station | 56948 | CT06 |  | 2023 | ARP | 608572 | 9 |  | Pinal County | AZ021 | 21 | Electric Utility | 32.9175 | -111.5041 | Coolidge Power, LLC (Owner),Coolidge Power, LLC (Operator) | Phase 2 |  | Combustion turbine | Pipeline Natural Gas |  |  | Water Injection,Selective Catalytic Reduction |  |  | 2010-10-04 | Operating | 491 | 06 (60.5) | 56948 CT06 | 60.5 | Y
AZ | Coolidge Generating Station | 56948 | CT07 |  | 2023 | ARP | 608572 | 9 |  | Pinal County | AZ021 | 21 | Electric Utility | 32.9175 | -111.5041 | Coolidge Power, LLC (Owner),Coolidge Power, LLC (Operator) | Phase 2 |  | Combustion turbine | Pipeline Natural Gas |  |  | Water Injection,Selective Catalytic Reduction |  |  | 2010-10-02 | Operating | 491 | 07 (60.5) | 56948 CT07 | 60.5 | Y
AZ | Coolidge Generating Station | 56948 | CT08 |  | 2023 | ARP | 608572 | 9 |  | Pinal County | AZ021 | 21 | Electric Utility | 32.9175 | -111.5041 | Coolidge Power, LLC (Owner),Coolidge Power, LLC (Operator) | Phase 2 |  | Combustion turbine | Pipeline Natural Gas |  |  | Water Injection,Selective Catalytic Reduction |  |  | 2010-10-03 | Operating | 491 | 08 (60.5) | 56948 CT08 | 60.5 | Y
AZ | Coolidge Generating Station | 56948 | CT09 |  | 2023 | ARP | 608572 | 9 |  | Pinal County | AZ021 | 21 | Electric Utility | 32.9175 | -111.5041 | Coolidge Power, LLC (Owner),Coolidge Power, LLC (Operator) | Phase 2 |  | Combustion turbine | Pipeline Natural Gas |  |  | Water Injection,Selective Catalytic Reduction |  |  | 2010-11-12 | Operating | 491 | 09 (60.5) | 56948 CT09 | 60.5 | Y
AZ | Coolidge Generating Station | 56948 | CT10 |  | 2023 | ARP | 608572 | 9 |  | Pinal County | AZ021 | 21 | Electric Utility | 32.9175 | -111.5041 | Coolidge Power, LLC (Owner),Coolidge Power, LLC (Operator) | Phase 2 |  | Combustion turbine | Pipeline Natural Gas |  |  | Water Injection,Selective Catalytic Reduction |  |  | 2010-11-15 | Operating | 491 | 10 (60.5) | 56948 CT10 | 60.5 | Y
AZ | Coolidge Generating Station | 56948 | CT11 |  | 2023 | ARP | 608572 | 9 |  | Pinal County | AZ021 | 21 | Electric Utility | 32.9175 | -111.5041 | Coolidge Power, LLC (Owner),Coolidge Power, LLC (Operator) | Phase 2 |  | Combustion turbine | Pipeline Natural Gas |  |  | Water Injection,Selective Catalytic Reduction |  |  | 2010-11-14 | Operating | 491 | 11 (60.5) | 56948 CT11 | 60.5 | Y
AZ | Coolidge Generating Station | 56948 | CT12 |  | 2023 | ARP | 608572 | 9 |  | Pinal County | AZ021 | 21 | Electric Utility | 32.9175 | -111.5041 | Coolidge Power, LLC (Owner),Coolidge Power, LLC (Operator) | Phase 2 |  | Combustion turbine | Pipeline Natural Gas |  |  | Water Injection,Selective Catalytic Reduction |  |  | 2010-11-17 | Operating | 491 | 12 (60.5) | 56948 CT12 | 60.5 | Y
NJ | West Deptford Energy Station | 56963 | E101 |  | 2023 | ARP, CSNOX, CSOSG3, CSSO2G1, RGGI | 605624 | 2 |  | Gloucester County | NJ015 | 15 | Electric Utility | 39.8418 | -75.2214 | West Deptford Energy Associates Urban Renewal, LP (Owner),West Deptford Energy, LLC (Operator) | Phase 2 |  | Combined cycle | Pipeline Natural Gas |  |  | Dry Low NOx Burners,Selective Catalytic Reduction |  |  | 2014-05-16 | Operating | 3108 | E101 (225), STG101 (304) | 56963 E101 | 377 | Y
NJ | West Deptford Energy Station | 56963 | E102 |  | 2023 | ARP, CSNOX, CSOSG3, CSSO2G1, RGGI | 605624 | 2 |  | Gloucester County | NJ015 | 15 | Electric Utility | 39.8418 | -75.2214 | West Deptford Energy Associates Urban Renewal, LP (Owner),West Deptford Energy, LLC (Operator) | Phase 2 |  | Combined cycle | Pipeline Natural Gas |  |  | Dry Low NOx Burners,Selective Catalytic Reduction |  |  | 2014-05-11 | Operating | 3108 | STG101 (304), E102 (225) | 56963 E102 | 377 | Y
NJ | Bayonne Energy Center | 56964 | GT1 |  | 2023 | ARP, CSNOX, CSOSG3, CSSO2G1, RGGI | 500625 | 2 |  | Hudson County | NJ017 | 17 | Electric Utility | 40.6529 | -74.0916 | Bayonne Energy Center, LLC (Owner),Bayonne Energy Center, LLC (Operator) | Phase 2 |  | Combustion turbine | Pipeline Natural Gas | Diesel Oil |  | Water Injection,Ammonia Injection,Selective Catalytic Reduction |  |  | 2012-01-23 | Operating | 603 | GT1 (64) | 56964 GT1 | 64 | Y
NJ | Bayonne Energy Center | 56964 | GT10 |  | 2023 | ARP, CSNOX, CSOSG3, CSSO2G1, RGGI | 500625 | 2 |  | Hudson County | NJ017 | 17 | Electric Utility | 40.6529 | -74.0916 | Bayonne Energy Center, LLC (Owner),Bayonne Energy Center, LLC (Operator) | Phase 2 |  | Combustion turbine | Pipeline Natural Gas | Diesel Oil |  | Water Injection,Ammonia Injection,Selective Catalytic Reduction |  |  | 2018-04-10 | Operating | 643 | GT10 (64) | 56964 GT10 | 64 | Y
NJ | Bayonne Energy Center | 56964 | GT2 |  | 2023 | ARP, CSNOX, CSOSG3, CSSO2G1, RGGI | 500625 | 2 |  | Hudson County | NJ017 | 17 | Electric Utility | 40.6529 | -74.0916 | Bayonne Energy Center, LLC (Owner),Bayonne Energy Center, LLC (Operator) | Phase 2 |  | Combustion turbine | Pipeline Natural Gas | Diesel Oil |  | Water Injection,Ammonia Injection,Selective Catalytic Reduction |  |  | 2012-01-26 | Operating | 603 | GT2 (64) | 56964 GT2 | 64 | Y
NJ | Bayonne Energy Center | 56964 | GT3 |  | 2023 | ARP, CSNOX, CSOSG3, CSSO2G1, RGGI | 500625 | 2 |  | Hudson County | NJ017 | 17 | Electric Utility | 40.6529 | -74.0916 | Bayonne Energy Center, LLC (Owner),Bayonne Energy Center, LLC (Operator) | Phase 2 |  | Combustion turbine | Pipeline Natural Gas | Diesel Oil |  | Water Injection,Ammonia Injection,Selective Catalytic Reduction |  |  | 2012-02-22 | Operating | 603 | GT3 (64) | 56964 GT3 | 64 | Y
NJ | Bayonne Energy Center | 56964 | GT4 |  | 2023 | ARP, CSNOX, CSOSG3, CSSO2G1, RGGI | 500625 | 2 |  | Hudson County | NJ017 | 17 | Electric Utility | 40.6529 | -74.0916 | Bayonne Energy Center, LLC (Owner),Bayonne Energy Center, LLC (Operator) | Phase 2 |  | Combustion turbine | Pipeline Natural Gas | Diesel Oil |  | Water Injection,Ammonia Injection,Selective Catalytic Reduction |  |  | 2012-02-21 | Operating | 603 | GT4 (64) | 56964 GT4 | 64 | Y
NJ | Bayonne Energy Center | 56964 | GT5 |  | 2023 | ARP, CSNOX, CSOSG3, CSSO2G1, RGGI | 500625 | 2 |  | Hudson County | NJ017 | 17 | Electric Utility | 40.6529 | -74.0916 | Bayonne Energy Center, LLC (Owner),Bayonne Energy Center, LLC (Operator) | Phase 2 |  | Combustion turbine | Pipeline Natural Gas | Diesel Oil |  | Water Injection,Ammonia Injection,Selective Catalytic Reduction |  |  | 2012-03-13 | Operating | 603 | GT5 (64) | 56964 GT5 | 64 | Y
NJ | Bayonne Energy Center | 56964 | GT6 |  | 2023 | ARP, CSNOX, CSOSG3, CSSO2G1, RGGI | 500625 | 2 |  | Hudson County | NJ017 | 17 | Electric Utility | 40.6529 | -74.0916 | Bayonne Energy Center, LLC (Owner),Bayonne Energy Center, LLC (Operator) | Phase 2 |  | Combustion turbine | Pipeline Natural Gas | Diesel Oil |  | Water Injection,Ammonia Injection,Selective Catalytic Reduction |  |  | 2012-03-14 | Operating | 603 | GT6 (64) | 56964 GT6 | 64 | Y
NJ | Bayonne Energy Center | 56964 | GT7 |  | 2023 | ARP, CSNOX, CSOSG3, CSSO2G1, RGGI | 500625 | 2 |  | Hudson County | NJ017 | 17 | Electric Utility | 40.6529 | -74.0916 | Bayonne Energy Center, LLC (Owner),Bayonne Energy Center, LLC (Operator) | Phase 2 |  | Combustion turbine | Pipeline Natural Gas | Diesel Oil |  | Water Injection,Ammonia Injection,Selective Catalytic Reduction |  |  | 2012-03-25 | Operating | 603 | GT7 (64) | 56964 GT7 | 64 | Y
NJ | Bayonne Energy Center | 56964 | GT8 |  | 2023 | ARP, CSNOX, CSOSG3, CSSO2G1, RGGI | 500625 | 2 |  | Hudson County | NJ017 | 17 | Electric Utility | 40.6529 | -74.0916 | Bayonne Energy Center, LLC (Owner),Bayonne Energy Center, LLC (Operator) | Phase 2 |  | Combustion turbine | Pipeline Natural Gas | Diesel Oil |  | Water Injection,Ammonia Injection,Selective Catalytic Reduction |  |  | 2012-04-11 | Operating | 603 | GT8 (64) | 56964 GT8 | 64 | Y
NJ | Bayonne Energy Center | 56964 | GT9 |  | 2023 | ARP, CSNOX, CSOSG3, CSSO2G1, RGGI | 500625 | 2 |  | Hudson County | NJ017 | 17 | Electric Utility | 40.6529 | -74.0916 | Bayonne Energy Center, LLC (Owner),Bayonne Energy Center, LLC (Operator) | Phase 2 |  | Combustion turbine | Pipeline Natural Gas | Diesel Oil |  | Water Injection,Ammonia Injection,Selective Catalytic Reduction |  |  | 2018-04-11 | Operating | 643 | GT9 (64) | 56964 GT9 | 64 | Y
CO | Pueblo Airport Generating Station | 56998 | CT01 |  | 2023 | ARP | 609425 (Ended Jul 14, 2023), 610711 (Started Jul 14, 2023) | 8 |  | Pueblo County | CO101 | 101 | Electric Utility | 38.322 | -104.533 | Black Hills Corporation (Owner),Black Hills Corporation (Operator) | Phase 2 |  | Combustion turbine | Pipeline Natural Gas |  |  | Water Injection,Selective Catalytic Reduction |  |  | 2011-09-29 | Operating | 875 | GT1 (100) | 56998 CT01 | 100 | Y
CO | Pueblo Airport Generating Station | 56998 | CT02 |  | 2023 | ARP | 609425 (Ended Jul 14, 2023), 610711 (Started Jul 14, 2023) | 8 |  | Pueblo County | CO101 | 101 | Electric Utility | 38.322 | -104.533 | Black Hills Corporation (Owner),Black Hills Corporation (Operator) | Phase 2 |  | Combustion turbine | Pipeline Natural Gas |  |  | Water Injection,Selective Catalytic Reduction |  |  | 2011-10-04 | Operating | 875 | GT2 (100) | 56998 CT02 | 100 | Y
CO | Pueblo Airport Generating Station | 56998 | CT04 |  | 2023 | ARP | 609425 (Ended Jul 14, 2023), 610711 (Started Jul 14, 2023) | 8 |  | Pueblo County | CO101 | 101 | Electric Utility | 38.322 | -104.533 | Black Hills Corporation (Owner),Black Hills Corporation (Operator) | Phase 2 |  | Combined cycle | Pipeline Natural Gas |  |  | Water Injection,Selective Catalytic Reduction |  |  | 2011-09-27 | Operating | 418 | 4 (40), 43 (20) | 56998 CT04 | 50 | Y
CO | Pueblo Airport Generating Station | 56998 | CT05 |  | 2023 | ARP | 609425 (Ended Jul 14, 2023), 610711 (Started Jul 14, 2023) | 8 |  | Pueblo County | CO101 | 101 | Electric Utility | 38.322 | -104.533 | Black Hills Corporation (Owner),Black Hills Corporation (Operator) | Phase 2 |  | Combined cycle | Pipeline Natural Gas |  |  | Water Injection,Selective Catalytic Reduction |  |  | 2011-09-29 | Operating | 418 | 43 (20), 5 (40) | 56998 CT05 | 50 | Y
CO | Pueblo Airport Generating Station | 56998 | CT06 |  | 2023 | ARP | 609425 (Ended Jul 14, 2023), 610711 (Started Jul 14, 2023) | 8 |  | Pueblo County | CO101 | 101 | Electric Utility | 38.322 | -104.533 | Black Hills Corporation (Owner),Black Hills Corporation (Operator) | Phase 2 |  | Combined cycle | Pipeline Natural Gas |  |  | Water Injection,Selective Catalytic Reduction |  |  | 2011-10-24 | Operating | 418 | 6 (40), 53 (20) | 56998 CT06 | 50 | Y
CO | Pueblo Airport Generating Station | 56998 | CT07 |  | 2023 | ARP | 609425 (Ended Jul 14, 2023), 610711 (Started Jul 14, 2023) | 8 |  | Pueblo County | CO101 | 101 | Electric Utility | 38.322 | -104.533 | Black Hills Corporation (Owner),Black Hills Corporation (Operator) | Phase 2 |  | Combined cycle | Pipeline Natural Gas |  |  | Water Injection,Selective Catalytic Reduction |  |  | 2011-10-24 | Operating | 418 | 7 (40), 53 (20) | 56998 CT07 | 50 | Y
CO | Pueblo Airport Generating Station | 56998 | CT08 |  | 2023 | ARP | 609425 (Ended Jul 14, 2023), 610711 (Started Jul 14, 2023) | 8 |  | Pueblo County | CO101 | 101 | Electric Utility | 38.322 | -104.533 | Black Hills/Colorado Electric Utility Company, LP (Owner),Black Hills Electric Generation, LLC (Operator) | Phase 2 |  | Combustion turbine | Pipeline Natural Gas |  |  | Selective Catalytic Reduction |  |  | 2016-11-28 | Operating | 375 | 8 (40) | 56998 CT08 | 40 | Y
CA | El Cajon Energy Center | 57001 | 1 |  | 2023 | ARP | 601499 | 9 |  | San Diego County | CA073 | 73 | Electric Utility | 32.7971 | -116.972 | El Cajon Energy, LLC (Owner),El Cajon Energy, LLC (Operator) | Phase 2 |  | Combustion turbine | Pipeline Natural Gas |  |  | Water Injection,Selective Catalytic Reduction |  |  | 2010-06-01 | Operating | 500 | GEN1 (49.9) | 57001 1 | 49.9 | Y
CA | Canyon Power Plant | 57027 | 1 |  | 2023 | ARP | 610066 | 9 |  | Orange County | CA059 | 59 | Electric Utility | 33.8581 | -117.8616 | Southern California Public Power Authority (Owner),City of Anaheim (Operator) | Phase 2 |  | Combustion turbine | Pipeline Natural Gas |  |  | Water Injection,Ammonia Injection |  |  | 2011-07-29 | Operating | 510 | 1 (50) | 57027 1 | 50
CA | Canyon Power Plant | 57027 | 2 |  | 2023 | ARP | 610066 | 9 |  | Orange County | CA059 | 59 | Electric Utility | 33.8581 | -117.8616 | Southern California Public Power Authority (Owner),City of Anaheim (Operator) | Phase 2 |  | Combustion turbine | Pipeline Natural Gas |  |  | Water Injection,Ammonia Injection |  |  | 2011-07-16 | Operating | 510 | 2 (50) | 57027 2 | 50
CA | Canyon Power Plant | 57027 | 3 |  | 2023 | ARP | 610066 | 9 |  | Orange County | CA059 | 59 | Electric Utility | 33.8581 | -117.8616 | Southern California Public Power Authority (Owner),City of Anaheim (Operator) | Phase 2 |  | Combustion turbine | Pipeline Natural Gas |  |  | Water Injection,Ammonia Injection |  |  | 2011-05-25 | Operating | 520 | 3 (50) | 57027 3 | 50
CA | Canyon Power Plant | 57027 | 4 |  | 2023 | ARP | 610066 | 9 |  | Orange County | CA059 | 59 | Electric Utility | 33.8581 | -117.8616 | Southern California Public Power Authority (Owner),City of Anaheim (Operator) | Phase 2 |  | Combustion turbine | Pipeline Natural Gas |  |  | Water Injection,Ammonia Injection |  |  | 2011-05-23 | Operating | 510 | 4 (50) | 57027 4 | 50
ID | Langley Gulch Power Plant | 57028 | CT1 |  | 2023 | ARP | 608322 (Ended Oct 31, 2023), 609418 (Started Oct 31, 2023) | 10 |  | Payette County | ID075 | 75 | Electric Utility | 43.9046 | -116.8181 | Idaho Power Company (Owner),Idaho Power Company (Operator) | Phase 2 |  | Combined cycle | Pipeline Natural Gas |  |  | Dry Low NOx Burners,Selective Catalytic Reduction |  |  | 2012-04-13 | Operating | 2377 | STG (131), GTG (187) | 57028 CT1 | 318 | Y
NC | Cleveland County Generating Facility | 57029 | ES1 |  | 2023 | ARP, CSNOX, CSSO2G1, SIPNOX | 602440 (Ended Oct 24, 2023), 610766 (Started Oct 24, 2023) | 4 |  | Cleveland County | NC045 | 45 | Electric Utility | 35.1706 | -81.4161 | Southern Power Company (Owner),Southern Power Company (Operator) | Phase 2 |  | Combustion turbine | Pipeline Natural Gas | Diesel Oil |  | Dry Low NOx Burners,Water Injection |  |  | 2012-07-10 | Operating | 2210 | ES1 (190) | 57029 ES1 | 190
NC | Cleveland County Generating Facility | 57029 | ES2 |  | 2023 | ARP, CSNOX, CSSO2G1, SIPNOX | 602440 (Ended Oct 24, 2023), 610766 (Started Oct 24, 2023) | 4 |  | Cleveland County | NC045 | 45 | Electric Utility | 35.1706 | -81.4161 | Southern Power Company (Owner),Southern Power Company (Operator) | Phase 2 |  | Combustion turbine | Pipeline Natural Gas | Diesel Oil |  | Dry Low NOx Burners,Water Injection |  |  | 2012-08-07 | Operating | 2210 | ES2 (190) | 57029 ES2 | 190
NC | Cleveland County Generating Facility | 57029 | ES3 |  | 2023 | ARP, CSNOX, CSSO2G1, SIPNOX | 602440 (Ended Oct 24, 2023), 610766 (Started Oct 24, 2023) | 4 |  | Cleveland County | NC045 | 45 | Electric Utility | 35.1706 | -81.4161 | Southern Power Company (Owner),Southern Power Company (Operator) | Phase 2 |  | Combustion turbine | Pipeline Natural Gas | Diesel Oil |  | Dry Low NOx Burners,Water Injection |  |  | 2012-09-11 | Operating | 2210 | ES3 (190) | 57029 ES3 | 190
NC | Cleveland County Generating Facility | 57029 | ES4 |  | 2023 | ARP, CSNOX, CSSO2G1, SIPNOX | 602440 (Ended Oct 24, 2023), 610766 (Started Oct 24, 2023) | 4 |  | Cleveland County | NC045 | 45 | Electric Utility | 35.1706 | -81.4161 | Southern Power Company (Owner),Southern Power Company (Operator) | Phase 2 |  | Combustion turbine | Pipeline Natural Gas | Diesel Oil |  | Dry Low NOx Burners,Water Injection |  |  | 2012-10-09 | Operating | 2210 | ES4 (190) | 57029 ES4 | 190
MS | David M Ratcliffe | 57037 | AB-001 |  | 2023 | ARP, CSOSG2 | 610389 | 4 |  | Kemper County | MS069 | 69 | Electric Utility | 32.6538 | -88.7574 | Mississippi Power Company (Owner),Mississippi Power Company (Operator) | Phase 2 |  | Combined cycle | Pipeline Natural Gas |  |  | Selective Catalytic Reduction |  |  | 2013-09-07 | Operating | 3175 | 1A (235.5), 1C (369) | 57037 AB-001 | 420 | Y
MS | David M Ratcliffe | 57037 | AB-002 |  | 2023 | ARP, CSOSG2 | 610389 | 4 |  | Kemper County | MS069 | 69 | Electric Utility | 32.6538 | -88.7574 | Mississippi Power Company (Owner),Mississippi Power Company (Operator) | Phase 2 |  | Combined cycle | Pipeline Natural Gas |  |  | Selective Catalytic Reduction |  |  | 2013-09-12 | Operating | 3175 | 1B (235.5), 1C (369) | 57037 AB-002 | 420 | Y
CA | Ivanpah 2 | 57073 | BLR1 |  | 2023 | ARP | 604888 | 9 |  | San Bernardino County | CA071 | 71 | Electric Utility | 35.5561 | -115.4686 | Solar Partners I, LLC (Owner),NRG Energy, Inc (Operator) | Phase 2 |  | Other boiler | Pipeline Natural Gas | [5 empty] | 2013-12-14 | Operating | 249 | ST1 (133.4) | 57073 BLR1 | 133.4
CA | Ivanpah 1 | 57074 | BLR1 |  | 2023 | ARP | 604888 | 9 |  | San Bernardino County | CA071 | 71 | Electric Utility | 35.5356 | -115.4515 | Solar Partners II, LLC (Owner),NRG Energy, Inc (Operator) | Phase 2 |  | Other boiler | Pipeline Natural Gas | [5 empty] | 2013-09-20 | Operating | 249 | ST1 (126) | 57074 BLR1 | 126
CA | Ivanpah 3 | 57075 | BLR1 |  | 2023 | ARP | 604888 | 9 |  | San Bernardino County | CA071 | 71 | Electric Utility | 35.5808 | -115.4825 | Solar Partners VIII, LLC (Owner),NRG Energy, Inc (Operator) | Phase 2 |  | Other boiler | Pipeline Natural Gas | [5 empty] | 2013-12-06 | Operating | 249 | ST1 (133.4) | 57075 BLR1 | 133.4
NY | Cricket Valley Energy Center | 57185 | U001 |  | 2023 | ARP, CSNOX, CSOSG3, CSSO2G1, NSPS4T, RGGI | 608730 | 2 |  | Dutchess County | NY027 | 27 | Electric Utility | 41.6762 | -73.5806 | Cricket Valley Energy Center LLC (Owner),Cricket Valley Energy Center LLC (Operator) | Phase 2 |  | Combined cycle | Pipeline Natural Gas |  |  | Dry Low NOx Burners,Selective Catalytic Reduction |  |  | 2019-10-25 | Operating | 2800 | CT1 (236.3), ST1 (174.3) | 57185 U001 | 410.6 | Y
NY | Cricket Valley Energy Center | 57185 | U002 |  | 2023 | ARP, CSNOX, CSOSG3, CSSO2G1, NSPS4T, RGGI | 608730 | 2 |  | Dutchess County | NY027 | 27 | Electric Utility | 41.6762 | -73.5806 | Cricket Valley Energy Center LLC (Owner),Cricket Valley Energy Center LLC (Operator) | Phase 2 |  | Combined cycle | Pipeline Natural Gas |  |  | Dry Low NOx Burners,Selective Catalytic Reduction |  |  | 2019-11-21 | Operating | 2800 | CT2 (236.3), ST2 (174.3) | 57185 U002 | 410.6 | Y
NY | Cricket Valley Energy Center | 57185 | U003 |  | 2023 | ARP, CSNOX, CSOSG3, CSSO2G1, NSPS4T, RGGI | 608730 | 2 |  | Dutchess County | NY027 | 27 | Electric Utility | 41.6762 | -73.5806 | Cricket Valley Energy Center LLC (Owner),Cricket Valley Energy Center LLC (Operator) | Phase 2 |  | Combined cycle | Pipeline Natural Gas |  |  | Dry Low NOx Burners,Selective Catalytic Reduction |  |  | 2020-03-03 | Operating | 2800 | ST3 (174.3), CT3 (236.3) | 57185 U003 | 410.6 | Y
FL | Deerhaven Renewable Energy Center | 57241 | BFB1 |  | 2023 | ARP | 605542 | 4 | FRCC | Alachua County | FL001 | 1 | Electric Utility | 29.7675 | -82.3964 | Gainesville Regional Utilities (Owner),Gainesville Regional Utilities (Operator) | Phase 2 |  | Bubbling fluidized bed boiler | Wood |  |  | Selective Catalytic Reduction | Baghouse |  | 2013-08-16 | Operating | 1673.7 | 1 (116.1) | 57241 BFB1 | 116.1 | Y
CA | Marsh Landing Generating Station | 57267 | 1 |  | 2023 | ARP | 609364 | 9 |  | Contra Costa County | CA013 | 13 | Electric Utility | 38.0171 | -121.7651 | NRG Marsh Landing LLC (Owner),NRG Energy, Inc (Operator) | Phase 2 |  | Combustion turbine | Pipeline Natural Gas |  |  | Dry Low NOx Burners,Selective Catalytic Reduction |  |  | 2012-12-07 | Operating | 2202 | 1 (207) | 57267 1 | 207 | Y
CA | Marsh Landing Generating Station | 57267 | 2 |  | 2023 | ARP | 609364 | 9 |  | Contra Costa County | CA013 | 13 | Electric Utility | 38.0171 | -121.7651 | NRG Marsh Landing LLC (Owner),NRG Energy, Inc (Operator) | Phase 2 |  | Combustion turbine | Pipeline Natural Gas |  |  | Dry Low NOx Burners,Selective Catalytic Reduction |  |  | 2013-01-04 | Operating | 2202 | 2 (207) | 57267 2 | 207 | Y
CA | Marsh Landing Generating Station | 57267 | 3 |  | 2023 | ARP | 609364 | 9 |  | Contra Costa County | CA013 | 13 | Electric Utility | 38.0171 | -121.7651 | NRG Marsh Landing LLC (Owner),NRG Energy, Inc (Operator) | Phase 2 |  | Combustion turbine | Pipeline Natural Gas |  |  | Dry Low NOx Burners,Selective Catalytic Reduction |  |  | 2013-03-04 | Operating | 2202 | 3 (207) | 57267 3 | 207 | Y
CA | Marsh Landing Generating Station | 57267 | 4 |  | 2023 | ARP | 609364 | 9 |  | Contra Costa County | CA013 | 13 | Electric Utility | 38.0171 | -121.7651 | NRG Marsh Landing LLC (Owner),NRG Energy, Inc (Operator) | Phase 2 |  | Combustion turbine | Pipeline Natural Gas |  |  | Dry Low NOx Burners,Selective Catalytic Reduction |  |  | 2013-02-26 | Operating | 2202 | 4 (207) | 57267 4 | 207 | Y
DE | Garrison Energy Center | 57349 | 1 |  | 2023 | ARP, RGGI, SIPNOX | 608683 | 3 |  | Kent County | DE001 | 1 | Electric Utility | 39.1882 | -75.4999 | Garrison Energy Center, LLC (Owner),IHI Power Services Corporation (Operator) | Phase 2 |  | Combined cycle | Pipeline Natural Gas | Diesel Oil |  | Dry Low NOx Burners,Selective Catalytic Reduction |  |  | 2015-04-30 | Operating | 2272 | STG2 (126), CTG1 (235) | 57349 1 | 361 | Y
CA | Sentinel Energy Center, LLC | 57482 | 1 |  | 2023 | ARP | 2321 | 9 |  | Riverside County | CA065 | 65 | Electric Utility | 33.9366 | -116.5722 | CPV Sentinel, LLC (Owner),CPV Sentinel, LLC (Operator) | Phase 2 |  | Combustion turbine | Pipeline Natural Gas |  |  | Water Injection,Selective Catalytic Reduction |  |  | 2013-01-09 | Operating | 961.4 | CTG1 (108) | 57482 1 | 108 | Y
CA | Sentinel Energy Center, LLC | 57482 | 2 |  | 2023 | ARP | 2321 | 9 |  | Riverside County | CA065 | 65 | Electric Utility | 33.9366 | -116.5722 | CPV Sentinel, LLC (Owner),CPV Sentinel, LLC (Operator) | Phase 2 |  | Combustion turbine | Pipeline Natural Gas |  |  | Water Injection,Selective Catalytic Reduction |  |  | 2013-01-11 | Operating | 929.7 | CTG2 (108) | 57482 2 | 108 | Y
CA | Sentinel Energy Center, LLC | 57482 | 3 |  | 2023 | ARP | 2321 | 9 |  | Riverside County | CA065 | 65 | Electric Utility | 33.9366 | -116.5722 | CPV Sentinel, LLC (Owner),CPV Sentinel, LLC (Operator) | Phase 2 |  | Combustion turbine | Pipeline Natural Gas |  |  | Water Injection,Selective Catalytic Reduction |  |  | 2013-01-21 | Operating | 944.1 | CTG3 (108) | 57482 3 | 108 | Y
CA | Sentinel Energy Center, LLC | 57482 | 4 |  | 2023 | ARP | 2321 | 9 |  | Riverside County | CA065 | 65 | Electric Utility | 33.9366 | -116.5722 | CPV Sentinel, LLC (Owner),CPV Sentinel, LLC (Operator) | Phase 2 |  | Combustion turbine | Pipeline Natural Gas |  |  | Water Injection,Selective Catalytic Reduction |  |  | 2013-02-02 | Operating | 891.7 | CTG4 (108) | 57482 4 | 108 | Y
CA | Sentinel Energy Center, LLC | 57482 | 5 |  | 2023 | ARP | 2321 | 9 |  | Riverside County | CA065 | 65 | Electric Utility | 33.9366 | -116.5722 | CPV Sentinel, LLC (Owner),CPV Sentinel, LLC (Operator) | Phase 2 |  | Combustion turbine | Pipeline Natural Gas |  |  | Water Injection,Selective Catalytic Reduction |  |  | 2013-02-05 | Operating | 891.7 | CTG5 (108) | 57482 5 | 108 | Y
CA | Sentinel Energy Center, LLC | 57482 | 6 |  | 2023 | ARP | 2321 | 9 |  | Riverside County | CA065 | 65 | Electric Utility | 33.9366 | -116.5722 | CPV Sentinel, LLC (Owner),CPV Sentinel, LLC (Operator) | Phase 2 |  | Combustion turbine | Pipeline Natural Gas |  |  | Water Injection,Selective Catalytic Reduction |  |  | 2013-02-17 | Operating | 891.7 | CTG6 (108) | 57482 6 | 108 | Y
CA | Sentinel Energy Center, LLC | 57482 | 7 |  | 2023 | ARP | 2321 | 9 |  | Riverside County | CA065 | 65 | Electric Utility | 33.9366 | -116.5722 | CPV Sentinel, LLC (Owner),CPV Sentinel, LLC (Operator) | Phase 2 |  | Combustion turbine | Pipeline Natural Gas |  |  | Water Injection,Selective Catalytic Reduction |  |  | 2013-03-09 | Operating | 891.7 | CTG7 (108) | 57482 7 | 108 | Y
CA | Sentinel Energy Center, LLC | 57482 | 8 |  | 2023 | ARP | 2321 | 9 |  | Riverside County | CA065 | 65 | Electric Utility | 33.9366 | -116.5722 | CPV Sentinel, LLC (Owner),CPV Sentinel, LLC (Operator) | Phase 2 |  | Combustion turbine | Pipeline Natural Gas |  |  | Water Injection,Selective Catalytic Reduction |  |  | 2013-03-23 | Operating | 891.7 | CTG8 (108) | 57482 8 | 108 | Y
CA | Mariposa Energy Project | 57483 | GT-1 |  | 2023 | ARP | 607964 (Ended Apr 20, 2023), 606341 (Started Apr 20, 2023) | 9 |  | Alameda County | CA001 | 1 | Electric Utility | 37.7965 | -121.6049 | Mariposa Energy, Limited Liability Corporation (Owner),Mariposa Energy, Limited Liability Corporation (Operator) | Phase 2 |  | Combustion turbine | Pipeline Natural Gas |  |  | Selective Catalytic Reduction |  |  | 2012-06-13 | Operating | 481 | CTG1 (49.87) | 57483 GT-1 | 49.87 | Y
CA | Mariposa Energy Project | 57483 | GT-2 |  | 2023 | ARP | 607964 (Ended Apr 20, 2023), 606341 (Started Apr 20, 2023) | 9 |  | Alameda County | CA001 | 1 | Electric Utility | 37.7965 | -121.6049 | Mariposa Energy, Limited Liability Corporation (Owner),Mariposa Energy, Limited Liability Corporation (Operator) | Phase 2 |  | Combustion turbine | Pipeline Natural Gas |  |  | Selective Catalytic Reduction |  |  | 2012-06-12 | Operating | 481 | CTG2 (49.87) | 57483 GT-2 | 49.87 | Y
CA | Mariposa Energy Project | 57483 | GT-3 |  | 2023 | ARP | 607964 (Ended Apr 20, 2023), 606341 (Started Apr 20, 2023) | 9 |  | Alameda County | CA001 | 1 | Electric Utility | 37.7965 | -121.6049 | Mariposa Energy, Limited Liability Corporation (Owner),Mariposa Energy, Limited Liability Corporation (Operator) | Phase 2 |  | Combustion turbine | Pipeline Natural Gas |  |  | Selective Catalytic Reduction |  |  | 2012-06-08 | Operating | 481 | CTG3 (49.87) | 57483 GT-3 | 49.87 | Y
CA | Mariposa Energy Project | 57483 | GT-4 |  | 2023 | ARP | 607964 (Ended Apr 20, 2023), 606341 (Started Apr 20, 2023) | 9 |  | Alameda County | CA001 | 1 | Electric Utility | 37.7965 | -121.6049 | Mariposa Energy, Limited Liability Corporation (Owner),Mariposa Energy, Limited Liability Corporation (Operator) | Phase 2 |  | Combustion turbine | Pipeline Natural Gas |  |  | Selective Catalytic Reduction |  |  | 2012-06-14 | Operating | 481 | CTG4 (49.87) | 57483 GT-4 | 49.87 | Y
CA | Walnut Creek Energy Park | 57515 | GT1 |  | 2023 | ARP | 609365 | 9 |  | Los Angeles County | CA037 | 37 | Electric Utility | 34.0078 | -117.9425 | Walnut Creek Energy, LLC (Owner),Walnut Creek Energy, LLC (Operator) | Phase 2 |  | Combustion turbine | Pipeline Natural Gas |  |  | Water Injection,Selective Catalytic Reduction |  |  | 2012-12-31 | Operating | 891.7 | GT1 (100) | 57515 GT1 | 100 | Y
CA | Walnut Creek Energy Park | 57515 | GT2 |  | 2023 | ARP | 609365 | 9 |  | Los Angeles County | CA037 | 37 | Electric Utility | 34.0078 | -117.9425 | Walnut Creek Energy, LLC (Owner),Walnut Creek Energy, LLC (Operator) | Phase 2 |  | Combustion turbine | Pipeline Natural Gas |  |  | Water Injection,Selective Catalytic Reduction |  |  | 2013-01-12 | Operating | 891.7 | GT2 (100) | 57515 GT2 | 100 | Y
CA | Walnut Creek Energy Park | 57515 | GT3 |  | 2023 | ARP | 609365 | 9 |  | Los Angeles County | CA037 | 37 | Electric Utility | 34.0078 | -117.9425 | Walnut Creek Energy, LLC (Owner),Walnut Creek Energy, LLC (Operator) | Phase 2 |  | Combustion turbine | Pipeline Natural Gas |  |  | Water Injection,Selective Catalytic Reduction |  |  | 2013-02-09 | Operating | 891.7 | GT3 (100) | 57515 GT3 | 100 | Y
CA | Walnut Creek Energy Park | 57515 | GT4 |  | 2023 | ARP | 609365 | 9 |  | Los Angeles County | CA037 | 37 | Electric Utility | 34.0078 | -117.9425 | Walnut Creek Energy, LLC (Owner),Walnut Creek Energy, LLC (Operator) | Phase 2 |  | Combustion turbine | Pipeline Natural Gas |  |  | Water Injection,Selective Catalytic Reduction |  |  | 2013-02-09 | Operating | 891.7 | GT4 (100) | 57515 GT4 | 100 | Y
CA | Walnut Creek Energy Park | 57515 | GT5 |  | 2023 | ARP | 609365 | 9 |  | Los Angeles County | CA037 | 37 | Electric Utility | 34.0078 | -117.9425 | Walnut Creek Energy, LLC (Owner),Walnut Creek Energy, LLC (Operator) | Phase 2 |  | Combustion turbine | Pipeline Natural Gas |  |  | Water Injection,Selective Catalytic Reduction |  |  | 2013-03-08 | Operating | 891.7 | GT5 (100) | 57515 GT5 | 100 | Y
CA | Pio Pico Energy Center LLC | 57555 | CTG1 |  | 2023 | ARP | 603492 | 9 |  | San Diego County | CA073 | 73 | Electric Utility | 32.5739 | -116.9178 | Pio Pico Energy Center LLC (Owner),Pio Pico Energy Center LLC (Operator) | Phase 2 |  | Combustion turbine | Pipeline Natural Gas |  |  | Water Injection,Selective Catalytic Reduction |  |  | 2016-08-06 | Operating | 1000 | CTG1 (106) | 57555 CTG1 | 106 | Y
CA | Pio Pico Energy Center LLC | 57555 | CTG2 |  | 2023 | ARP | 603492 | 9 |  | San Diego County | CA073 | 73 | Electric Utility | 32.5739 | -116.9178 | Pio Pico Energy Center LLC (Owner),Pio Pico Energy Center LLC (Operator) | Phase 2 |  | Combustion turbine | Pipeline Natural Gas |  |  | Water Injection,Selective Catalytic Reduction |  |  | 2016-07-22 | Operating | 1000 | CTG2 (106) | 57555 CTG2 | 106 | Y
CA | Pio Pico Energy Center LLC | 57555 | CTG3 |  | 2023 | ARP | 603492 | 9 |  | San Diego County | CA073 | 73 | Electric Utility | 32.5739 | -116.9178 | Pio Pico Energy Center LLC (Owner),Pio Pico Energy Center LLC (Operator) | Phase 2 |  | Combustion turbine | Pipeline Natural Gas |  |  | Water Injection,Selective Catalytic Reduction |  |  | 2016-07-03 | Operating | 1000 | CTG3 (106) | 57555 CTG3 | 106 | Y
CA | Algonquin Power Sanger | 57564 | 8 |  | 2023 | ARP | 607688 | 9 |  | Fresno County | CA019 | 19 | Electric Utility | 36.6842 | -119.5522 | Algonquin Power Sanger, LLC (Owner),Algonquin Power Sanger, LLC (Operator) | Phase 2 |  | Combined cycle | Pipeline Natural Gas |  |  | Water Injection,Selective Catalytic Reduction |  |  | 2007-12-01 | Operating | 430 | STG2 (12.5), CTG (49) | 57564 8 | 61.5 | Y
WY | Cheyenne Prairie Generating Station | 57703 | CT01 |  | 2023 | ARP | 609425 (Ended Jul 14, 2023), 610711 (Started Jul 14, 2023) | 8 |  | Laramie County | WY021 | 21 | Electric Utility | 41.1229 | -104.7214 | Cheyenne Light, Fuel and Power (Owner),Black Hills Service Company LLC (Operator) | Phase 2 |  | Combined cycle | Pipeline Natural Gas |  |  | Dry Low NOx Burners,Selective Catalytic Reduction |  |  | 2014-08-30 | Operating | 406 | 01C (20), 01A (40) | 57703 CT01 | 50 | Y
WY | Cheyenne Prairie Generating Station | 57703 | CT02 |  | 2023 | ARP | 609425 (Ended Jul 14, 2023), 610711 (Started Jul 14, 2023) | 8 |  | Laramie County | WY021 | 21 | Electric Utility | 41.1229 | -104.7214 | Cheyenne Light, Fuel and Power (Owner),Black Hills Service Company LLC (Operator) | Phase 2 |  | Combined cycle | Pipeline Natural Gas |  |  | Dry Low NOx Burners,Selective Catalytic Reduction |  |  | 2014-09-04 | Operating | 406 | 01B (40), 01C (20) | 57703 CT02 | 50 | Y
WY | Cheyenne Prairie Generating Station | 57703 | CT03 |  | 2023 | ARP | 609425 (Ended Jul 14, 2023), 610711 (Started Jul 14, 2023) | 8 |  | Laramie County | WY021 | 21 | Electric Utility | 41.1229 | -104.7214 | Cheyenne Light, Fuel and Power (Owner),Black Hills Service Company LLC (Operator) | Phase 2 |  | Combustion turbine | Pipeline Natural Gas |  |  | Dry Low NOx Burners,Selective Catalytic Reduction |  |  | 2014-08-16 | Operating | 406 | 02A (40) | 57703 CT03 | 40 | Y
IN | St. Joseph Energy Center LLC | 57794 | CTG01A |  | 2023 | ARP, CSNOX, CSOSG3, CSSO2G1, NSPS4T | 603749 | 5 |  | St. Joseph County | IN141 | 141 | Electric Utility | 41.6996 | -86.4814 | St. Joseph Energy Center, LLC (Owner),St. Joseph Energy Center, LLC (Operator) | Phase 2 |  | Combined cycle | Pipeline Natural Gas |  |  | Dry Low NOx Burners,Selective Catalytic Reduction |  |  | 2017-12-29 | Operating | 2636 | CT1 (238), ST1 (260) | 57794 CTG01A | 368 | Y
IN | St. Joseph Energy Center LLC | 57794 | CTG01B |  | 2023 | ARP, CSNOX, CSOSG3, CSSO2G1, NSPS4T | 603749 | 5 |  | St. Joseph County | IN141 | 141 | Electric Utility | 41.6996 | -86.4814 | St. Joseph Energy Center, LLC (Owner),St. Joseph Energy Center, LLC (Operator) | Phase 2 |  | Combined cycle | Pipeline Natural Gas |  |  | Dry Low NOx Burners,Selective Catalytic Reduction |  |  | 2017-12-17 | Operating | 2636 | CT2 (238), ST1 (260) | 57794 CTG01B | 368 | Y
NJ | Woodbridge Energy Center | 57839 | 1 |  | 2023 | ARP, CSNOX, CSOSG3, CSSO2G1, RGGI | 610172 | 2 |  | Middlesex County | NJ023 | 23 | Electric Utility | 40.515 | -74.3192 | CPV Shore, LLC (Owner),CPV Shore, LLC (Operator) | Phase 2 |  | Combined cycle | Pipeline Natural Gas |  |  | Dry Low NOx Burners,Selective Catalytic Reduction |  |  | 2015-11-04 | Operating | 2807 | CT001 (222.7), ST001 (327.5) | 57839 1 | 386.45 | Y
NJ | Woodbridge Energy Center | 57839 | 2 |  | 2023 | ARP, CSNOX, CSOSG3, CSSO2G1, RGGI | 610172 | 2 |  | Middlesex County | NJ023 | 23 | Electric Utility | 40.515 | -74.3192 | CPV Shore, LLC (Owner),CPV Shore, LLC (Operator) | Phase 2 |  | Combined cycle | Pipeline Natural Gas |  |  | Dry Low NOx Burners,Selective Catalytic Reduction |  |  | 2015-10-25 | Operating | 2807 | ST001 (327.5), CT002 (222.7) | 57839 2 | 386.45 | Y
IN | Wabash River Highland Plant | 57842 | 1 |  | 2023 | ARP, CSNOX, CSOSG3, CSSO2G1 | 606531 (Ended Feb 22, 2023), 604752 (Started Feb 22, 2023) | 5 |  | Vigo County | IN167 | 167 | Electric Utility | 39.5326 | -87.4262 | Wabash Valley Power Alliance (Owner),NAES Corporation (Operator) | Table 1 | Phase 1 Group 1 | Combustion turbine | Pipeline Natural Gas |  |  | Dry Low NOx Burners |  |  | 1953-12-16 | Operating | 2200 | A (192) | 57842 1 | 192
TX | Antelope Elk Energy Center | 57865 | 1 |  | 2023 | ARP, CSOSG2 | 609443 (Ended Jun 21, 2023), 610698 (Started Jun 21, 2023) | 6 |  | Hale County | TX189 | 189 | Electric Utility | 33.8657 | -101.8437 | Golden Spread Electric Cooperative, Inc. (Owner),Golden Spread Electric Cooperative, Inc. (Operator) | Phase 2 |  | Combustion turbine | Pipeline Natural Gas |  |  | Dry Low NOx Burners |  |  | 2015-05-21 | Operating | 1941 | ELK1 (202) | 57865 1 | 202
TX | Antelope Elk Energy Center | 57865 | 2 |  | 2023 | ARP, CSOSG2 | 609443 (Ended Jun 21, 2023), 610698 (Started Jun 21, 2023) | 6 |  | Hale County | TX189 | 189 | Electric Utility | 33.8657 | -101.8437 | Golden Spread Electric Cooperative, Inc. (Owner),Golden Spread Electric Cooperative, Inc. (Operator) | Phase 2 |  | Combustion turbine | Pipeline Natural Gas |  |  | Dry Low NOx Burners |  |  | 2016-04-14 | Operating | 1941 | ELK2 (202) | 57865 2 | 202
TX | Antelope Elk Energy Center | 57865 | 3 |  | 2023 | ARP, CSOSG2 | 609443 (Ended Jun 21, 2023), 610698 (Started Jun 21, 2023) | 6 |  | Hale County | TX189 | 189 | Electric Utility | 33.8657 | -101.8437 | Golden Spread Electric Cooperative, Inc. (Owner),Golden Spread Electric Cooperative, Inc. (Operator) | Phase 2 |  | Combustion turbine | Pipeline Natural Gas |  |  | Dry Low NOx Burners |  |  | 2016-04-18 | Operating | 1941 | ELK3 (202) | 57865 3 | 202
ND | Pioneer Generating Station | 57881 | CT1 |  | 2023 | ARP | 609771 | 8 |  | Williams County | ND105 | 105 | Electric Utility | 48.2325 | -103.9528 | Basin Electric Power Cooperative (Owner),Basin Electric Power Cooperative (Operator) | Phase 2 |  | Combustion turbine | Pipeline Natural Gas |  |  | Water Injection,Selective Catalytic Reduction |  |  | 2013-07-27 | Operating | 460 | 01 (45.2) | 57881 CT1 | 45.2 | Y
ND | Pioneer Generating Station | 57881 | CT2 |  | 2023 | ARP | 609771 | 8 |  | Williams County | ND105 | 105 | Electric Utility | 48.2325 | -103.9528 | Basin Electric Power Cooperative (Owner),Basin Electric Power Cooperative (Operator) | Phase 2 |  | Combustion turbine | Pipeline Natural Gas |  |  | Water Injection,Selective Catalytic Reduction |  |  | 2013-12-21 | Operating | 460 | 02 (45.2) | 57881 CT2 | 45.2 | Y
ND | Pioneer Generating Station | 57881 | CT3 |  | 2023 | ARP | 609771 | 8 |  | Williams County | ND105 | 105 | Electric Utility | 48.2325 | -103.9528 | Basin Electric Power Cooperative (Owner),Basin Electric Power Cooperative (Operator) | Phase 2 |  | Combustion turbine | Pipeline Natural Gas |  |  | Water Injection,Selective Catalytic Reduction |  |  | 2014-02-04 | Operating | 451 | 03 (45.2) | 57881 CT3 | 45.2 | Y
ND | Lonesome Creek Station | 57943 | CT1 |  | 2023 | ARP | 609771 | 8 |  | McKenzie County | ND053 | 53 | Electric Utility | 47.7966 | -103.5783 | Basin Electric Power Cooperative (Owner),Basin Electric Power Cooperative (Operator) | Phase 2 |  | Combustion turbine | Pipeline Natural Gas |  |  | Dry Low NOx Burners,Selective Catalytic Reduction |  |  | 2013-10-24 | Operating | 495 | 01 (45.2) | 57943 CT1 | 45.2 | Y
ND | Lonesome Creek Station | 57943 | CT2 |  | 2023 | ARP | 609771 | 8 |  | McKenzie County | ND053 | 53 | Electric Utility | 47.7966 | -103.5783 | Basin Electric Power Cooperative (Owner),Basin Electric Power Cooperative (Operator) | Phase 2 |  | Combustion turbine | Pipeline Natural Gas |  |  | Dry Low NOx Burners,Selective Catalytic Reduction |  |  | 2014-12-23 | Operating | 495 | 02 (45.2) | 57943 CT2 | 45.2 | Y
ND | Lonesome Creek Station | 57943 | CT3 |  | 2023 | ARP | 609771 | 8 |  | McKenzie County | ND053 | 53 | Electric Utility | 47.7966 | -103.5783 | Basin Electric Power Cooperative (Owner),Basin Electric Power Cooperative (Operator) | Phase 2 |  | Combustion turbine | Pipeline Natural Gas |  |  | Dry Low NOx Burners,Selective Catalytic Reduction |  |  | 2014-12-23 | Operating | 495 | 03 (45.2) | 57943 CT3 | 45.2 | Y
ND | Lonesome Creek Station | 57943 | CT4 |  | 2023 | ARP | 609771 | 8 |  | McKenzie County | ND053 | 53 | Electric Utility | 47.7966 | -103.5783 | Basin Electric Power Cooperative (Owner),Basin Electric Power Cooperative (Operator) | Phase 2 |  | Combustion turbine | Pipeline Natural Gas |  |  | Dry Low NOx Burners,Selective Catalytic Reduction |  |  | 2016-04-03 | Operating | 495 | 04 (45.2) | 57943 CT4 | 45.2 | Y
ND | Lonesome Creek Station | 57943 | CT5 |  | 2023 | ARP | 609771 | 8 |  | McKenzie County | ND053 | 53 | Electric Utility | 47.7966 | -103.5783 | Basin Electric Power Cooperative (Owner),Basin Electric Power Cooperative (Operator) | Phase 2 |  | Combustion turbine | Pipeline Natural Gas |  |  | Dry Low NOx Burners,Selective Catalytic Reduction |  |  | 2016-04-07 | Operating | 495 | 05 (45.2) | 57943 CT5 | 45.2 | Y
ND | Lonesome Creek Station | 57943 | CT6 |  | 2023 | ARP | 609771 | 8 |  | McKenzie County | ND053 | 53 | Electric Utility | 47.7966 | -103.5783 | Basin Electric Power Cooperative (Owner),Basin Electric Power Cooperative (Operator) | Phase 2 |  | Combustion turbine | Pipeline Natural Gas |  |  | Dry Low NOx Burners,Selective Catalytic Reduction |  |  | 2021-08-04 | Operating | 495 | 06 (45.2) | 57943 CT6 | 45.2 | Y
CA | Lodi Energy Center | 57978 | CT1 |  | 2023 | ARP | 602222 (Ended Jan 26, 2023), 609556 (Started Jan 26, 2023) | 9 |  | San Joaquin County | CA077 | 77 | Electric Utility | 38.088 | -121.3867 | Northern California Power Agency (Owner),Northern California Power Agency (Operator) | Phase 2 |  | Combined cycle | Pipeline Natural Gas |  |  | Selective Catalytic Reduction |  |  | 2012-09-01 | Operating | 2250 | ST1 (130), CT1 (185) | 57978 CT1 | 315 | Y
TX | Temple Power Station | 58001 | CTG1 |  | 2023 | ARP, CSOSG2 | 604839 (Ended Jan 23, 2023), 606338 (Started Jan 23, 2023) | 6 | ERCOT | Bell County | TX027 | 27 | Electric Utility | 31.0558 | -97.3172 | Temple Generation I, LLC (Owner),PPG - O&M Panda Temple Power, LLC (Operator) (Ended Mar 17, 2023),Consolidated Asset Management Services, LLC (Operator) (Started Mar 17, 2023) | Phase 2 |  | Combined cycle | Pipeline Natural Gas |  |  | Dry Low NOx Burners,Selective Catalytic Reduction |  |  | 2014-05-05 | Operating | 3090 | CTG1 (232), STG1 (339.2) | 58001 CTG1 | 401.6 | Y
TX | Temple Power Station | 58001 | CTG2 |  | 2023 | ARP, CSOSG2 | 604839 (Ended Jan 23, 2023), 606338 (Started Jan 23, 2023) | 6 | ERCOT | Bell County | TX027 | 27 | Electric Utility | 31.0558 | -97.3172 | Temple Generation I, LLC (Owner),PPG - O&M Panda Temple Power, LLC (Operator) (Ended Mar 17, 2023),Consolidated Asset Management Services, LLC (Operator) (Started Mar 17, 2023) | Phase 2 |  | Combined cycle | Pipeline Natural Gas |  |  | Dry Low NOx Burners,Selective Catalytic Reduction |  |  | 2014-05-07 | Operating | 3090 | CTG2 (232), STG1 (339.2) | 58001 CTG2 | 401.6 | Y
TX | Temple Power Station | 58001 | CTG3 |  | 2023 | ARP, CSOSG2 | 604839 (Ended Jan 23, 2023), 606338 (Started Jan 23, 2023) | 6 | ERCOT | Bell County | TX027 | 27 | Electric Utility | 31.0558 | -97.3172 | CXA Temple 2, LLC (Owner),PPG - O&M Panda Temple Power, LLC (Operator) (Ended Mar 17, 2023),Consolidated Asset Management Services, LLC (Operator) (Started Mar 17, 2023) | Phase 2 |  | Combined cycle | Pipeline Natural Gas |  |  | Dry Low NOx Burners,Selective Catalytic Reduction |  |  | 2015-03-13 | Operating | 3090 | CTG3 (232), STG2 (339.2) | 58001 CTG3 | 401.6 | Y
TX | Temple Power Station | 58001 | CTG4 |  | 2023 | ARP, CSOSG2 | 604839 (Ended Jan 23, 2023), 606338 (Started Jan 23, 2023) | 6 | ERCOT | Bell County | TX027 | 27 | Electric Utility | 31.0558 | -97.3172 | CXA Temple 2, LLC (Owner),PPG - O&M Panda Temple Power, LLC (Operator) (Ended Mar 17, 2023),Consolidated Asset Management Services, LLC (Operator) (Started Mar 17, 2023) | Phase 2 |  | Combined cycle | Pipeline Natural Gas |  |  | Dry Low NOx Burners,Selective Catalytic Reduction |  |  | 2015-03-16 | Operating | 3000 | STG2 (339.2), CTG4 (232) | 58001 CTG4 | 401.6 | Y
TX | Rayburn Energy Station | 58005 | CTG1 |  | 2023 | ARP, CSOSG2 | 602364 (Ended Jul 11, 2023), 610704 (Started Jul 11, 2023) | 6 |  | Grayson County | TX181 | 181 | Electric Utility | 33.5756 | -96.6158 | Panda Sherman Power, LLC (Owner) (Ended Jun 21, 2023),Rayburn Energy Station LLC (Owner) (Started Jun 21, 2023),PPG - O&M Panda Sherman Power, LLC (Operator) (Ended Jun 21, 2023),NAES Corporation (Operator) (Started Jun 21, 2023) | Phase 2 |  | Combined cycle | Pipeline Natural Gas |  |  | Dry Low NOx Burners,Selective Catalytic Reduction |  |  | 2014-05-25 | Operating | 2944 | CTG1 (232), STG1 (339.2) | 58005 CTG1 | 401.6 | Y
TX | Rayburn Energy Station | 58005 | CTG2 |  | 2023 | ARP, CSOSG2 | 602364 (Ended Jul 11, 2023), 610704 (Started Jul 11, 2023) | 6 |  | Grayson County | TX181 | 181 | Electric Utility | 33.5756 | -96.6158 | Panda Sherman Power, LLC (Owner) (Ended Jun 21, 2023),Rayburn Energy Station LLC (Owner) (Started Jun 21, 2023),PPG - O&M Panda Sherman Power, LLC (Operator) (Ended Jun 21, 2023),NAES Corporation (Operator) (Started Jun 21, 2023) | Phase 2 |  | Combined cycle | Pipeline Natural Gas |  |  | Dry Low NOx Burners,Selective Catalytic Reduction |  |  | 2014-05-29 | Operating | 2944 | STG1 (339.2), CTG2 (232) | 58005 CTG2 | 401.6 | Y
NH | Burgess BioPower | 58054 | ST01 |  | 2023 | ARP | 608989 | 1 |  | Coos County | NH007 | 7 | Electric Utility | 44.4719 | -71.1753 | Berlin Station, LLC (Owner),Berlin Station, LLC (Operator) | Phase 2 |  | Bubbling fluidized bed boiler | Wood | Diesel Oil | Other | Selective Catalytic Reduction | Baghouse |  | 2013-10-25 | Operating | 1554.2 | ST01 (75) | 58054 ST01 | 75 | Y
NJ | Newark Energy Center | 58079 | U001 |  | 2023 | ARP, CSNOX, CSOSG3, CSSO2G1, RGGI | 603503 | 2 |  | Essex County | NJ013 | 13 | Electric Utility | 40.7082 | -74.1284 | Newark Energy Center, LLC (Owner),NAES Corporation (Operator) | Phase 2 |  | Combined cycle | Pipeline Natural Gas |  |  | Selective Catalytic Reduction |  |  | 2015-03-09 | Operating | 2531 | GT-1 (225), STG-1 (285) | 58079 U001 | 367.5 | Y
NJ | Newark Energy Center | 58079 | U002 |  | 2023 | ARP, CSNOX, CSOSG3, CSSO2G1, RGGI | 603503 | 2 |  | Essex County | NJ013 | 13 | Electric Utility | 40.7082 | -74.1284 | Newark Energy Center, LLC (Owner),NAES Corporation (Operator) | Phase 2 |  | Combined cycle | Pipeline Natural Gas |  |  | Selective Catalytic Reduction |  |  | 2015-03-22 | Operating | 2531 | STG-1 (285), GT-2 (225) | 58079 U002 | 367.5 | Y
CA | Delano Energy Center, LLC | 58122 | GEN1 |  | 2023 | ARP | 602281 | 9 |  | Tulare County | CA107 | 107 | Electric Utility | 35.7909 | -119.2945 | Delano Energy Center, LLC (Owner),Wellhead Services, Inc. (Operator) | Phase 2 |  | Combustion turbine | Pipeline Natural Gas |  |  | Water Injection,Selective Catalytic Reduction |  |  | 2012-11-09 | Operating | 500 | GEN1 (59.5) | 58122 GEN1 | 59.5 | Y
WI | Rothschild Biomass Cogeneration Facility | 58124 | 1 |  | 2023 | ARP, CSNOX, CSOSG3, CSSO2G1 | 605792 (Ended Oct 02, 2023), 610765 (Started Oct 02, 2023) | 5 |  | Marathon County | WI073 | 73 | Cogeneration | 44.8878 | -89.6298 | Wisconsin Electric Power Company (Owner),Domtar Paper Company, LLC (Operator) | Phase 2 |  | Circulating fluidized bed boiler | Wood | Pipeline Natural Gas |  | Selective Non-catalytic Reduction | Baghouse |  | 2013-09-24 | Operating | 856 | 1 (57) | 58124 1 | 57 | Y
NJ | Clayville | 58235 | U1 |  | 2023 | ARP, CSNOX, CSOSG3, CSSO2G1, RGGI | 609493 | 2 |  | Cumberland County | NJ011 | 11 | Electric Utility | 39.4245 | -75.0201 | City of Vineland (Owner),City of Vineland (Operator) | Phase 2 |  | Combustion turbine | Pipeline Natural Gas |  |  | Water Injection,Selective Catalytic Reduction |  |  | 2015-11-01 | Operating | 628 | 1 (64) | 58235 U1 | 64 | Y
IA | Marshalltown Generating Station | 58236 | CT1 |  | 2023 | ARP, CSNOX, CSOSG2, CSSO2G1, NSPS4T | 608055 | 7 | MAPP | Marshall County | IA127 | 127 | Electric Utility | 42.04 | -92.87 | Interstate Power & Light Company (Owner),Interstate Power & Light Company (Operator) | Phase 2 |  | Combined cycle | Pipeline Natural Gas |  |  | Dry Low NOx Burners,Selective Catalytic Reduction |  |  | 2016-12-01 | Operating | 2576 | CTG1 (222.7), STG1 (237.15) | 58236 CT1 | 341.275 | Y
IA | Marshalltown Generating Station | 58236 | CT2 |  | 2023 | ARP, CSNOX, CSOSG2, CSSO2G1, NSPS4T | 608055 | 7 | MAPP | Marshall County | IA127 | 127 | Electric Utility | 42.04 | -92.87 | Interstate Power & Light Company (Owner),Interstate Power & Light Company (Operator) | Phase 2 |  | Combined cycle | Pipeline Natural Gas |  |  | Dry Low NOx Burners,Selective Catalytic Reduction |  |  | 2016-12-03 | Operating | 2602 | STG1 (237.15), CTG2 (222.7) | 58236 CT2 | 341.275 | Y
VA | Brunswick County Power Station | 58260 | 1A |  | 2023 | ARP, CSNOX, CSOSG3, CSSO2G1, RGGI | 1525 | 3 |  | Brunswick County | VA025 | 25 | Electric Utility | 36.7637 | -77.7112 | Virginia Electric & Power Company (Owner),Dominion Generation (Operator) | Phase 2 |  | Combined cycle | Pipeline Natural Gas |  |  | Dry Low NOx Burners,Selective Catalytic Reduction |  |  | 2016-01-15 | Operating | 3650 | CT01 (297.5), ST01 (579.7) | 58260 1A | 490.7333 | Y
VA | Brunswick County Power Station | 58260 | 1B |  | 2023 | ARP, CSNOX, CSOSG3, CSSO2G1, RGGI | 1525 | 3 |  | Brunswick County | VA025 | 25 | Electric Utility | 36.7637 | -77.7112 | Virginia Electric & Power Company (Owner),Dominion Generation (Operator) | Phase 2 |  | Combined cycle | Pipeline Natural Gas |  |  | Dry Low NOx Burners,Selective Catalytic Reduction |  |  | 2016-01-03 | Operating | 3650 | CT02 (297.5), ST01 (579.7) | 58260 1B | 490.7333 | Y
VA | Brunswick County Power Station | 58260 | 1C |  | 2023 | ARP, CSNOX, CSOSG3, CSSO2G1, RGGI | 1525 | 3 |  | Brunswick County | VA025 | 25 | Electric Utility | 36.7637 | -77.7112 | Virginia Electric & Power Company (Owner),Dominion Generation (Operator) | Phase 2 |  | Combined cycle | Pipeline Natural Gas |  |  | Dry Low NOx Burners,Selective Catalytic Reduction |  |  | 2016-01-03 | Operating | 3650 | CT03 (297.5), ST01 (579.7) | 58260 1C | 490.7333 | Y
NM | La Luz Energy Center | 58284 | 1 |  | 2023 | ARP | 608871 | 6 |  | Valencia County | NM061 | 61 | Electric Utility | 34.6178 | -106.817 | Public Service Company of New Mexico (Owner),Public Service Company of New Mexico (Operator) | Phase 2 |  | Combustion turbine | Pipeline Natural Gas |  |  | Dry Low NOx Burners,Selective Catalytic Reduction |  |  | 2015-12-18 | Operating | 401 | 0001 (42.3) | 58284 1 | 42.3 | Y
OK | Charles D Lamb Energy Center | 58325 | 1 |  | 2023 | ARP, CSOSG2 | 884 | 6 |  | Kay County | OK071 | 71 | Electric Utility | 36.8138 | -97.1252 | Oklahoma Municipal Power Authority (Owner),Oklahoma Municipal Power Authority (Operator) | Phase 2 |  | Combustion turbine | Pipeline Natural Gas |  |  | Dry Low NOx Burners |  |  | 2015-04-20 | Operating | 1305.4 | 1 (122) | 58325 1 | 122
TX | Carbon Capture Plant | 58378 | CTHRSG |  | 2023 | ARP, CSOSG2 | 602998 | 6 |  | Fort Bend County | TX157 | 157 | Cogeneration | 29.4753 | -95.6341 | Petra Nova Parish Holdings, LLC (Owner),NRG Texas Power LLC (Operator) | Phase 2 |  | Combustion turbine | Pipeline Natural Gas |  |  | Selective Catalytic Reduction,Dry Low NOx Burners |  |  | 2013-06-17 | Operating | 1200 | GT2 (102.7) | 58378 CTHRSG | 102.7 | Y
PA | Hamilton Liberty Generation Plant | 58420 | CT1 |  | 2023 | ARP, CSNOX, CSOSG3, CSSO2G1, RGGI | 609236 (Ended Jul 05, 2023), 609117 (Started Jul 05, 2023) | 3 |  | Bradford County | PA015 | 15 | Electric Utility | 41.7674 | -76.3899 | Hamilton Liberty, LLC (Owner),Cogentrix Energy Power Management LLC (Operator) | Phase 2 |  | Combined cycle | Pipeline Natural Gas |  |  | Dry Low NOx Burners,Selective Catalytic Reduction |  |  | 2016-01-06 | Operating | 3144 | GEN1 (435) | 58420 CT1 | 435 | Y
PA | Hamilton Liberty Generation Plant | 58420 | CT2 |  | 2023 | ARP, CSNOX, CSOSG3, CSSO2G1, RGGI | 609236 (Ended Jul 05, 2023), 609117 (Started Jul 05, 2023) | 3 |  | Bradford County | PA015 | 15 | Electric Utility | 41.7674 | -76.3899 | Hamilton Liberty, LLC (Owner),Cogentrix Energy Power Management LLC (Operator) | Phase 2 |  | Combined cycle | Pipeline Natural Gas |  |  | Dry Low NOx Burners,Selective Catalytic Reduction |  |  | 2016-02-04 | Operating | 3144 | GEN2 (435) | 58420 CT2 | 435 | Y
PA | Hamilton Patriot Generation Plant | 58426 | CT1 |  | 2023 | ARP, CSNOX, CSOSG3, CSSO2G1, RGGI | 610508 | 3 |  | Lycoming County | PA081 | 81 | Electric Utility | 41.1808 | -76.8392 | Hamilton Patriot, LLC (Owner),Cogentrix Energy Power Management LLC (Operator) | Phase 2 |  | Combined cycle | Pipeline Natural Gas |  |  | Dry Low NOx Burners,Selective Catalytic Reduction |  |  | 2016-03-06 | Operating | 3250 | GEN1 (435) | 58426 CT1 | 435 | Y
PA | Hamilton Patriot Generation Plant | 58426 | CT2 |  | 2023 | ARP, CSNOX, CSOSG3, CSSO2G1, RGGI | 610508 | 3 |  | Lycoming County | PA081 | 81 | Electric Utility | 41.1808 | -76.8392 | Hamilton Patriot, LLC (Owner),Cogentrix Energy Power Management LLC (Operator) | Phase 2 |  | Combined cycle | Pipeline Natural Gas |  |  | Dry Low NOx Burners,Selective Catalytic Reduction |  |  | 2016-03-24 | Operating | 3250 | GEN2 (435) | 58426 CT2 | 435 | Y
MI | Lansing BWL REO Town Plant | 58427 | 100 |  | 2023 | ARP, CSNOX, CSOSG3, CSSO2G1 | 608475 | 5 |  | Ingham County | MI065 | 65 | Cogeneration | 42.7197 | -84.5518 | Lansing Board of Water and Light (Owner),Lansing Board of Water and Light (Operator) | Phase 2 |  | Combined cycle | Pipeline Natural Gas |  |  | Dry Low NOx Burners |  |  | 2013-04-11 | Operating | 494.9 | CTG1 (42), ST (14) | 58427 100 | 56
MI | Lansing BWL REO Town Plant | 58427 | 200 |  | 2023 | ARP, CSNOX, CSOSG3, CSSO2G1 | 608475 | 5 |  | Ingham County | MI065 | 65 | Cogeneration | 42.7197 | -84.5518 | Lansing Board of Water and Light (Owner),Lansing Board of Water and Light (Operator) | Phase 2 |  | Combined cycle | Pipeline Natural Gas |  |  | Dry Low NOx Burners |  |  | 2013-04-15 | Operating | 494.9 | ST (14), CTG2 (42) | 58427 200 | 56
TX | Ector County Energy Center | 58471 | CT-1 |  | 2023 | ARP, CSOSG2 | 607475 | 6 |  | Ector County | TX135 | 135 | Electric Utility | 32.0694 | -102.5856 | Ector County Generation, LLC (Owner),IHI Power Services Corporation (Operator) | Phase 2 |  | Combustion turbine | Natural Gas |  |  | Dry Low NOx Burners |  |  | 2015-07-30 | Operating | 2291 | CTG1 (173) | 58471 CT-1 | 173
TX | Ector County Energy Center | 58471 | CT-2 |  | 2023 | ARP, CSOSG2 | 607475 | 6 |  | Ector County | TX135 | 135 | Electric Utility | 32.0694 | -102.5856 | Ector County Generation, LLC (Owner),IHI Power Services Corporation (Operator) | Phase 2 |  | Combustion turbine | Natural Gas |  |  | Dry Low NOx Burners |  |  | 2015-08-14 | Operating | 2291 | CTG2 (173) | 58471 CT-2 | 173
LA | LEPA Unit No. 1 | 58478 | CC01 |  | 2023 | ARP, CSOSG2E | 2121 | 6 |  | St. Mary Parish | LA101 | 101 | Electric Utility | 29.6913 | -91.193 | Louisiana Energy & Power Authority (Owner),Louisiana Energy & Power Authority (Operator) | Phase 2 |  | Combined cycle | Pipeline Natural Gas |  |  | Selective Catalytic Reduction |  |  | 2015-11-14 | Operating | 600 | CTG1 (59), STG1 (17) | 58478 CC01 | 76 | Y
OR | Carty Generating Station | 58503 | CTEU1 |  | 2023 | ARP | 608084 (Ended Oct 04, 2023), 610795 (Started Oct 04, 2023) | 10 |  | Morrow County | OR049 | 49 | Electric Utility | 45.699 | -119.8131 | Portland General Electric Company (Owner),Portland General Electric Company (Operator) | Phase 2 |  | Combined cycle | Pipeline Natural Gas |  |  | Dry Low NOx Burners,Selective Catalytic Reduction |  |  | 2016-07-01 | Operating | 3862.6 | STG (198.9), GTG (304.2) | 58503 CTEU1 | 503.1 | Y
TX | Montana Power Station | 58562 | GT-1 |  | 2023 | ARP, CSOSG2 | 610284 | 6 |  | El Paso County | TX141 | 141 | Electric Utility | 31.8239 | -106.2119 | El Paso Electric Company (Owner),El Paso Electric Company (Operator) | Phase 2 |  | Combustion turbine | Pipeline Natural Gas | Diesel Oil |  | Selective Catalytic Reduction |  |  | 2015-03-07 | Operating | 858 | GT-1 (100) | 58562 GT-1 | 100 | Y
TX | Montana Power Station | 58562 | GT-2 |  | 2023 | ARP, CSOSG2 | 610284 | 6 |  | El Paso County | TX141 | 141 | Electric Utility | 31.8239 | -106.2119 | El Paso Electric Company (Owner),El Paso Electric Company (Operator) | Phase 2 |  | Combustion turbine | Pipeline Natural Gas | Diesel Oil |  | Selective Catalytic Reduction |  |  | 2015-03-16 | Operating | 858 | GT-2 (100) | 58562 GT-2 | 100 | Y
TX | Montana Power Station | 58562 | GT-3 |  | 2023 | ARP, CSOSG2 | 610284 | 6 |  | El Paso County | TX141 | 141 | Electric Utility | 31.8239 | -106.2119 | El Paso Electric Company (Owner),El Paso Electric Company (Operator) | Phase 2 |  | Combustion turbine | Pipeline Natural Gas | Diesel Oil |  | Selective Catalytic Reduction |  |  | 2016-04-19 | Operating | 858 | GT-3 (100) | 58562 GT-3 | 100 | Y
TX | Montana Power Station | 58562 | GT-4 |  | 2023 | ARP, CSOSG2 | 610284 | 6 |  | El Paso County | TX141 | 141 | Electric Utility | 31.8239 | -106.2119 | El Paso Electric Company (Owner),El Paso Electric Company (Operator) | Phase 2 |  | Combustion turbine | Pipeline Natural Gas | Diesel Oil |  | Selective Catalytic Reduction |  |  | 2016-08-19 | Operating | 858 | GT-4 (100) | 58562 GT-4 | 100 | Y
PA | Shell Chemical Appalachia LLC | 58933 | 101 |  | 2023 | ARP, CSNOX, CSOSG3, CSSO2G1, RGGI | 609651 | 3 |  | Beaver County | PA007 | 7 | Cogeneration | 40.6717 | -80.3364 | Shell Chemical Appalachia LLC (Owner),Shell Chemical Appalachia LLC (Operator) | Phase 2 |  | Combined cycle | Pipeline Natural Gas |  |  | Dry Low NOx Burners,Selective Catalytic Reduction |  |  | 2021-06-27 | Operating | 790 | GTG1 (41), STG2 (75), STG1 (75) | 58933 101 | 91 | Y
PA | Shell Chemical Appalachia LLC | 58933 | 102 |  | 2023 | ARP, CSNOX, CSOSG3, CSSO2G1, RGGI | 609651 | 3 |  | Beaver County | PA007 | 7 | Cogeneration | 40.6717 | -80.3364 | Shell Chemical Appalachia LLC (Owner),Shell Chemical Appalachia LLC (Operator) | Phase 2 |  | Combined cycle | Pipeline Natural Gas |  |  | Dry Low NOx Burners,Selective Catalytic Reduction |  |  | 2021-06-22 | Operating | 790 | STG2 (75), GTG2 (41), STG1 (75) | 58933 102 | 91 | Y
PA | Shell Chemical Appalachia LLC | 58933 | 103 |  | 2023 | ARP, CSNOX, CSOSG3, CSSO2G1, RGGI | 609651 | 3 |  | Beaver County | PA007 | 7 | Cogeneration | 40.6717 | -80.3364 | Shell Chemical Appalachia LLC (Owner),Shell Chemical Appalachia LLC (Operator) | Phase 2 |  | Combined cycle | Pipeline Natural Gas |  |  | Dry Low NOx Burners,Selective Catalytic Reduction |  |  | 2021-07-01 | Operating | 790 | STG1 (75), GTG3 (41), STG2 (75) | 58933 103 | 91 | Y
VA | Potomac Energy Center, LLC | 59004 | CT1 |  | 2023 | ARP, CSNOX, CSOSG3, CSSO2G1, NSPS4T, RGGI | 610436 | 3 |  | Loudoun County | VA107 | 107 | Electric Utility | 39.0578 | -77.5425 | Potomac Energy Center, LLC (Owner),Siemens Energy, Inc. (Operator) | Phase 2 |  | Combined cycle | Natural Gas |  |  | Dry Low NOx Burners,Selective Catalytic Reduction |  |  | 2017-01-12 | Operating | 3000 | GEN3 (338), GEN1 (242) | 59004 CT1 | 411 | Y
VA | Potomac Energy Center, LLC | 59004 | CT2 |  | 2023 | ARP, CSNOX, CSOSG3, CSSO2G1, NSPS4T, RGGI | 610436 | 3 |  | Loudoun County | VA107 | 107 | Electric Utility | 39.0578 | -77.5425 | Potomac Energy Center, LLC (Owner),Siemens Energy, Inc. (Operator) | Phase 2 |  | Combined cycle | Natural Gas |  |  | Dry Low NOx Burners,Selective Catalytic Reduction |  |  | 2017-01-11 | Operating | 3000 | GEN2 (242), GEN3 (338) | 59004 CT2 | 411 | Y
MD | Cove Point LNG Terminal | 59073 | B921A |  | 2023 | RGGI, SIPNOX | 608312 | 3 |  | Calvert County | MD009 | 9 | Industrial Boiler | 38.387 | -76.408 | Cove Point LNG, LP (Owner),Cove Point LNG, LP (Operator) |  |  | Other boiler | Natural Gas | [5 empty] | 2018-04-09 | Operating | 427.4 | 5STA (65), 5STB (65) | 59073 B921A | 32.5
MD | Cove Point LNG Terminal | 59073 | B921B |  | 2023 | RGGI, SIPNOX | 608312 | 3 |  | Calvert County | MD009 | 9 | Industrial Boiler | 38.387 | -76.408 | Cove Point LNG, LP (Owner),Cove Point LNG, LP (Operator) |  |  | Other boiler | Natural Gas | [5 empty] | 2018-04-09 | Operating | 427.4 | 5STA (65), 5STB (65) | 59073 B921B | 32.5
MD | Cove Point LNG Terminal | 59073 | GT501A |  | 2023 | RGGI, SIPNOX | 608312 | 3 |  | Calvert County | MD009 | 9 | Industrial Turbine | 38.387 | -76.408 | Cove Point LNG, LP (Owner),Cove Point LNG, LP (Operator) |  |  | Combustion turbine | Natural Gas |  |  | Dry Low NOx Burners,Selective Catalytic Reduction |  |  | 2018-04-09 | Operating | 1062 | 5STB (65), 5STA (65) | 59073 GT501A | 32.5 | Y
MD | Cove Point LNG Terminal | 59073 | GT501B |  | 2023 | RGGI, SIPNOX | 608312 | 3 |  | Calvert County | MD009 | 9 | Industrial Turbine | 38.387 | -76.408 | Cove Point LNG, LP (Owner),Cove Point LNG, LP (Operator) |  |  | Combustion turbine | Natural Gas |  |  | Dry Low NOx Burners,Selective Catalytic Reduction |  |  | 2018-04-09 | Operating | 1062 | 5STB (65), 5STA (65) | 59073 GT501B | 32.5 | Y
MI | Holland Energy Park | 59093 | 10 |  | 2023 | ARP, CSNOX, CSOSG3, CSSO2G1 | 609153 | 5 |  | Ottawa County | MI139 | 139 | Electric Utility | 42.793 | -86.0925 | Holland Board of Public Works (Owner),Holland Board of Public Works (Operator) | Phase 2 |  | Combined cycle | Pipeline Natural Gas |  |  | Dry Low NOx Burners,Selective Catalytic Reduction |  |  | 2017-01-30 | Operating | 593 | 10 (53.1), 12 (43.2) | 59093 10 | 74.7 | Y
MI | Holland Energy Park | 59093 | 11 |  | 2023 | ARP, CSNOX, CSOSG3, CSSO2G1 | 609153 | 5 |  | Ottawa County | MI139 | 139 | Electric Utility | 42.793 | -86.0925 | Holland Board of Public Works (Owner),Holland Board of Public Works (Operator) | Phase 2 |  | Combined cycle | Pipeline Natural Gas |  |  | Dry Low NOx Burners,Selective Catalytic Reduction |  |  | 2017-02-01 | Operating | 593 | 12 (43.2), 11 (53.1) | 59093 11 | 74.7 | Y
MD | Wildcat Point Generation Facility | 59220 | CT1 |  | 2023 | ARP, CSNOX, CSOSG3, CSSO2G1, RGGI | 601174 | 3 |  | Cecil County | MD015 | 15 | Electric Utility | 39.7194 | -76.1616 | Old Dominion Electric Cooperative (Owner),Old Dominion Electric Cooperative (Operator) | Phase 2 |  | Combined cycle | Pipeline Natural Gas |  |  | Dry Low NOx Burners,Selective Catalytic Reduction |  |  | 2017-08-02 | Operating | 4071 | ST1 (493), CT1 (310.3) | 59220 CT1 | 556.8 | Y
MD | Wildcat Point Generation Facility | 59220 | CT2 |  | 2023 | ARP, CSNOX, CSOSG3, CSSO2G1, RGGI | 601174 | 3 |  | Cecil County | MD015 | 15 | Electric Utility | 39.7194 | -76.1616 | Old Dominion Electric Cooperative (Owner),Old Dominion Electric Cooperative (Operator) | Phase 2 |  | Combined cycle | Pipeline Natural Gas |  |  | Dry Low NOx Burners,Selective Catalytic Reduction |  |  | 2017-07-26 | Operating | 4071 | CT2 (310.3), ST1 (493) | 59220 CT2 | 556.8 | Y
NC | Kings Mountain Energy Center | 59325 | ES-1 |  | 2023 | ARP, CSNOX, CSSO2G1, NSPS4T, SIPNOX | 603217 | 4 |  | Cleveland County | NC045 | 45 | Electric Utility | 35.1986 | -81.3604 | NTE Carolinas, LLC (Owner),NTE Carolinas, LLC (Operator) | Phase 2 |  | Combined cycle | Pipeline Natural Gas |  |  | Dry Low NOx Burners,Selective Catalytic Reduction |  |  | 2018-04-14 | Operating | 3603 | KMEC2 (284.8), KMEC1 (310.3) | 59325 ES-1 | 595.1 | Y
OH | Middletown Energy Center | 59326 | 1 |  | 2023 | ARP, CSNOX, CSOSG3, CSSO2G1, NSPS4T | 609143 | 5 |  | Butler County | OH017 | 17 | Electric Utility | 39.4679 | -84.3531 | Ohio Power Partners, LLC. (Owner),Ohio Power Partners, LLC. (Operator) | Phase 2 |  | Combined cycle | Pipeline Natural Gas |  |  | Dry Low NOx Burners,Selective Catalytic Reduction |  |  | 2018-02-06 | Operating | 3824.6 | MEC1 (310.3), MEC2 (284.8) | 59326 1 | 595.1 | Y
OH | Oregon Clean Energy Center | 59764 | 1 |  | 2023 | ARP, CSNOX, CSOSG3, CSSO2G1, NSPS4T | 1100 | 5 |  | Lucas County | OH095 | 95 | Electric Utility | 41.6679 | -83.4437 | Oregon Clean Energy LLC (Owner),Oregon Clean Energy LLC (Operator) | Phase 2 |  | Combined cycle | Pipeline Natural Gas |  |  | Dry Low NOx Burners,Selective Catalytic Reduction |  |  | 2017-05-18 | Operating | 3237.4 | CTG11 (328), STG10 (404) | 59764 1 | 530 | Y
OH | Oregon Clean Energy Center | 59764 | 2 |  | 2023 | ARP, CSNOX, CSOSG3, CSSO2G1, NSPS4T | 1100 | 5 |  | Lucas County | OH095 | 95 | Electric Utility | 41.6679 | -83.4437 | Oregon Clean Energy LLC (Owner),Oregon Clean Energy LLC (Operator) | Phase 2 |  | Combined cycle | Pipeline Natural Gas |  |  | Dry Low NOx Burners,Selective Catalytic Reduction |  |  | 2017-03-08 | Operating | 3237.4 | CTG12 (328), STG10 (404) | 59764 2 | 530 | Y
OH | Carroll County Energy | 59773 | 1 |  | 2023 | ARP, CSNOX, CSOSG3, CSSO2G1, NSPS4T | 608730 | 5 |  | Carroll County | OH019 | 19 | Electric Utility | 40.6048 | -81.0592 | Carroll County Energy LLC (Owner),EthosEnergy Group Power Plant Services (Operator) | Phase 2 |  | Combined cycle | Pipeline Natural Gas |  |  | Dry Low NOx Burners,Selective Catalytic Reduction |  |  | 2017-09-21 | Operating | 2700 | CGT1 (235.5), SGT1 (361.3) | 59773 1 | 416.15 | Y
OH | Carroll County Energy | 59773 | 2 |  | 2023 | ARP, CSNOX, CSOSG3, CSSO2G1, NSPS4T | 608730 | 5 |  | Carroll County | OH019 | 19 | Electric Utility | 40.6048 | -81.0592 | Carroll County Energy LLC (Owner),EthosEnergy Group Power Plant Services (Operator) | Phase 2 |  | Combined cycle | Pipeline Natural Gas |  |  | Dry Low NOx Burners,Selective Catalytic Reduction |  |  | 2017-09-28 | Operating | 2700 | SGT1 (361.3), CGT2 (235.5) | 59773 2 | 416.15 | Y
TX | Wolf Hollow II | 59812 | CGT4 |  | 2023 | ARP, CSOSG2 | 606830 | 6 |  | Hood County | TX221 | 221 | Electric Utility | 32.3377 | -97.7346 | Wolf Hollow II Power, LLC (Owner),Wolf Hollow Services, LLC (Operator) | Phase 2 |  | Combined cycle | Pipeline Natural Gas |  |  | Ammonia Injection,Selective Catalytic Reduction |  |  | 2017-01-05 | Operating | 4564 | CGT4 (400), STG6 (500.365) | 59812 CGT4 | 650.1825 | Y
TX | Wolf Hollow II | 59812 | CGT5 |  | 2023 | ARP, CSOSG2 | 606830 | 6 |  | Hood County | TX221 | 221 | Electric Utility | 32.3377 | -97.7346 | Wolf Hollow II Power, LLC (Owner),Wolf Hollow Services, LLC (Operator) | Phase 2 |  | Combined cycle | Pipeline Natural Gas |  |  | Ammonia Injection,Selective Catalytic Reduction |  |  | 2017-01-12 | Operating | 4564 | CGT5 (400), STG6 (500.365) | 59812 CGT5 | 650.1825 | Y
MA | Exelon West Medway II | 59882 | J4 |  | 2023 | ARP, RGGI, SIPNOX | 606408 | 1 |  | Norfolk County | MA021 | 21 | Electric Utility | 42.1375 | -71.444 | Exelon West Medway II, LLC (Owner),Exelon West Medway II, LLC (Operator) | Phase 2 |  | Combustion turbine | Pipeline Natural Gas | Diesel Oil |  | Dry Low NOx Burners,Water Injection,Selective Catalytic Reduction |  |  | 2019-02-08 | Operating | 992 | 4 (100) | 59882 J4 | 100 | Y
MA | Exelon West Medway II | 59882 | J5 |  | 2023 | ARP, RGGI, SIPNOX | 606408 | 1 |  | Norfolk County | MA021 | 21 | Electric Utility | 42.1375 | -71.444 | Exelon West Medway II, LLC (Owner),Exelon West Medway II, LLC (Operator) | Phase 2 |  | Combustion turbine | Pipeline Natural Gas | Diesel Oil |  | Dry Low NOx Burners,Water Injection,Selective Catalytic Reduction |  |  | 2019-03-02 | Operating | 992 | 5 (100) | 59882 J5 | 100 | Y
PA | Moxie Freedom Generation Plant | 59906 | 201 |  | 2023 | ARP, CSNOX, CSOSG3, CSSO2G1, RGGI | 1245 | 3 |  | Luzerne County | PA079 | 79 | Electric Utility | 41.1117 | -76.16 | Moxie Freedom, LLC (Owner),Moxie Freedom, LLC (Operator) | Phase 2 |  | Combined cycle | Pipeline Natural Gas |  |  | Dry Low NOx Burners,Selective Catalytic Reduction |  |  | 2018-02-07 | Operating | 3700 | GEN1 (535.3) | 59906 201 | 535.3 | Y
PA | Moxie Freedom Generation Plant | 59906 | 202 |  | 2023 | ARP, CSNOX, CSOSG3, CSSO2G1, RGGI | 1245 | 3 |  | Luzerne County | PA079 | 79 | Electric Utility | 41.1117 | -76.16 | Moxie Freedom, LLC (Owner),Moxie Freedom, LLC (Operator) | Phase 2 |  | Combined cycle | Pipeline Natural Gas |  |  | Dry Low NOx Burners,Selective Catalytic Reduction |  |  | 2018-03-11 | Operating | 3700 | GEN2 (535.3) | 59906 202 | 535.3 | Y
VA | Greensville County Power Station | 59913 | 1A |  | 2023 | ARP, CSNOX, CSOSG3, CSSO2G1, RGGI | 1525 | 3 |  | Greensville County | VA081 | 81 | Electric Utility | 36.7184 | -77.6523 | Virginia Electric & Power Company (Owner),Dominion Generation (Operator) | Phase 2 |  | Combined cycle | Pipeline Natural Gas |  |  | Dry Low NOx Burners,Selective Catalytic Reduction |  |  | 2018-08-11 | Operating | 4500 | CT01 (369.8), ST01 (663.9) | 59913 1A | 591.1 | Y
VA | Greensville County Power Station | 59913 | 1B |  | 2023 | ARP, CSNOX, CSOSG3, CSSO2G1, RGGI | 1525 | 3 |  | Greensville County | VA081 | 81 | Electric Utility | 36.7184 | -77.6523 | Virginia Electric & Power Company (Owner),Dominion Generation (Operator) | Phase 2 |  | Combined cycle | Pipeline Natural Gas |  |  | Dry Low NOx Burners,Selective Catalytic Reduction |  |  | 2018-07-30 | Operating | 4500 | CT02 (369.8), ST01 (663.9) | 59913 1B | 591.1 | Y
VA | Greensville County Power Station | 59913 | 1C |  | 2023 | ARP, CSNOX, CSOSG3, CSSO2G1, RGGI | 1525 | 3 |  | Greensville County | VA081 | 81 | Electric Utility | 36.7184 | -77.6523 | Virginia Electric & Power Company (Owner),Dominion Generation (Operator) | Phase 2 |  | Combined cycle | Pipeline Natural Gas |  |  | Dry Low NOx Burners,Selective Catalytic Reduction |  |  | 2018-07-20 | Operating | 4500 | ST01 (663.9), CT03 (369.8) | 59913 1C | 591.1 | Y
MI | Alpine Power Plant | 59926 | AL1 |  | 2023 | ARP, CSNOX, CSOSG3, CSSO2G1 | 609685 | 5 |  | Otsego County | MI137 | 137 | Electric Utility | 45.0624 | -84.8261 | Wolverine Power Supply Cooperative, Inc. (Owner),Wolverine Power Supply Cooperative, Inc. (Operator) | Phase 2 |  | Combustion turbine | Pipeline Natural Gas |  |  | Dry Low NOx Burners |  |  | 2016-06-13 | Operating | 2200 | AL1 (216) | 59926 AL1 | 216
MI | Alpine Power Plant | 59926 | AL2 |  | 2023 | ARP, CSNOX, CSOSG3, CSSO2G1 | 609685 | 5 |  | Otsego County | MI137 | 137 | Electric Utility | 45.0624 | -84.8261 | Wolverine Power Supply Cooperative, Inc. (Owner),Wolverine Power Supply Cooperative, Inc. (Operator) | Phase 2 |  | Combustion turbine | Pipeline Natural Gas |  |  | Dry Low NOx Burners |  |  | 2016-05-23 | Operating | 2200 | AL2 (216) | 59926 AL2 | 216
TX | Colorado Bend II | 60122 | CT7 |  | 2023 | ARP, CSOSG2 | 606830 | 6 |  | Wharton County | TX481 | 481 | Electric Utility | 29.2878 | -96.0656 | Colorado Bend II Power, LLC (Owner),Colorado Bend Services, LLC (Operator) | Phase 2 |  | Combined cycle | Pipeline Natural Gas |  |  | Ammonia Injection,Selective Catalytic Reduction |  |  | 2017-02-10 | Operating | 4564 | STG9 (565), CT7 (401) | 60122 CT7 | 683.5 | Y
TX | Colorado Bend II | 60122 | CT8 |  | 2023 | ARP, CSOSG2 | 606830 | 6 |  | Wharton County | TX481 | 481 | Electric Utility | 29.2878 | -96.0656 | Colorado Bend II Power, LLC (Owner),Colorado Bend Services, LLC (Operator) | Phase 2 |  | Combined cycle | Pipeline Natural Gas |  |  | Ammonia Injection,Selective Catalytic Reduction |  |  | 2017-03-02 | Operating | 4564 | CT8 (401), STG9 (565) | 60122 CT8 | 683.5 | Y
TX | Bacliff Generating Station | 60264 | BCGT1 |  | 2023 | ARP, CSOSG2 | 610181 (Ended Jun 27, 2023), 610703 (Started Jun 27, 2023) | 6 |  | Galveston County | TX167 | 167 | Electric Utility | 29.4922 | -94.9844 | PHR Holdings, LLC (Owner),NAES Corporation (Operator) | Phase 2 |  | Combustion turbine | Pipeline Natural Gas |  |  | Dry Low NOx Burners |  |  | 2016-11-27 | Operating | 921.7 | BCGT1 (71.2) | 60264 BCGT1 | 71.2
TX | Bacliff Generating Station | 60264 | BCGT2 |  | 2023 | ARP, CSOSG2 | 610181 (Ended Jun 27, 2023), 610703 (Started Jun 27, 2023) | 6 |  | Galveston County | TX167 | 167 | Electric Utility | 29.4922 | -94.9844 | PHR Holdings, LLC (Owner),NAES Corporation (Operator) | Phase 2 |  | Combustion turbine | Pipeline Natural Gas |  |  | Dry Low NOx Burners |  |  | 2016-11-27 | Operating | 921.7 | BCGT2 (71.2) | 60264 BCGT2 | 71.2
TX | Bacliff Generating Station | 60264 | BCGT3 |  | 2023 | ARP, CSOSG2 | 610181 (Ended Jun 27, 2023), 610703 (Started Jun 27, 2023) | 6 |  | Galveston County | TX167 | 167 | Electric Utility | 29.4922 | -94.9844 | PHR Holdings, LLC (Owner),NAES Corporation (Operator) | Phase 2 |  | Combustion turbine | Pipeline Natural Gas |  |  | Dry Low NOx Burners |  |  | 2017-01-04 | Operating | 921.7 | BCGT3 (71.2) | 60264 BCGT3 | 71.2
TX | Bacliff Generating Station | 60264 | BCGT4 |  | 2023 | ARP, CSOSG2 | 610181 (Ended Jun 27, 2023), 610703 (Started Jun 27, 2023) | 6 |  | Galveston County | TX167 | 167 | Electric Utility | 29.4922 | -94.9844 | PHR Holdings, LLC (Owner),NAES Corporation (Operator) | Phase 2 |  | Combustion turbine | Pipeline Natural Gas |  |  | Dry Low NOx Burners |  |  | 2017-01-05 | Operating | 921.7 | BCGT4 (71.2) | 60264 BCGT4 | 71.2
TX | Bacliff Generating Station | 60264 | BCGT5 |  | 2023 | ARP, CSOSG2 | 610181 (Ended Jun 27, 2023), 610703 (Started Jun 27, 2023) | 6 |  | Galveston County | TX167 | 167 | Electric Utility | 29.4922 | -94.9844 | PHR Holdings, LLC (Owner),NAES Corporation (Operator) | Phase 2 |  | Combustion turbine | Pipeline Natural Gas |  |  | Dry Low NOx Burners |  |  | 2017-02-01 | Operating | 921.7 | BCGT5 (71.2) | 60264 BCGT5 | 71.2
TX | Bacliff Generating Station | 60264 | BCGT6 |  | 2023 | ARP, CSOSG2 | 610181 (Ended Jun 27, 2023), 610703 (Started Jun 27, 2023) | 6 |  | Galveston County | TX167 | 167 | Electric Utility | 29.4922 | -94.9844 | PHR Holdings, LLC (Owner),NAES Corporation (Operator) | Phase 2 |  | Combustion turbine | Pipeline Natural Gas |  |  | Dry Low NOx Burners |  |  | 2017-02-10 | Operating | 921.7 | BCGT6 (71.2) | 60264 BCGT6 | 71.2
MD | Keys Energy Center | 60302 | 11 |  | 2023 | ARP, CSNOX, CSOSG3, CSSO2G1, RGGI | 609550 (Ended Mar 28, 2023), 610612 (Started Mar 28, 2023) | 3 |  | Prince George's County | MD033 | 33 | Electric Utility | 38.6955 | -76.8278 | Parkway Generation / Consolidated Asset Management Services / Keys Energy Center LLC (Owner),Parkway Generation / Consolidated Asset Management Services / Keys Energy Center LLC (Operator) | Phase 2 |  | Combined cycle | Pipeline Natural Gas |  |  | Selective Catalytic Reduction |  |  | 2018-05-18 | Operating | 3100 | 11 (235), 10 (359) | 60302 11 | 414.5 | Y
MD | Keys Energy Center | 60302 | 12 |  | 2023 | ARP, CSNOX, CSOSG3, CSSO2G1, RGGI | 609550 (Ended Mar 28, 2023), 610612 (Started Mar 28, 2023) | 3 |  | Prince George's County | MD033 | 33 | Electric Utility | 38.6955 | -76.8278 | Parkway Generation / Consolidated Asset Management Services / Keys Energy Center LLC (Owner),Parkway Generation / Consolidated Asset Management Services / Keys Energy Center LLC (Operator) | Phase 2 |  | Combined cycle | Pipeline Natural Gas |  |  | Steam Injection |  |  | 2018-06-02 | Operating | 3100 | 12 (235), 10 (359) | 60302 12 | 414.5
GA | Albany Green Energy LLC | 60340 | B0004 |  | 2023 | ARP, CSNOX, CSOSG1, CSSO2G2 | 606650 | 4 |  | Dougherty County | GA095 | 95 | Cogeneration | 31.5492 | -84.1114 | Albany Green Energy LLC (Owner),Albany Green Energy LLC (Operator) | Phase 2 |  | Circulating fluidized bed boiler | Wood | Other Solid Fuel | Dry Sorbent Injection | Selective Non-catalytic Reduction | Baghouse |  | 2017-05-20 | Operating | 1209 | 1 (50) | 60340 B0004 | 50 | Y
FL | Okeechobee Clean Energy Center | 60345 | OCEC1A |  | 2023 | ARP, NSPS4T | 606322 | 4 |  | Okeechobee County | FL093 | 93 | Electric Utility | 27.6342 | -80.7911 | Florida Power & Light Company (Owner),Florida Power & Light Company (Operator) | Phase 2 |  | Combined cycle | Pipeline Natural Gas | Diesel Oil, Other Gas |  | Dry Low NOx Burners,Selective Catalytic Reduction |  |  | 2018-09-23 | Operating | 3681 | 1A (376.6), 1ST (593.3) | 60345 OCEC1A | 574.3667 | Y
FL | Okeechobee Clean Energy Center | 60345 | OCEC1B |  | 2023 | ARP, NSPS4T | 606322 | 4 |  | Okeechobee County | FL093 | 93 | Electric Utility | 27.6342 | -80.7911 | Florida Power & Light Company (Owner),Florida Power & Light Company (Operator) | Phase 2 |  | Combined cycle | Pipeline Natural Gas | Diesel Oil |  | Dry Low NOx Burners,Selective Catalytic Reduction |  |  | 2018-10-10 | Operating | 3681 | 1B (376.6), 1ST (593.3) | 60345 OCEC1B | 574.3667 | Y
FL | Okeechobee Clean Energy Center | 60345 | OCEC1C |  | 2023 | ARP, NSPS4T | 606322 | 4 |  | Okeechobee County | FL093 | 93 | Electric Utility | 27.6342 | -80.7911 | Florida Power & Light Company (Owner),Florida Power & Light Company (Operator) | Phase 2 |  | Combined cycle | Pipeline Natural Gas | Diesel Oil |  | Dry Low NOx Burners,Selective Catalytic Reduction |  |  | 2018-10-30 | Operating | 3681 | 1C (376.6), 1ST (593.3) | 60345 OCEC1C | 574.3667 | Y
OH | South Field Energy, LLC | 60356 | 1 |  | 2023 | ARP, CSNOX, CSOSG3, CSSO2G1, NSPS4T | 608730 | 5 |  | Columbiana County | OH029 | 29 | Electric Utility | 40.635 | -80.6793 | South Field Energy, LLC (Owner),EthosEnergy Group Power Plant Services (Operator) | Phase 2 |  | Combined cycle | Pipeline Natural Gas |  |  | Dry Low NOx Burners,Selective Catalytic Reduction |  |  | 2021-06-14 | Operating | 4250 | STG1 (260), CTG1 (345) | 60356 1 | 605 | Y
OH | South Field Energy, LLC | 60356 | 2 |  | 2023 | ARP, CSNOX, CSOSG3, CSSO2G1, NSPS4T | 608730 | 5 |  | Columbiana County | OH029 | 29 | Electric Utility | 40.635 | -80.6793 | South Field Energy, LLC (Owner),EthosEnergy Group Power Plant Services (Operator) | Phase 2 |  | Combined cycle | Pipeline Natural Gas |  |  | Dry Low NOx Burners,Selective Catalytic Reduction |  |  | 2021-07-18 | Operating | 4250 | CTG2 (345), STG2 (260) | 60356 2 | 605 | Y
PA | Lackawanna Energy Center | 60357 | 1 |  | 2023 | ARP, CSNOX, CSOSG3, CSSO2G1, RGGI | 608712 | 3 |  | Lackawanna County | PA069 | 69 | Electric Utility | 41.4711 | -75.5436 | Lackawanna Energy Center LLC (Owner),Lackawanna Energy Center LLC (Operator) | Phase 2 |  | Combined cycle | Pipeline Natural Gas |  |  | Dry Low NOx Burners,Selective Catalytic Reduction |  |  | 2018-03-03 | Operating | 3304 | GEN1 (555) | 60357 1 | 555 | Y
PA | Lackawanna Energy Center | 60357 | 2 |  | 2023 | ARP, CSNOX, CSOSG3, CSSO2G1, RGGI | 608712 | 3 |  | Lackawanna County | PA069 | 69 | Electric Utility | 41.4711 | -75.5436 | Lackawanna Energy Center LLC (Owner),Lackawanna Energy Center LLC (Operator) | Phase 2 |  | Combined cycle | Pipeline Natural Gas |  |  | Dry Low NOx Burners,Selective Catalytic Reduction |  |  | 2018-07-01 | Operating | 3304 | GEN2 (555) | 60357 2 | 555 | Y
PA | Lackawanna Energy Center | 60357 | 3 |  | 2023 | ARP, CSNOX, CSOSG3, CSSO2G1, RGGI | 608712 | 3 |  | Lackawanna County | PA069 | 69 | Electric Utility | 41.4711 | -75.5436 | Lackawanna Energy Center LLC (Owner),Lackawanna Energy Center LLC (Operator) | Phase 2 |  | Combined cycle | Pipeline Natural Gas |  |  | Dry Low NOx Burners,Selective Catalytic Reduction |  |  | 2018-09-12 | Operating | 3500 | GEN3 (555) | 60357 3 | 555 | Y
PA | Hummel Station | 60368 | CT1 |  | 2023 | ARP, CSNOX, CSOSG3, CSSO2G1, RGGI | 605624 | 3 |  | Snyder County | PA109 | 109 | Electric Utility | 40.839 | -76.8255 | Hummel Station, LLC (Owner),Hummel Station, LLC (Operator) | Phase 2 |  | Combined cycle | Pipeline Natural Gas |  |  | Dry Low NOx Burners,Selective Catalytic Reduction |  |  | 2018-03-26 | Operating | 2623 | CTG1 (244.8), STG (460) | 60368 CT1 | 398.1333 | Y
PA | Hummel Station | 60368 | CT2 |  | 2023 | ARP, CSNOX, CSOSG3, CSSO2G1, RGGI | 605624 | 3 |  | Snyder County | PA109 | 109 | Electric Utility | 40.839 | -76.8255 | Hummel Station, LLC (Owner),Hummel Station, LLC (Operator) | Phase 2 |  | Combined cycle | Pipeline Natural Gas |  |  | Dry Low NOx Burners,Selective Catalytic Reduction |  |  | 2018-03-23 | Operating | 2625 | STG (460), CTG2 (244.8) | 60368 CT2 | 398.1333 | Y
PA | Hummel Station | 60368 | CT3 |  | 2023 | ARP, CSNOX, CSOSG3, CSSO2G1, RGGI | 605624 | 3 |  | Snyder County | PA109 | 109 | Electric Utility | 40.839 | -76.8255 | Hummel Station, LLC (Owner),Hummel Station, LLC (Operator) | Phase 2 |  | Combined cycle | Pipeline Natural Gas |  |  | Dry Low NOx Burners,Selective Catalytic Reduction |  |  | 2018-03-25 | Operating | 2580 | CTG3 (244.8), STG (460) | 60368 CT3 | 398.1333 | Y
OH | Clean Energy Future - Lordstown, LLC | 60376 | 1 |  | 2023 | ARP, CSNOX, CSOSG3, CSSO2G1, NSPS4T | 2331 | 5 |  | Trumbull County | OH155 | 155 | Electric Utility | 41.1489 | -80.8516 | Clean Energy Future - Lordstown, LLC (Owner),Clean Energy Future - Lordstown, LLC (Operator) | Phase 2 |  | Combined cycle | Pipeline Natural Gas |  |  | Dry Low NOx Burners,Selective Catalytic Reduction |  |  | 2018-07-13 | Operating | 3630 | STG1 (340), CTG1 (311) | 60376 1 | 481 | Y
OH | Clean Energy Future - Lordstown, LLC | 60376 | 2 |  | 2023 | ARP, CSNOX, CSOSG3, CSSO2G1, NSPS4T | 2331 | 5 |  | Trumbull County | OH155 | 155 | Electric Utility | 41.1489 | -80.8516 | Clean Energy Future - Lordstown, LLC (Owner),Clean Energy Future - Lordstown, LLC (Operator) | Phase 2 |  | Combined cycle | Pipeline Natural Gas |  |  | Dry Low NOx Burners,Selective Catalytic Reduction |  |  | 2018-07-14 | Operating | 3630 | CTG2 (311), STG1 (340) | 60376 2 | 481 | Y
IL | Invenergy Nelson Expansion LLC | 60387 | 3 |  | 2023 | ARP, CSNOX, CSOSG3, CSSO2G1 | 606260 (Started Feb 23, 2023) | 5 |  | Lee County | IL103 | 103 | Electric Utility | 41.7747 | -89.6062 | Invenergy Nelson Expansion LLC (Owner) (Started Feb 23, 2023),Invenergy Services Thermal US LLC (Operator) (Started Feb 23, 2023) | Phase 2 |  | Combustion turbine (Started Apr 19, 2023) | Pipeline Natural Gas | Diesel Oil |  | Dry Low NOx Burners (Began Apr 19, 2023),Water Injection (Began Apr 19, 2023) |  |  | 2023-04-19 | Operating (Started 04/19/2023) | 2180 | GEN3 (190) | 60387 3 | 190
IL | Invenergy Nelson Expansion LLC | 60387 | 4 |  | 2023 | ARP, CSNOX, CSOSG3, CSSO2G1 | 606260 (Started Feb 23, 2023) | 5 |  | Lee County | IL103 | 103 | Electric Utility | 41.7747 | -89.6062 | Invenergy Nelson Expansion LLC (Owner) (Started Feb 23, 2023),Invenergy Services Thermal US LLC (Operator) (Started Feb 23, 2023) | Phase 2 |  | Combustion turbine (Started Apr 27, 2023) | Pipeline Natural Gas | Diesel Oil |  | Dry Low NOx Burners (Began Apr 27, 2023),Water Injection (Began Apr 27, 2023) |  |  | 2023-04-27 | Operating (Started 04/27/2023) | 2180 | GEN4 (190) | 60387 4 | 190
TX | Port Comfort Peaking Facility | 60459 | CT1 |  | 2023 | ARP, CSOSG2 | 609948 (Ended Dec 19, 2023), 603196 (Started Dec 19, 2023)(Ended Dec 19, 2023), 610327 (Started Dec 19, 2023) | 6 |  | Calhoun County | TX057 | 57 | Electric Utility | 28.648 | -96.5457 | Port Comfort Power, LLC (Owner),Port Comfort Power, LLC (Operator) | Phase 2 |  | Combustion turbine | Pipeline Natural Gas |  |  | Water Injection,Selective Catalytic Reduction |  |  | 2017-07-24 | Operating | 475 | PC1 (50) | 60459 CT1 | 50 | Y
TX | Port Comfort Peaking Facility | 60459 | CT2 |  | 2023 | ARP, CSOSG2 | 609948 (Ended Dec 19, 2023), 603196 (Started Dec 19, 2023)(Ended Dec 19, 2023), 610327 (Started Dec 19, 2023) | 6 |  | Calhoun County | TX057 | 57 | Electric Utility | 28.648 | -96.5457 | Port Comfort Power, LLC (Owner),Port Comfort Power, LLC (Operator) | Phase 2 |  | Combustion turbine | Pipeline Natural Gas |  |  | Water Injection,Selective Catalytic Reduction |  |  | 2017-07-29 | Operating | 475 | PC2 (50) | 60459 CT2 | 50 | Y
TX | Chamon Power, LLC | 60460 | CT1 |  | 2023 | ARP, CSOSG2 | 609948 | 6 |  | Harris County | TX201 | 201 | Electric Utility | 29.8833 | -95.1113 | Chamon Power, LLC (Owner),Chamon Power, LLC (Operator) | Phase 2 |  | Combustion turbine | Pipeline Natural Gas |  |  | Water Injection,Selective Catalytic Reduction |  |  | 2017-10-03 | Operating | 520 | CH1 (50) | 60460 CT1 | 50 | Y
TX | Chamon Power, LLC | 60460 | CT2 |  | 2023 | ARP, CSOSG2 | 609948 | 6 |  | Harris County | TX201 | 201 | Electric Utility | 29.8833 | -95.1113 | Chamon Power, LLC (Owner),Chamon Power, LLC (Operator) | Phase 2 |  | Combustion turbine | Pipeline Natural Gas |  |  | Water Injection,Selective Catalytic Reduction |  |  | 2017-10-05 | Operating | 520 | CH2 (50) | 60460 CT2 | 50 | Y
PA | Tenaska Westmoreland Generating Station | 60464 | 101 |  | 2023 | ARP, CSNOX, CSOSG3, CSSO2G1, NSPS4T, RGGI | 604188 | 3 |  | Westmoreland County | PA129 | 129 | Electric Utility | 40.1764 | -79.6934 | Tenaska Pennsylvania Partners, LLC (Owner),Tenaska Pennsylvania Partners, LLC (Operator) | Phase 2 |  | Combined cycle | Pipeline Natural Gas |  |  | Dry Low NOx Burners,Selective Catalytic Reduction |  |  | 2018-09-29 | Operating | 3725 | CTG1 (370), STG1 (394) | 60464 101 | 567 | Y
PA | Tenaska Westmoreland Generating Station | 60464 | 102 |  | 2023 | ARP, CSNOX, CSOSG3, CSSO2G1, NSPS4T, RGGI | 604188 | 3 |  | Westmoreland County | PA129 | 129 | Electric Utility | 40.1764 | -79.6934 | Tenaska Pennsylvania Partners, LLC (Owner),Tenaska Pennsylvania Partners, LLC (Operator) | Phase 2 |  | Combined cycle | Pipeline Natural Gas |  |  | Dry Low NOx Burners,Selective Catalytic Reduction |  |  | 2018-09-25 | Operating | 3725 | CTG2 (370), STG1 (394) | 60464 102 | 567 | Y
TX | Tejas Power Generation Unit 1 | 60468 | CT-1 |  | 2023 | ARP, CSOSG2 | 610029 | 6 |  | Harris County | TX201 | 201 | Electric Utility | 29.6464 | -95.4518 | Tejas Power Generation, LLC (Owner),Tejas Power Generation, LLC (Operator) | Phase 2 |  | Combustion turbine | Pipeline Natural Gas |  |  | Water Injection,Selective Catalytic Reduction |  |  | 2018-05-09 | Operating | 1500 | GT-1 (128) | 60468 CT-1 | 128 | Y
PA | CPV Fairview, LLC | 60589 | CT-1 |  | 2023 | ARP, CSNOX, CSOSG3, CSSO2G1, NSPS4T, RGGI | 608446 | 3 |  | Cambria County | PA021 | 21 | Electric Utility | 40.4125 | -78.8561 | CPV Fairview, LLC (Owner),CPV Fairview, LLC (Operator) | Phase 2 |  | Combined cycle | Natural Gas | Diesel Oil, Other Gas |  | Dry Low NOx Burners,Selective Catalytic Reduction |  |  | 2019-09-22 | Operating | 3763 | CTGEN1 (336), ST-1 (292) | 60589 CT-1 | 482 | Y
PA | CPV Fairview, LLC | 60589 | CT-2 |  | 2023 | ARP, CSNOX, CSOSG3, CSSO2G1, NSPS4T, RGGI | 608446 | 3 |  | Cambria County | PA021 | 21 | Electric Utility | 40.4125 | -78.8561 | CPV Fairview, LLC (Owner),CPV Fairview, LLC (Operator) | Phase 2 |  | Combined cycle | Natural Gas | Diesel Oil, Other Gas |  | Dry Low NOx Burners,Selective Catalytic Reduction |  |  | 2019-09-27 | Operating | 3763 | ST-1 (292), CTGEN2 (336) | 60589 CT-2 | 482 | Y
CA | Stanton Energy Reliability Center | 60698 | D1 |  | 2023 | ARP | 601499 | 9 |  | Orange County | CA059 | 59 | Electric Utility | 33.807 | -117.9864 | Stanton Energy Reliability Center, LLC (Owner),Wellhead Services, Inc. (Operator) | Phase 2 |  | Combustion turbine | Pipeline Natural Gas |  |  | Water Injection,Selective Catalytic Reduction |  |  | 2020-04-20 | Operating | 500 | GT1 (60.5) | 60698 D1 | 60.5 | Y
CA | Stanton Energy Reliability Center | 60698 | D7 |  | 2023 | ARP | 601499 | 9 |  | Orange County | CA059 | 59 | Electric Utility | 33.807 | -117.9864 | Stanton Energy Reliability Center, LLC (Owner),Wellhead Services, Inc. (Operator) | Phase 2 |  | Combustion turbine | Pipeline Natural Gas |  |  | Water Injection,Selective Catalytic Reduction |  |  | 2020-04-17 | Operating | 500 | GT2 (60.5) | 60698 D7 | 60.5 | Y
MA | Salem Harbor Station NGCC | 60903 | 1 |  | 2023 | ARP, RGGI, SIPNOX | 602193 (Ended Sep 22, 2023), 603241 (Started Sep 22, 2023) | 1 |  | Essex County | MA009 | 9 | Electric Utility | 42.5256 | -70.8784 | Salem Harbor Power Development LP (Owner),Salem Harbor Power Development LP (Operator) | Phase 2 |  | Combined cycle | Pipeline Natural Gas |  |  | Dry Low NOx Burners,Selective Catalytic Reduction |  |  | 2017-12-22 | Operating | 2700 | 3 (240.7), 1 (158.4) | 60903 1 | 399.1 | Y
MA | Salem Harbor Station NGCC | 60903 | 2 |  | 2023 | ARP, RGGI, SIPNOX | 602193 (Ended Sep 22, 2023), 603241 (Started Sep 22, 2023) | 1 |  | Essex County | MA009 | 9 | Electric Utility | 42.5256 | -70.8784 | Salem Harbor Power Development LP (Owner),Salem Harbor Power Development LP (Operator) | Phase 2 |  | Combined cycle | Pipeline Natural Gas |  |  | Dry Low NOx Burners,Selective Catalytic Reduction |  |  | 2018-02-10 | Operating | 2700 | 2 (158.4), 4 (240.7) | 60903 2 | 399.1 | Y
TX | NET Power La Porte Station | 60910 | 1GT |  | 2023 | ARP, CSOSG2 | 608815 (Ended Jun 15, 2023), 610693 (Started Jun 15, 2023) | 6 |  | Harris County | TX201 | 201 | Electric Utility | 29.6468 | -95.0541 | NET Power LLC (Owner),NET Power LLC (Operator) | Phase 2 |  | Combustion turbine | Pipeline Natural Gas | [5 empty] | 2021-11-15 | Operating | 172 | NPLPS (25.5) | 60910 1GT | 25.5
TX | Montgomery County Power Station | 60925 | CT1 |  | 2023 | ARP, CSOSG2 | 609775 (Ended Mar 31, 2023), 610584 (Started Mar 31, 2023) | 6 |  | Montgomery County | TX339 | 339 | Electric Utility | 30.4358 | -95.5206 | Entergy Corporation (Owner),Entergy Corporation (Operator) | Phase 2 |  | Combined cycle | Pipeline Natural Gas |  |  | Dry Low NOx Burners,Selective Catalytic Reduction |  |  | 2020-08-30 | Operating | 3800 | 1C (500), 1A (250) | 60925 CT1 | 500 | Y
TX | Montgomery County Power Station | 60925 | CT2 |  | 2023 | ARP, CSOSG2 | 609775 (Ended Mar 31, 2023), 610584 (Started Mar 31, 2023) | 6 |  | Montgomery County | TX339 | 339 | Electric Utility | 30.4358 | -95.5206 | Entergy Corporation (Owner),Entergy Corporation (Operator) | Phase 2 |  | Combined cycle | Pipeline Natural Gas |  |  | Dry Low NOx Burners,Selective Catalytic Reduction |  |  | 2020-09-04 | Operating | 3800 | 1B (250), 1C (500) | 60925 CT2 | 500 | Y
LA | St. Charles Power Station | 60926 | 1A |  | 2023 | ARP, CSOSG2E | 609775 (Ended Mar 31, 2023), 610584 (Started Mar 31, 2023) | 6 |  | St. Charles Parish | LA089 | 89 | Electric Utility | 30.0051 | -90.4617 | Entergy Corporation (Owner),Entergy Corporation (Operator) | Phase 2 |  | Combined cycle | Pipeline Natural Gas |  |  | Dry Low NOx Burners,Selective Catalytic Reduction |  |  | 2019-02-28 | Operating | 3750 | 1A (258), 1C (453) | 60926 1A | 484.5 | Y
LA | St. Charles Power Station | 60926 | 1B |  | 2023 | ARP, CSOSG2E | 609775 (Ended Mar 31, 2023), 610584 (Started Mar 31, 2023) | 6 |  | St. Charles Parish | LA089 | 89 | Electric Utility | 30.0051 | -90.4617 | Entergy Corporation (Owner),Entergy Corporation (Operator) | Phase 2 |  | Combined cycle | Pipeline Natural Gas |  |  | Dry Low NOx Burners,Selective Catalytic Reduction |  |  | 2019-02-24 | Operating | 3620 | 1B (258), 1C (453) | 60926 1B | 484.5 | Y
LA | Lake Charles Power Station | 60927 | 1A |  | 2023 | ARP, CSOSG2E | 609775 (Ended Mar 31, 2023), 610584 (Started Mar 31, 2023) | 6 |  | Calcasieu Parish | LA019 | 19 | Electric Utility | 30.2706 | -93.2886 | Entergy Corporation (Owner),Entergy Corporation (Operator) | Phase 2 |  | Combined cycle | Pipeline Natural Gas |  |  | Dry Low NOx Burners,Selective Catalytic Reduction |  |  | 2020-01-05 | Operating | 3650 | 1A (257), 1C (452.5) | 60927 1A | 483.25 | Y
LA | Lake Charles Power Station | 60927 | 1B |  | 2023 | ARP, CSOSG2E | 609775 (Ended Mar 31, 2023), 610584 (Started Mar 31, 2023) | 6 |  | Calcasieu Parish | LA019 | 19 | Electric Utility | 30.2706 | -93.2886 | Entergy Corporation (Owner),Entergy Corporation (Operator) | Phase 2 |  | Combined cycle | Pipeline Natural Gas |  |  | Dry Low NOx Burners,Selective Catalytic Reduction |  |  | 2020-01-12 | Operating | 3550 | 1B (257), 1C (452.5) | 60927 1B | 483.25 | Y
PA | Hickory Run Energy Station | 61028 | CT1 |  | 2023 | ARP, CSNOX, CSOSG3, CSSO2G1, NSPS4T, RGGI | 606904 (Ended Sep 08, 2023), 610747 (Started Sep 08, 2023) | 3 |  | Lawrence County | PA073 | 73 | Electric Utility | 40.9951 | -80.4301 | Hickory Run Energy, LLC (Owner),Hickory Run Energy, LLC (Operator) | Phase 2 |  | Combined cycle | Pipeline Natural Gas |  |  | Dry Low NOx Burners,Selective Catalytic Reduction |  |  | 2019-10-30 | Operating | 3550 | CTG1 (311), STG1 (450) | 61028 CT1 | 536 | Y
PA | Hickory Run Energy Station | 61028 | CT2 |  | 2023 | ARP, CSNOX, CSOSG3, CSSO2G1, NSPS4T, RGGI | 606904 (Ended Sep 08, 2023), 610747 (Started Sep 08, 2023) | 3 |  | Lawrence County | PA073 | 73 | Electric Utility | 40.9951 | -80.4301 | Hickory Run Energy, LLC (Owner),Hickory Run Energy, LLC (Operator) | Phase 2 |  | Combined cycle | Pipeline Natural Gas |  |  | Dry Low NOx Burners,Selective Catalytic Reduction |  |  | 2019-11-04 | Operating | 3550 | STG1 (450), CTG2 (311) | 61028 CT2 | 536 | Y
PA | Birdsboro Power | 61035 | 1 |  | 2023 | ARP, CSNOX, CSOSG3, CSSO2G1, NSPS4T, RGGI | 603749 | 3 |  | Berks County | PA011 | 11 | Electric Utility | 40.2683 | -75.8 | Birdsboro Power, LLC (Owner),Birdsboro Power, LLC (Operator) | Phase 2 |  | Combined cycle | Pipeline Natural Gas |  |  | Dry Low NOx Burners,Selective Catalytic Reduction |  |  | 2019-02-07 | Operating | 3345 | GEN1 (488) | 61035 1 | 488 | Y
SD | Astoria Station | 61144 | 1 |  | 2023 | ARP, NSPS4T | 607660 | 8 |  | Deuel County | SD039 | 39 | Electric Utility | 44.5812 | -96.565 | Otter Tail Power Company (Owner),Otter Tail Power Company (Operator) | Phase 2 |  | Combustion turbine | Pipeline Natural Gas |  |  | Dry Low NOx Burners |  |  | 2021-02-02 | Operating | 3000 | 1 (349) | 61144 1 | 349
TX | Victoria City Peaking Facility | 61241 | CT1 |  | 2023 | ARP, CSOSG2 | 610344 | 6 |  | Victoria County | TX469 | 469 | Electric Utility | 28.7853 | -97.0093 | TRES City Power LLC (Owner),TRES City Power LLC (Operator) | Phase 2 |  | Combustion turbine | Pipeline Natural Gas |  |  | Ammonia Injection,Selective Catalytic Reduction |  |  | 2019-12-17 | Operating | 473 | VC-1 (50) | 61241 CT1 | 50 | Y
TX | Victoria City Peaking Facility | 61241 | CT2 |  | 2023 | ARP, CSOSG2 | 610344 | 6 |  | Victoria County | TX469 | 469 | Electric Utility | 28.7853 | -97.0093 | TRES City Power LLC (Owner),TRES City Power LLC (Operator) | Phase 2 |  | Combustion turbine | Pipeline Natural Gas |  |  | Ammonia Injection,Selective Catalytic Reduction |  |  | 2019-12-17 | Operating | 473 | VC-2 (50) | 61241 CT2 | 50 | Y
TX | Victoria Port Peaking Facility | 61242 | CT1 |  | 2023 | ARP, CSOSG2 | 610344 | 6 |  | Victoria County | TX469 | 469 | Electric Utility | 28.6958 | -96.9454 | TRES City Power LLC (Owner),TRES City Power LLC (Operator) | Phase 2 |  | Combustion turbine | Pipeline Natural Gas |  |  | Ammonia Injection,Selective Catalytic Reduction |  |  | 2019-03-25 | Operating | 473 | VP-1 (50) | 61242 CT1 | 50 | Y
TX | Victoria Port Peaking Facility | 61242 | CT2 |  | 2023 | ARP, CSOSG2 | 610344 | 6 |  | Victoria County | TX469 | 469 | Electric Utility | 28.6958 | -96.9454 | TRES City Power LLC (Owner),TRES City Power LLC (Operator) | Phase 2 |  | Combustion turbine | Pipeline Natural Gas |  |  | Ammonia Injection,Selective Catalytic Reduction |  |  | 2019-04-02 | Operating | 473 | VP-2 (50) | 61242 CT2 | 50 | Y
OH | Long Ridge Energy Generation | 61322 | CC1 |  | 2023 | ARP, CSNOX, CSOSG3, CSSO2G1, NSPS4T | 609464 | 5 |  | Monroe County | OH111 | 111 | Electric Utility | 39.7025 | -80.8455 | Long Ridge Energy Generation LLC (Owner),Long Ridge Energy Generation LLC (Operator) | Phase 2 |  | Combined cycle | Pipeline Natural Gas |  |  | Dry Low NOx Burners,Selective Catalytic Reduction |  |  | 2021-06-01 | Operating | 3400 | HPPP1 (521.9) | 61322 CC1 | 521.9 | Y
TX | Victoria Port Power II Peaking Facility | 61966 | CT1 |  | 2023 | ARP, CSOSG2 | 609948 (Ended Dec 19, 2023), 603196 (Started Dec 19, 2023)(Ended Dec 19, 2023), 610327 (Started Dec 19, 2023) | 6 |  | Victoria County | TX469 | 469 | Electric Utility | 28.6967 | -96.9449 | Victoria Port Power II LLC (Owner),Victoria Port Power II LLC (Operator) | Phase 2 |  | Combustion turbine | Pipeline Natural Gas |  |  | Selective Catalytic Reduction |  |  | 2021-11-11 | Operating | 515 | VP2-1 (50) | 61966 CT1 | 50 | Y
TX | Victoria Port Power II Peaking Facility | 61966 | CT2 |  | 2023 | ARP, CSOSG2 | 609948 (Ended Dec 19, 2023), 603196 (Started Dec 19, 2023)(Ended Dec 19, 2023), 610327 (Started Dec 19, 2023) | 6 |  | Victoria County | TX469 | 469 | Electric Utility | 28.6967 | -96.9449 | Victoria Port Power II LLC (Owner),Victoria Port Power II LLC (Operator) | Phase 2 |  | Combustion turbine | Pipeline Natural Gas |  |  | Selective Catalytic Reduction |  |  | 2021-09-21 | Operating | 515 | VP2-2 (50) | 61966 CT2 | 50 | Y
MI | Blue Water Energy Center | 62192 | 11 |  | 2023 | ARP, CSNOX, CSOSG3, CSSO2G1, NSPS4T | 609535 (Ended Mar 22, 2023), 610607 (Started Mar 22, 2023) | 5 |  | St. Clair County | MI147 | 147 | Electric Utility | 42.7763 | -82.4813 | DTE Electric Company (Owner),DTE Electric Company (Operator) | Phase 2 |  | Combined cycle | Pipeline Natural Gas |  |  | Dry Low NOx Burners,Selective Catalytic Reduction |  |  | 2021-11-03 | Operating | 4458 | 11 (394.4), 1S (478.6) | 62192 11 | 633.7 | Y
MI | Blue Water Energy Center | 62192 | 12 |  | 2023 | ARP, CSNOX, CSOSG3, CSSO2G1, NSPS4T | 609535 (Ended Mar 22, 2023), 610607 (Started Mar 22, 2023) | 5 |  | St. Clair County | MI147 | 147 | Electric Utility | 42.7763 | -82.4813 | DTE Electric Company (Owner),DTE Electric Company (Operator) | Phase 2 |  | Combined cycle | Pipeline Natural Gas |  |  | Dry Low NOx Burners,Selective Catalytic Reduction |  |  | 2021-11-14 | Operating | 4458 | 1S (478.6), 12 (394.4) | 62192 12 | 633.7 | Y
TX | SJRR Power Peaking Facility | 62548 | CT1 | CP1 | 2023 | ARP, CSOSG2 | 609948 | 6 |  | Harris County | TX201 | 201 | Electric Utility | 29.8819 | -95.1114 | SJRR Power LLC (Owner),SJRR Power LLC (Operator) | Phase 2 |  | Combustion turbine | Pipeline Natural Gas |  |  | Selective Catalytic Reduction |  |  | 2022-05-26 | Operating | 550 | SJ-1 (50) | 62548 CT1 | 50 | Y
TX | SJRR Power Peaking Facility | 62548 | CT2 | CP1 | 2023 | ARP, CSOSG2 | 609948 | 6 |  | Harris County | TX201 | 201 | Electric Utility | 29.8819 | -95.1114 | SJRR Power LLC (Owner),SJRR Power LLC (Operator) | Phase 2 |  | Combustion turbine | Pipeline Natural Gas |  |  | Selective Catalytic Reduction |  |  | 2022-05-25 | Operating | 510 | SJ-2 (50) | 62548 CT2 | 50 | Y
PA | Hill Top Energy Center | 62565 | 1 |  | 2023 | ARP, CSNOX, CSOSG3, CSSO2G1, NSPS4T, RGGI | 606325 | 3 |  | Greene County | PA059 | 59 | Electric Utility | 39.8931 | -79.9308 | Hill Top Energy Center, LLC (Owner),Hill Top Energy Center, LLC (Operator) | Phase 2 |  | Combined cycle | Pipeline Natural Gas |  |  | Dry Low NOx Burners,Selective Catalytic Reduction |  |  | 2021-04-01 | Operating | 4550 | GEN1 (664.7) | 62565 1 | 664.7 | Y
IL | Jackson Generation, LLC | 62926 | CTG-01 |  | 2023 | ARP, CSNOX, CSOSG3, CSSO2G1, NSPS4T | 609706 (Ended Jan 30, 2023), 610552 (Started Jan 30, 2023) | 5 |  | Will County | IL197 | 197 | Electric Utility | 41.4388 | -88.111 | Jackson Generation, LLC (Owner),Jackson Generation, LLC (Operator) | Phase 2 |  | Combined cycle | Pipeline Natural Gas |  |  | Dry Low NOx Burners,Selective Catalytic Reduction |  |  | 2021-11-28 | Operating | 4281 | 01 (644.3) | 62926 CTG-01 | 644.3 | Y
IL | Jackson Generation, LLC | 62926 | CTG-02 |  | 2023 | ARP, CSNOX, CSOSG3, CSSO2G1, NSPS4T | 609706 (Ended Jan 30, 2023), 610552 (Started Jan 30, 2023) | 5 |  | Will County | IL197 | 197 | Electric Utility | 41.4388 | -88.111 | Jackson Generation, LLC (Owner),Jackson Generation, LLC (Operator) | Phase 2 |  | Combined cycle | Pipeline Natural Gas |  |  | Dry Low NOx Burners,Selective Catalytic Reduction |  |  | 2021-12-27 | Operating | 4281 | 02 (644.3) | 62926 CTG-02 | 644.3 | Y
OH | Guernsey Power Station | 62949 | P001 |  | 2023 | ARP, CSNOX, CSOSG3, CSSO2G1, NSPS4T | 1245 | 5 |  | Guernsey County | OH059 | 59 | Electric Utility | 39.9387 | -81.5363 | Guernsey Power Station, LLC (Owner),Guernsey Power Station, LLC (Operator) | Phase 2 |  | Combined cycle | Pipeline Natural Gas |  |  | Dry Low NOx Burners,Selective Catalytic Reduction |  |  | 2022-09-23 | Operating | 4500 | GPS1 (652.8) | 62949 P001 | 652.8 | Y
OH | Guernsey Power Station | 62949 | P002 |  | 2023 | ARP, CSNOX, CSOSG3, CSSO2G1, NSPS4T | 1245 | 5 |  | Guernsey County | OH059 | 59 | Electric Utility | 39.9387 | -81.5363 | Guernsey Power Station, LLC (Owner),Guernsey Power Station, LLC (Operator) | Phase 2 |  | Combined cycle | Pipeline Natural Gas |  |  | Dry Low NOx Burners,Selective Catalytic Reduction |  |  | 2022-09-17 | Operating | 4500 | GPS2 (652.8) | 62949 P002 | 652.8 | Y
OH | Guernsey Power Station | 62949 | P003 |  | 2023 | ARP, CSNOX, CSOSG3, CSSO2G1, NSPS4T | 1245 | 5 |  | Guernsey County | OH059 | 59 | Electric Utility | 39.9387 | -81.5363 | Guernsey Power Station, LLC (Owner),Guernsey Power Station, LLC (Operator) | Phase 2 |  | Combined cycle | Pipeline Natural Gas |  |  | Dry Low NOx Burners,Selective Catalytic Reduction |  |  | 2022-11-02 | Operating | 4500 | GPS3 (652.8) | 62949 P003 | 652.8 | Y
MI | Delta Energy Park | 63259 | DEPC2 |  | 2023 | ARP, CSNOX, CSOSG3, CSSO2G1, NSPS4T | 608475 | 5 |  | Eaton County | MI045 | 45 | Electric Utility | 42.6906 | -84.6578 | Lansing Board of Water and Light (Owner),Lansing Board of Water and Light (Operator) | Phase 2 |  | Combined cycle | Pipeline Natural Gas |  |  | Dry Low NOx Burners,Selective Catalytic Reduction |  |  | 2021-05-27 | Operating | 871 | DEPC2 (58), DEPST (89.2) | 63259 DEPC2 | 102.6 | Y
MI | Delta Energy Park | 63259 | DEPC3 |  | 2023 | ARP, CSNOX, CSOSG3, CSSO2G1, NSPS4T | 608475 | 5 |  | Eaton County | MI045 | 45 | Electric Utility | 42.6906 | -84.6578 | Lansing Board of Water and Light (Owner),Lansing Board of Water and Light (Operator) | Phase 2 |  | Combined cycle | Pipeline Natural Gas |  |  | Dry Low NOx Burners,Selective Catalytic Reduction |  |  | 2021-05-28 | Operating | 871 | DEPST (89.2), DEPC3 (58) | 63259 DEPC3 | 102.6 | Y
MI | Delta Energy Park | 63259 | DEPS1 |  | 2023 | ARP, CSNOX, CSOSG3, CSSO2G1 | 608475 | 5 |  | Eaton County | MI045 | 45 | Electric Utility | 42.6906 | -84.6578 | Lansing Board of Water and Light (Owner),Lansing Board of Water and Light (Operator) | Phase 2 |  | Combustion turbine | Pipeline Natural Gas |  |  | Dry Low NOx Burners |  |  | 2021-05-27 | Operating | 667 | DEPS1 (58) | 63259 DEPS1 | 58
TX | HO Clarke Generating | 63335 | CT-1 |  | 2023 | ARP, CSOSG2 | 609954 | 6 |  | Harris County | TX201 | 201 | Electric Utility | 29.6454 | -95.4517 | HO Clarke Generating, LLC (Owner),ProEnergy Services LLC (Operator) | Phase 2 |  | Combustion turbine | Pipeline Natural Gas |  |  | Water Injection,Selective Catalytic Reduction |  |  | 2020-12-22 | Operating | 475 | CTG-1 (60.5) | 63335 CT-1 | 60.5 | Y
TX | HO Clarke Generating | 63335 | CT-2 |  | 2023 | ARP, CSOSG2 | 609954 | 6 |  | Harris County | TX201 | 201 | Electric Utility | 29.6454 | -95.4517 | HO Clarke Generating, LLC (Owner),ProEnergy Services LLC (Operator) | Phase 2 |  | Combustion turbine | Pipeline Natural Gas |  |  | Water Injection,Selective Catalytic Reduction |  |  | 2020-12-22 | Operating | 475 | CTG-2 (60.5) | 63335 CT-2 | 60.5 | Y
TX | HO Clarke Generating | 63335 | CT-3 |  | 2023 | ARP, CSOSG2 | 609954 | 6 |  | Harris County | TX201 | 201 | Electric Utility | 29.6454 | -95.4517 | HO Clarke Generating, LLC (Owner),ProEnergy Services LLC (Operator) | Phase 2 |  | Combustion turbine | Pipeline Natural Gas |  |  | Water Injection,Selective Catalytic Reduction |  |  | 2020-12-19 | Operating | 475 | CTG-3 (60.5) | 63335 CT-3 | 60.5 | Y
TX | HO Clarke Generating | 63335 | CT-4 |  | 2023 | ARP, CSOSG2 | 609954 | 6 |  | Harris County | TX201 | 201 | Electric Utility | 29.6454 | -95.4517 | HO Clarke Generating, LLC (Owner),ProEnergy Services LLC (Operator) | Phase 2 |  | Combustion turbine | Pipeline Natural Gas |  |  | Water Injection,Selective Catalytic Reduction |  |  | 2020-12-19 | Operating | 475 | CTG-4 (60.5) | 63335 CT-4 | 60.5 | Y
TX | HO Clarke Generating | 63335 | CT-5 |  | 2023 | ARP, CSOSG2 | 609954 | 6 |  | Harris County | TX201 | 201 | Electric Utility | 29.6454 | -95.4517 | HO Clarke Generating, LLC (Owner),ProEnergy Services LLC (Operator) | Phase 2 |  | Combustion turbine | Pipeline Natural Gas |  |  | Water Injection,Selective Catalytic Reduction |  |  | 2020-12-17 | Operating | 475 | CTG-5 (60.5) | 63335 CT-5 | 60.5 | Y
TX | HO Clarke Generating | 63335 | CT-6 |  | 2023 | ARP, CSOSG2 | 609954 | 6 |  | Harris County | TX201 | 201 | Electric Utility | 29.6454 | -95.4517 | HO Clarke Generating, LLC (Owner),ProEnergy Services LLC (Operator) | Phase 2 |  | Combustion turbine | Pipeline Natural Gas |  |  | Water Injection,Selective Catalytic Reduction |  |  | 2020-12-17 | Operating | 475 | CTG-6 (60.5) | 63335 CT-6 | 60.5 | Y
TX | HO Clarke Generating | 63335 | CT-7 |  | 2023 | ARP, CSOSG2 | 609954 | 6 |  | Harris County | TX201 | 201 | Electric Utility | 29.6454 | -95.4517 | HO Clarke II, LLC (Owner),ProEnergy Services LLC (Operator) | Phase 2 |  | Combustion turbine | Pipeline Natural Gas |  |  | Water Injection,Selective Catalytic Reduction |  |  | 2021-09-01 | Operating | 475 | CTG-7 (60.5) | 63335 CT-7 | 60.5 | Y
TX | HO Clarke Generating | 63335 | CT-8 |  | 2023 | ARP, CSOSG2 | 609954 | 6 |  | Harris County | TX201 | 201 | Electric Utility | 29.6454 | -95.4517 | HO Clarke II, LLC (Owner),ProEnergy Services LLC (Operator) | Phase 2 |  | Combustion turbine | Pipeline Natural Gas |  |  | Water Injection,Selective Catalytic Reduction |  |  | 2021-09-01 | Operating | 475 | CTG-8 (60.5) | 63335 CT-8 | 60.5 | Y
TX | Topaz Generating | 63688 | CT-1 |  | 2023 | ARP, CSOSG2 | 609954 | 6 |  | Galveston County | TX167 | 167 | Electric Utility | 29.4262 | -94.9767 | Topaz Generating, LLC (Owner),ProEnergy Services LLC (Operator) | Phase 2 |  | Combustion turbine | Pipeline Natural Gas |  |  | Water Injection,Selective Catalytic Reduction |  |  | 2021-07-05 | Operating | 475 | CTG-1 (60.5) | 63688 CT-1 | 60.5 | Y
TX | Topaz Generating | 63688 | CT-10 |  | 2023 | ARP, CSOSG2 | 609954 | 6 |  | Galveston County | TX167 | 167 | Electric Utility | 29.4262 | -94.9767 | Topaz II, LLC (Owner),ProEnergy Services LLC (Operator) | Phase 2 |  | Combustion turbine | Pipeline Natural Gas |  |  | Water Injection,Selective Catalytic Reduction |  |  | 2021-08-04 | Operating | 475 | CTG-10 (60.5) | 63688 CT-10 | 60.5 | Y
TX | Topaz Generating | 63688 | CT-2 |  | 2023 | ARP, CSOSG2 | 609954 | 6 |  | Galveston County | TX167 | 167 | Electric Utility | 29.4262 | -94.9767 | Topaz Generating, LLC (Owner),ProEnergy Services LLC (Operator) | Phase 2 |  | Combustion turbine | Pipeline Natural Gas |  |  | Water Injection,Selective Catalytic Reduction |  |  | 2021-07-05 | Operating | 475 | CTG-2 (60.5) | 63688 CT-2 | 60.5 | Y
TX | Topaz Generating | 63688 | CT-3 |  | 2023 | ARP, CSOSG2 | 609954 | 6 |  | Galveston County | TX167 | 167 | Electric Utility | 29.4262 | -94.9767 | Topaz Generating, LLC (Owner),ProEnergy Services LLC (Operator) | Phase 2 |  | Combustion turbine | Pipeline Natural Gas |  |  | Water Injection,Selective Catalytic Reduction |  |  | 2021-07-08 | Operating | 475 | CTG-3 (60.5) | 63688 CT-3 | 60.5 | Y
TX | Topaz Generating | 63688 | CT-4 |  | 2023 | ARP, CSOSG2 | 609954 | 6 |  | Galveston County | TX167 | 167 | Electric Utility | 29.4262 | -94.9767 | Topaz Generating, LLC (Owner),ProEnergy Services LLC (Operator) | Phase 2 |  | Combustion turbine | Pipeline Natural Gas |  |  | Water Injection,Selective Catalytic Reduction |  |  | 2021-07-08 | Operating | 475 | CTG-4 (60.5) | 63688 CT-4 | 60.5 | Y
TX | Topaz Generating | 63688 | CT-5 |  | 2023 | ARP, CSOSG2 | 609954 | 6 |  | Galveston County | TX167 | 167 | Electric Utility | 29.4262 | -94.9767 | Topaz Generating, LLC (Owner),ProEnergy Services LLC (Operator) | Phase 2 |  | Combustion turbine | Pipeline Natural Gas |  |  | Water Injection,Selective Catalytic Reduction |  |  | 2021-07-12 | Operating | 475 | CTG-5 (60.5) | 63688 CT-5 | 60.5 | Y
TX | Topaz Generating | 63688 | CT-6 |  | 2023 | ARP, CSOSG2 | 609954 | 6 |  | Galveston County | TX167 | 167 | Electric Utility | 29.4262 | -94.9767 | Topaz Generating, LLC (Owner),ProEnergy Services LLC (Operator) | Phase 2 |  | Combustion turbine | Pipeline Natural Gas |  |  | Water Injection,Selective Catalytic Reduction |  |  | 2021-07-12 | Operating | 475 | CTG-6 (60.5) | 63688 CT-6 | 60.5 | Y
TX | Topaz Generating | 63688 | CT-7 |  | 2023 | ARP, CSOSG2 | 609954 | 6 |  | Galveston County | TX167 | 167 | Electric Utility | 29.4262 | -94.9767 | Topaz Generating, LLC (Owner),ProEnergy Services LLC (Operator) | Phase 2 |  | Combustion turbine | Pipeline Natural Gas |  |  | Water Injection,Selective Catalytic Reduction |  |  | 2021-07-12 | Operating | 475 | CTG-7 (60.5) | 63688 CT-7 | 60.5 | Y
TX | Topaz Generating | 63688 | CT-8 |  | 2023 | ARP, CSOSG2 | 609954 | 6 |  | Galveston County | TX167 | 167 | Electric Utility | 29.4262 | -94.9767 | Topaz II, LLC (Owner),ProEnergy Services LLC (Operator) | Phase 2 |  | Combustion turbine | Pipeline Natural Gas |  |  | Water Injection,Selective Catalytic Reduction |  |  | 2021-08-04 | Operating | 475 | CTG-8 (60.5) | 63688 CT-8 | 60.5 | Y
TX | Topaz Generating | 63688 | CT-9 |  | 2023 | ARP, CSOSG2 | 609954 | 6 |  | Galveston County | TX167 | 167 | Electric Utility | 29.4262 | -94.9767 | Topaz II, LLC (Owner),ProEnergy Services LLC (Operator) | Phase 2 |  | Combustion turbine | Pipeline Natural Gas |  |  | Water Injection,Selective Catalytic Reduction |  |  | 2021-09-09 | Operating | 475 | CTG-9 (60.5) | 63688 CT-9 | 60.5 | Y
IL | CPV Three Rivers Energy Center | 63931 | 1 |  | 2023 | ARP, CSNOX, CSOSG3, CSSO2G1 | 610172 | 5 |  | Grundy County | IL063 | 63 | Electric Utility | 41.3722 | -88.2844 | CPV Three Rivers, LLC (Owner),Consolidated Asset Management Services, LLC (Operator) | Phase 2 |  | Combined cycle (Started Jan 04, 2023) | Pipeline Natural Gas |  |  | Selective Catalytic Reduction |  |  | 2023-01-04 | Operating (Started 01/04/2023) | 4650 | GEN1 (625) | 63931 1 | 625 | Y
IL | CPV Three Rivers Energy Center | 63931 | 2 |  | 2023 | ARP, CSNOX, CSOSG3, CSSO2G1 | 610172 | 5 |  | Grundy County | IL063 | 63 | Electric Utility | 41.3722 | -88.2844 | CPV Three Rivers, LLC (Owner),Consolidated Asset Management Services, LLC (Operator) | Phase 2 |  | Combined cycle (Started Apr 29, 2023) | Pipeline Natural Gas |  |  | Selective Catalytic Reduction |  |  | 2023-04-29 | Operating (Started 04/29/2023) | 4650 | GEN2 (625) | 63931 2 | 625 | Y
TX | Braes Bayou Plant | 64383 | CT-1 |  | 2023 | ARP, CSOSG2 | 609954 | 6 |  | Fort Bend County | TX157 | 157 | Electric Utility | 29.4803 | -95.6203 | Braes Bayou Generating, LLC (Owner) (Ended Jan 09, 2023),Braes Bayou II LLC (Owner) (Started Jan 09, 2023),ProEnergy Services LLC (Operator) | Phase 2 |  | Combustion turbine | Pipeline Natural Gas |  |  | Water Injection,Selective Catalytic Reduction |  |  | 2022-08-22 | Operating | 475 | CTG-1 (60.5) | 64383 CT-1 | 60.5 | Y
TX | Braes Bayou Plant | 64383 | CT-2 |  | 2023 | ARP, CSOSG2 | 609954 | 6 |  | Fort Bend County | TX157 | 157 | Electric Utility | 29.4803 | -95.6203 | Braes Bayou Generating, LLC (Owner) (Ended Jan 09, 2023),Braes Bayou II LLC (Owner) (Started Jan 09, 2023),ProEnergy Services LLC (Operator) | Phase 2 |  | Combustion turbine | Pipeline Natural Gas |  |  | Water Injection,Selective Catalytic Reduction |  |  | 2022-06-26 | Operating | 475 | CTG-2 (60.5) | 64383 CT-2 | 60.5 | Y
TX | Braes Bayou Plant | 64383 | CT-3 |  | 2023 | ARP, CSOSG2 | 609954 | 6 |  | Fort Bend County | TX157 | 157 | Electric Utility | 29.4803 | -95.6203 | Braes Bayou Generating, LLC (Owner),ProEnergy Services LLC (Operator) | Phase 2 |  | Combustion turbine | Pipeline Natural Gas |  |  | Water Injection,Selective Catalytic Reduction |  |  | 2022-03-30 | Operating | 475 | CTG-3 (60.5) | 64383 CT-3 | 60.5 | Y
TX | Braes Bayou Plant | 64383 | CT-4 |  | 2023 | ARP, CSOSG2 | 609954 | 6 |  | Fort Bend County | TX157 | 157 | Electric Utility | 29.4803 | -95.6203 | Braes Bayou Generating, LLC (Owner),ProEnergy Services LLC (Operator) | Phase 2 |  | Combustion turbine | Pipeline Natural Gas |  |  | Water Injection,Selective Catalytic Reduction |  |  | 2022-03-29 | Operating | 475 | CTG-4 (60.5) | 64383 CT-4 | 60.5 | Y
TX | Braes Bayou Plant | 64383 | CT-5 |  | 2023 | ARP, CSOSG2 | 609954 | 6 |  | Fort Bend County | TX157 | 157 | Electric Utility | 29.4803 | -95.6203 | Braes Bayou Generating, LLC (Owner),ProEnergy Services LLC (Operator) | Phase 2 |  | Combustion turbine | Pipeline Natural Gas |  |  | Water Injection,Selective Catalytic Reduction |  |  | 2022-03-22 | Operating | 475 | CTG-5 (60.5) | 64383 CT-5 | 60.5 | Y
TX | Braes Bayou Plant | 64383 | CT-6 |  | 2023 | ARP, CSOSG2 | 609954 | 6 |  | Fort Bend County | TX157 | 157 | Electric Utility | 29.4803 | -95.6203 | Braes Bayou Generating, LLC (Owner),ProEnergy Services LLC (Operator) | Phase 2 |  | Combustion turbine | Pipeline Natural Gas |  |  | Water Injection,Selective Catalytic Reduction |  |  | 2022-03-14 | Operating | 475 | CTG-6 (60.5) | 64383 CT-6 | 60.5 | Y
TX | Braes Bayou Plant | 64383 | CT-7 |  | 2023 | ARP, CSOSG2 | 609954 | 6 |  | Fort Bend County | TX157 | 157 | Electric Utility | 29.4803 | -95.6203 | Braes Bayou Generating, LLC (Owner),ProEnergy Services LLC (Operator) | Phase 2 |  | Combustion turbine | Pipeline Natural Gas |  |  | Water Injection,Selective Catalytic Reduction |  |  | 2022-03-11 | Operating | 475 | CTG-7 (60.5) | 64383 CT-7 | 60.5 | Y
TX | Braes Bayou Plant | 64383 | CT-8 |  | 2023 | ARP, CSOSG2 | 609954 | 6 |  | Fort Bend County | TX157 | 157 | Electric Utility | 29.4803 | -95.6203 | Braes Bayou Generating, LLC (Owner),ProEnergy Services LLC (Operator) | Phase 2 |  | Combustion turbine | Pipeline Natural Gas |  |  | Water Injection,Selective Catalytic Reduction |  |  | 2022-03-10 | Operating | 475 | CTG-8 (60.5) | 64383 CT-8 | 60.5 | Y
IN | Primient | 64854 | CT1 |  | 2023 | SIPNOX | 610129 | 5 |  | Tippecanoe County | IN157 | 157 | Cogeneration | 40.3763 | -86.8437 | Tate & Lyle (Owner) (Ended Apr 11, 2023)¦Primary Products Ingredients Americas LLC d/b/a Primient (Owner) (Started Apr 11, 2023)¦Tate & Lyle (Operator) (Ended Apr 11, 2023)¦Primary Products Ingredients Americas LLC d/b/a Primient (Operator) (Started Apr 11, 2023) |  |  | Combustion turbine | Pipeline Natural Gas |  |  | Dry Low NOx Burners |  |  | 2021-05-22 | Operating | 506.3 | GTG01 (30.9) | 64854 CT1 | 30.9
IN | Primient | 64854 | CT2 |  | 2023 | SIPNOX | 610129 | 5 |  | Tippecanoe County | IN157 | 157 | Cogeneration | 40.3763 | -86.8437 | Tate & Lyle (Owner) (Ended Apr 11, 2023)¦Primary Products Ingredients Americas LLC d/b/a Primient (Owner) (Started Apr 11, 2023)¦Tate & Lyle (Operator) (Ended Apr 11, 2023)¦Primary Products Ingredients Americas LLC d/b/a Primient (Operator) (Started Apr 11, 2023) |  |  | Combustion turbine | Pipeline Natural Gas |  |  | Dry Low NOx Burners |  |  | 2021-06-25 | Operating | 550 | GTG02 (30.9) | 64854 CT2 | 30.9
TX | Mark One Power Station | 65372 | CT-1 |  | 2023 | ARP, CSOSG2 | 609954 | 6 |  | Brazoria County | TX039 | 39 | Electric Utility | 29.2286 | -95.4311 | Mark One Generating LLC (Owner),ProEnergy Services LLC (Operator) | Phase 2 |  | Combustion turbine | Pipeline Natural Gas |  |  | Water Injection,Selective Catalytic Reduction |  |  | 2022-09-26 | Operating | 475 | CTG-1 (60.5) | 65372 CT-1 | 60.5 | Y
TX | Mark One Power Station | 65372 | CT-2 |  | 2023 | ARP, CSOSG2 | 609954 | 6 |  | Brazoria County | TX039 | 39 | Electric Utility | 29.2286 | -95.4311 | Mark One Generating LLC (Owner),ProEnergy Services LLC (Operator) | Phase 2 |  | Combustion turbine | Pipeline Natural Gas |  |  | Water Injection,Selective Catalytic Reduction |  |  | 2022-09-27 | Operating | 475 | CTG-2 (60.5) | 65372 CT-2 | 60.5 | Y
TX | Mark One Power Station | 65372 | CT-3 |  | 2023 | ARP, CSOSG2 | 609954 | 6 |  | Brazoria County | TX039 | 39 | Electric Utility | 29.2286 | -95.4311 | Mark One Generating LLC (Owner),ProEnergy Services LLC (Operator) | Phase 2 |  | Combustion turbine | Pipeline Natural Gas |  |  | Water Injection,Selective Catalytic Reduction |  |  | 2022-09-30 | Operating | 475 | CTG-3 (60.5) | 65372 CT-3 | 60.5 | Y
TX | Mark One Power Station | 65372 | CT-4 |  | 2023 | ARP, CSOSG2 | 609954 | 6 |  | Brazoria County | TX039 | 39 | Electric Utility | 29.2286 | -95.4311 | Mark One Generating LLC (Owner),ProEnergy Services LLC (Operator) | Phase 2 |  | Combustion turbine | Pipeline Natural Gas |  |  | Water Injection,Selective Catalytic Reduction |  |  | 2022-12-01 | Operating | 475 | CTG-4 (60.5) | 65372 CT-4 | 60.5 | Y
TX | Mark One Power Station | 65372 | CT-5 |  | 2023 | ARP, CSOSG2 | 609954 | 6 |  | Brazoria County | TX039 | 39 | Electric Utility | 29.2286 | -95.4311 | Mark One Generating LLC (Owner),ProEnergy Services LLC (Operator) | Phase 2 |  | Combustion turbine | Pipeline Natural Gas |  |  | Water Injection,Selective Catalytic Reduction |  |  | 2022-12-02 | Operating | 475 | CTG-5 (60.5) | 65372 CT-5 | 60.5 | Y
TX | Mark One Power Station | 65372 | CT-6 |  | 2023 | ARP, CSOSG2 | 609954 | 6 |  | Brazoria County | TX039 | 39 | Electric Utility | 29.2286 | -95.4311 | Mark One Generating LLC (Owner),ProEnergy Services LLC (Operator) | Phase 2 |  | Combustion turbine | Pipeline Natural Gas |  |  | Water Injection,Selective Catalytic Reduction |  |  | 2022-12-07 | Operating | 475 | CTG-6 (60.5) | 65372 CT-6 | 60.5 | Y
TX | Brotman Power Station | 65373 | CT-1 |  | 2023 | ARP, CSOSG2 | 609954 | 6 |  | Brazoria County | TX039 | 39 | Electric Utility | 29.3642 | -95.4351 | Brotman Generating LLC (Owner),ProEnergy Services LLC (Operator) | Phase 2 |  | Combustion turbine (Started May 05, 2023) | Pipeline Natural Gas |  |  | Water Injection,Selective Catalytic Reduction |  |  | 2023-05-05 | Operating (Started 05/05/2023) | 475 | CTG-1 (60.5) | 65373 CT-1 | 60.5 | Y
TX | Brotman Power Station | 65373 | CT-2 |  | 2023 | ARP, CSOSG2 | 609954 | 6 |  | Brazoria County | TX039 | 39 | Electric Utility | 29.3642 | -95.4351 | Brotman Generating LLC (Owner),ProEnergy Services LLC (Operator) | Phase 2 |  | Combustion turbine (Started Apr 13, 2023) | Pipeline Natural Gas |  |  | Water Injection,Selective Catalytic Reduction |  |  | 2023-04-13 | Operating (Started 04/13/2023) | 475 | CTG-2 (60.5) | 65373 CT-2 | 60.5 | Y
TX | Brotman Power Station | 65373 | CT-3 |  | 2023 | ARP, CSOSG2 | 609954 | 6 |  | Brazoria County | TX039 | 39 | Electric Utility | 29.3642 | -95.4351 | Brotman Generating LLC (Owner),ProEnergy Services LLC (Operator) | Phase 2 |  | Combustion turbine (Started Apr 12, 2023) | Pipeline Natural Gas |  |  | Water Injection,Selective Catalytic Reduction |  |  | 2023-04-12 | Operating (Started 04/12/2023) | 475 | CTG-3 (60.5) | 65373 CT-3 | 60.5 | Y
TX | Brotman Power Station | 65373 | CT-4 |  | 2023 | ARP, CSOSG2 | 609954 | 6 |  | Brazoria County | TX039 | 39 | Electric Utility | 29.3642 | -95.4351 | Brotman Generating LLC (Owner),ProEnergy Services LLC (Operator) | Phase 2 |  | Combustion turbine (Started Apr 03, 2023) | Pipeline Natural Gas |  |  | Water Injection,Selective Catalytic Reduction |  |  | 2023-04-03 | Operating (Started 04/03/2023) | 475 | CTG-4 (60.5) | 65373 CT-4 | 60.5 | Y
TX | Brotman Power Station | 65373 | CT-5 |  | 2023 | ARP, CSOSG2 | 609954 | 6 |  | Brazoria County | TX039 | 39 | Electric Utility | 29.3642 | -95.4351 | Brotman Generating LLC (Owner),ProEnergy Services LLC (Operator) | Phase 2 |  | Combustion turbine (Started Mar 17, 2023) | Pipeline Natural Gas |  |  | Water Injection,Selective Catalytic Reduction |  |  | 2023-03-17 | Operating (Started 03/17/2023) | 475 | CTG-5 (60.5) | 65373 CT-5 | 60.5 | Y
TX | Brotman Power Station | 65373 | CT-6 |  | 2023 | ARP, CSOSG2 | 609954 | 6 |  | Brazoria County | TX039 | 39 | Electric Utility | 29.3642 | -95.4351 | Brotman Generating LLC (Owner),ProEnergy Services LLC (Operator) | Phase 2 |  | Combustion turbine (Started Mar 16, 2023) | Pipeline Natural Gas |  |  | Water Injection,Selective Catalytic Reduction |  |  | 2023-03-16 | Operating (Started 03/16/2023) | 475 | CTG-6 (60.5) | 65373 CT-6 | 60.5 | Y
TX | Brotman Power Station | 65373 | CT-7 |  | 2023 | ARP, CSOSG2 | 609954 | 6 |  | Brazoria County | TX039 | 39 | Electric Utility | 29.3642 | -95.4351 | Brotman Generating LLC (Owner) (Ended Jan 09, 2023),Brotman II LLC (Owner) (Started Jan 09, 2023),ProEnergy Services LLC (Operator) | Phase 2 |  | Combustion turbine (Started Jul 17, 2023) | Pipeline Natural Gas |  |  | Water Injection,Selective Catalytic Reduction |  |  | 2023-07-17 | Operating (Started 07/17/2023) | 475 | CTG-7 (60.5) | 65373 CT-7 | 60.5 | Y
TX | Brotman Power Station | 65373 | CT-8 |  | 2023 | ARP, CSOSG2 | 609954 | 6 |  | Brazoria County | TX039 | 39 | Electric Utility | 29.3642 | -95.4351 | Brotman Generating LLC (Owner) (Ended Jan 09, 2023),Brotman II LLC (Owner) (Started Jan 09, 2023),ProEnergy Services LLC (Operator) | Phase 2 |  | Combustion turbine (Started Aug 02, 2023) | Pipeline Natural Gas |  |  | Water Injection,Selective Catalytic Reduction |  |  | 2023-08-02 | Operating (Started 08/02/2023) | 475 | CTG-8 (60.5) | 65373 CT-8 | 60.5 | Y
GA | Hartwell Energy Facility | 70454 | MAG1 |  | 2023 | ARP, CSNOX, CSOSG1, CSSO2G2 | 3066 (Ended Jan 31, 2023), 610555 (Started Jan 31, 2023) | 4 | SERC | Hart County | GA147 | 147 | Electric Utility | 34.3387 | -82.8207 | Oglethorpe Power Corporation (Owner),Oglethorpe Power Corporation (Operator) | Phase 2 |  | Combustion turbine | Pipeline Natural Gas | Diesel Oil |  | Water Injection |  |  | 1994-04-08 | Operating | 2241 | MAG1 (185) | 70454 MAG1 | 185
GA | Hartwell Energy Facility | 70454 | MAG2 |  | 2023 | ARP, CSNOX, CSOSG1, CSSO2G2 | 3066 (Ended Jan 31, 2023), 610555 (Started Jan 31, 2023) | 4 | SERC | Hart County | GA147 | 147 | Electric Utility | 34.3387 | -82.8207 | Oglethorpe Power Corporation (Owner),Oglethorpe Power Corporation (Operator) | Phase 2 |  | Combustion turbine | Pipeline Natural Gas | Diesel Oil |  | Water Injection |  |  | 1994-04-08 | Operating | 2241 | MAG2 (185) | 70454 MAG2 | 185
Note on AF1: [Threaded comment] Your version of Excel allows you to read this threaded comment; however, any edits to it will get removed if the file is opened in a newer version of Excel. Learn more: https://go.microsoft.com/fwlink/?linkid=870924 Comment: Add output from steam turbine to combined cycle turbines Steam turbine should be about 1/2 of the combustion turbine
Note on AJ6: [Threaded comment] Your version of Excel allows you to read this threaded comment; however, any edits to it will get removed if the file is opened in a newer version of Excel. Learn more: https://go.microsoft.com/fwlink/?linkid=870924 Comment: "turbine" includes other turbines and combustion turbines
Note on AJ7: [Threaded comment] Your version of Excel allows you to read this threaded comment; however, any edits to it will get removed if the file is opened in a newer version of Excel. Learn more: https://go.microsoft.com/fwlink/?linkid=870924 Comment: Electric Utility Cogeneration Industrial Turbine Small Power Producer

## CAMD Data 2023
State | Facility Name | Facility ID | Unit ID | Associated Stacks | Year | Operating Time Count | Sum of the Operating Time | Gross Load (MWh) | Steam Load (1000 lb) | SO2 Mass (short tons) | SO2 Rate (lbs/mmBtu) | CO2 Mass (short tons) | CO2 Rate (short tons/mmBtu) | NOx Mass (short tons) | NOx Rate (lbs/mmBtu) | Heat Input (mmBtu) | Primary Fuel Type | Secondary Fuel Type | Unit Type | SO2 Controls | NOx Controls | PM Controls | Hg Controls | Program Code | Unit ID | Commercial Operation Date | CAPD Base Load Rating (MMBtu/h) | Permit Base Lod Rating (MMBtu/h) | SCR | 2023 NOx Emissions Rate (lb NOx/MWh-gross) | 2023 Capacity Factor | Source Category | Turbine Model | Frame or Aeroderivative | Average NOx Emissions Rate (lb/MMBtu) |  | Average Capacity Factor (%) | NSPS Emissions Rate (lb/MMBtu) | NSPS Emissions Rate Reduction (lb/MMBtu) | NSPS Emissions Reduction (tons) | NSPS Emissin Reduction in 2032 |  |  |  | Average Turbine NOx Emissions Rate (lb/MMBtu) |  | Year | Annual Reductions (ton NOx) | Annual Costs | Cumulative Reductions (ton NOx) | Cumulative Costs | Year | Annual NH3 (tons) | Annual CO2 (tons) | Cumulative NH3 (tons) | Cumulative CO2 (tons)
AL | Greene County | 10 | 1 | CS0EBN | 2023 | 5780 | 5774 | 771089.25 |  | 2.208 | 0.001 | 437400.45 | 0.059 | 585.273 | 0.1376 | 7360103.925 | Pipeline Natural Gas |  | Cell burner boiler |  | Low NOx Cell Burner |  |  | ARP, CSNOX, CSOSG2, CSSO2G2 | 10 1 | 1965-06-11 | 3386 |  |  | 1.518 | 24.81% | Electric Utility |  |  | #N/A |  |  | 0.011 | 0.1266 | 465.8946 | 465.8946 | Begin Date | 2019-01-01 | 2019-01-01 |  |  | 2025 | 0 | 0 | 0 | 0 | 2025 | 0 | 0 | 0 | 0
AL | Greene County | 10 | 2 | CS0EBN | 2023 | 5237 | 5226.5 | 626765.75 |  | 1.835 | 0.001 | 363541.6 | 0.059 | 492.581 | 0.1374 | 6117393.1 | Pipeline Natural Gas |  | Dry bottom wall-fired boiler |  | Low NOx Burner Technology (Dry Bottom only) |  |  | ARP, CSNOX, CSOSG2, CSSO2G2 | 10 2 | 1966-07-30 | 3334 |  |  | 1.5718 | 20.95% | Electric Utility |  |  | #N/A |  |  | 0.011 | 0.1264 | 386.6192 | 386.6192 | End Date | 2024-01-01 | 2024-01-01 |  |  | 2026 | 0 | 0 | 0 | 0 | 2026 | 0 | 0 | 0 | 0
AL | Greene County | 10 | CT10 |  | 2023 | 161 | 126.25 | 6693.25 |  | 0.183 | 0.0036 | 6412.9 | 0.1353 | 3.795 | 0.0829 | 89045.075 | Pipeline Natural Gas | Diesel Oil | Combustion turbine |  | Water Injection |  |  | ARP, CSNOX, CSOSG2, CSSO2G2 | 10 CT10 | 1996-05-29 | 1294 |  |  | 1.134 | 0.7855% | Electric Utility | GE Unknown |  | 0.086224 |  |  | 0.055351 | 0.027549 | 1.2266 | 1.2266 | Min Heat Input Rating (MMBtu/h) | 250 | 250 |  |  | 2027 | 0 | 0 | 0 | 0 | 2027 | 0 | 0 | 0 | 0
AL | Greene County | 10 | CT2 |  | 2023 | 245 | 210.25 | 12240.75 |  | 0.052 | 0.0011 | 10284.009 | 0.1053 | 6.646 | 0.0844 | 156551.975 | Pipeline Natural Gas | Diesel Oil | Combustion turbine |  | Water Injection |  |  | ARP, CSNOX, CSOSG2, CSSO2G2 | 10 CT2 | 1996-05-29 | 1375 |  |  | 1.0859 | 1.3% | Electric Utility | GE Unknown |  | 0.080976 |  |  | 0.055351 | 0.029049 | 2.2739 | 2.2739 | Max Heat Input Rating (MMBtu/h) | 850 | 850 |  |  | 2028 | 4318.1253 | 9132834.9278 | 4318.1253 | 9132834.9278 | 2028 | 431.8125 | 32385.9395 | 431.8125 | 32385.9395
AL | Greene County | 10 | CT3 |  | 2023 | 109 | 94.75 | 5479.25 |  | 0.043 | 0.0015 | 4659.794 | 0.0849 | 3.075 | 0.087 | 70332.725 | Pipeline Natural Gas | Diesel Oil | Combustion turbine |  | Water Injection |  |  | ARP, CSNOX, CSOSG2, CSSO2G2 | 10 CT3 | 1995-05-29 | 1307.2 |  |  | 1.1224 | 0.6142% | Electric Utility | GE Unknown |  | 0.072352 |  |  | 0.055351 | 0.031649 | 1.113 | 1.113 | Combustion Turbine Type | Turbine | Combined |  |  | 2029 | 8636.2505 | 18265669.8556 | 12954.3758 | 27398504.7834 | 2029 | 863.6251 | 64771.8789 | 1295.4376 | 97157.8184
AL | Greene County | 10 | CT4 |  | 2023 | 209 | 179 | 10610.75 |  | 0.057 | 0.0012 | 8863.09 | 0.1062 | 6.131 | 0.0908 | 133692.475 | Pipeline Natural Gas | Diesel Oil | Combustion turbine |  | Water Injection |  |  | ARP, CSNOX, CSOSG2, CSSO2G2 | 10 CT4 | 1995-05-29 | 1294 |  |  | 1.1556 | 1.179% | Electric Utility | GE Unknown |  | 0.08608 |  |  | 0.055351 | 0.035449 | 2.3697 | 2.3697 | Source Category | Electric Utility | Electric Utility |  |  | 2030 | 12954.3758 | 27398504.7834 | 25908.7516 | 54797009.5668 | 2030 | 1295.4376 | 97157.8184 | 2590.8752 | 194315.6368
AL | Greene County | 10 | CT5 |  | 2023 | 236 | 199 | 11471 |  | 0.054 | 0.0011 | 9780.318 | 0.2218 | 6.827 | 0.0879 | 149708.575 | Pipeline Natural Gas | Diesel Oil | Combustion turbine |  | Water Injection |  |  | ARP, CSNOX, CSOSG2, CSSO2G2 | 10 CT5 | 1995-05-29 | 1294 |  |  | 1.1903 | 1.321% | Electric Utility | GE Unknown |  | 0.070163 |  |  | 0.055351 | 0.032549 | 2.4365 | 2.4365 | [5 empty] | 2031 | 17272.501 | 36531339.7112 | 43181.2526 | 91328349.2779 | 2031 | 1727.2501 | 129543.7578 | 4318.1253 | 323859.3946
AL | Greene County | 10 | CT6 |  | 2023 | 254 | 223.5 | 12964 |  | 0.213 | 0.0028 | 11194.113 | 0.0922 | 7.336 | 0.0856 | 169632.525 | Pipeline Natural Gas | Diesel Oil | Combustion turbine |  | Water Injection |  |  | ARP, CSNOX, CSOSG2, CSSO2G2 | 10 CT6 | 1995-05-29 | 1308.9 |  |  | 1.1317 | 1.479% | Electric Utility | GE Unknown |  | 0.075464 |  |  | 0.055351 | 0.030249 | 2.5656 | 2.5656 | Number of Combusiton Turbines | 69 | 3 | 0.036608 | 9.9208 | 2032 | 19288.3552 | 40794871.2011 | 62469.6078 | 132123220.479 | 2032 | 1928.8355 | 144662.6638 | 6246.9608 | 468522.0584
AL | Greene County | 10 | CT7 |  | 2023 | 242 | 210.25 | 12285.25 |  | 0.06 | 0.0011 | 10689.187 | 0.1013 | 6.893 | 0.0837 | 163063.45 | Pipeline Natural Gas | Diesel Oil | Combustion turbine |  | Water Injection |  |  | ARP, CSNOX, CSOSG2, CSSO2G2 | 10 CT7 | 1995-05-29 | 1294 |  |  | 1.1222 | 1.439% | Electric Utility | GE Unknown |  | 0.087467 |  |  | 0.055351 | 0.028349 | 2.3114 | 2.3114 | Number without "selective" | 10 | 0 | 0.077475 | 20.9956 | 2033 | 23146.0262 | 48953845.4413 | 85615.634 | 181077065.9204 | 2033 | 2314.6026 | 173595.1966 | 8561.5634 | 642117.255
AL | Greene County | 10 | CT8 |  | 2023 | 215 | 183.75 | 10780.5 |  | 0.055 | 0.0011 | 9593.397 | 0.0993 | 6.349 | 0.0853 | 146810.675 | Pipeline Natural Gas | Diesel Oil | Combustion turbine |  | Water Injection |  |  | ARP, CSNOX, CSOSG2, CSSO2G2 | 10 CT8 | 1996-05-29 | 1655 |  |  | 1.1779 | 1.013% | Electric Utility | GE Unknown |  | 0.083134 |  |  | 0.055351 | 0.029949 | 2.1984 | 2.1984 | Number with "selective" | 59 | 3 | 0.029681 | 8.0437 | 2034 | 27003.6972 | 57112819.6816 | 112619.3313 | 238189885.602 | 2034 | 2700.3697 | 202527.7294 | 11261.9331 | 844644.9844
AL | Greene County | 10 | CT9 |  | 2023 | 125 | 102.5 | 6116.25 |  | 0.024 | 0.001 | 5455.892 | 0.0962 | 3.445 | 0.0858 | 80224.275 | Pipeline Natural Gas | Diesel Oil | Combustion turbine |  | Water Injection |  |  | ARP, CSNOX, CSOSG2, CSSO2G2 | 10 CT9 | 1996-05-29 | 1334.7 |  |  | 1.1265 | 0.6861% | Electric Utility | GE Unknown |  | 0.076181 |  |  | 0.055351 | 0.030449 | 1.2214 | 1.2214 |  | 85.51% | 100% |  |  | In 2032 assume average capacity factor if newly constructed combined cycle EGUs is 42% - consitent with the EGU GHG NSPS modeling
IN | Cayuga | 1001 | 1 |  | 2023 | 6950 | 6935.2 | 2440893.66 |  | 1150.898 | 0.0973 | 2430029.021 | 0.1029 | 2658.228 | 0.2152 | 23684480.984 | Coal | Diesel Oil | Tangentially-fired | Wet Limestone | Low NOx Burner Technology w/ Separated OFA,Selective Catalytic Reduction | Wet Scrubber,Electrostatic Precipitator | Catalyst (gold, palladium, or other) used to oxidize mercury | ARP, CSNOX, CSOSG3, CSSO2G1, MATS | 1001 1 | 1970-10-04 | 5980 |  | Y | 2.1781 | 45.21% | Electric Utility |  |  | #N/A |  |  | 0.011 | 0.2042 | 2418.1855 | 2246.365 | [10 empty] | In 2032 assume average capacity factor if newly constructed combined cycle EGUs is 42% - consitent with the EGU GHG NSPS modeling
IN | Cayuga | 1001 | 2 |  | 2023 | 6267 | 6249.15 | 2259710.68 |  | 1273.208 | 0.159 | 2134947.679 | 0.103 | 1924.5 | 0.1795 | 20808468.209 | Coal | Diesel Oil | Tangentially-fired | Wet Limestone | Low NOx Burner Technology w/ Separated OFA,Selective Catalytic Reduction | Wet Scrubber,Electrostatic Precipitator | Catalyst (gold, palladium, or other) used to oxidize mercury | ARP, CSNOX, CSOSG3, CSSO2G1, MATS | 1001 2 | 1972-06-22 | 5800 |  | Y | 1.7033 | 40.96% | Electric Utility |  |  | #N/A |  |  | 0.011 | 0.1685 | 1753.1134 | 1753.1134 | Number of Category Combusiton Turbines | 67 | 0 | 0.035875 | 9.7221
IN | Cayuga | 1001 | 4 |  | 2023 | 297 | 243.61 | 17722.73 |  | 0.089 | 0.0012 | 14283.985 | 0.0594 | 6.002 | 0.0661 | 239066.636 | Pipeline Natural Gas | Diesel Oil | Combustion turbine |  | Dry Low NOx Burners |  |  | ARP, CSNOX, CSOSG3, CSSO2G1 | 1001 4 | 1993-06-29 | 1370 |  |  | 0.67732 | 1.992% | Electric Utility | Siemens Unknown |  | 0.057777 |  |  | 0.055351 | 0.010749 | 1.2849 | 1.2849 | Number in Category without SCR | 8 | 0 | 0.081551 | 22.1003
DE | Energy Center Dover LLC | 10030 | 2 |  | 2023 | 1614 | 1450.27 | 67263.52 |  | 0.187 | 0.001 | 36952.595 | 0.0592 | 2.013 | 0.0102 | 621795.428 | Pipeline Natural Gas |  | Combined cycle |  | Selective Catalytic Reduction,Water Injection |  |  | ARP, RGGI, SIPNOX | 10030 2 | 2001-06-01 | 655 |  | Y | 0.059854 | 10.84% | Electric Utility |  |  | 0.0074529 |  |  | 0.011 | 0 | 0 | 0 | Number in Category with SCR | 59 | 0 | 0.029681 | 8.0437
DE | Energy Center Dover LLC | 10030 | 3 |  | 2023 | 854 | 725.71 | 25228.11 |  | 0.081 | 0.001 | 16088.831 | 0.0595 | 10.82 | 0.086 | 270013.019 | Pipeline Natural Gas | Diesel Oil | Combustion turbine |  | Water Injection |  |  | ARP, RGGI, SIPNOX | 10030 3 | 2001-06-01 | 530 |  |  | 0.85777 | 5.816% | Electric Utility |  |  | 0.080866 |  |  | 0.055351 | 0.030649 | 4.1379 | 4.1379 |  | 88.06% | #DIV/0!
CA | Calpine Gilroy Cogen, LP | 10034 | S-100 |  | 2023 | 754 | 656.27 | 60564.72 |  | 0.153 | 0.001 | 30267.119 | 0.0591 | 7.937 | 0.0493 | 509286.7 | Pipeline Natural Gas |  | Combined cycle |  | Dry Low NOx Burners |  |  | ARP | 10034 S-100 | 1987-09-01 | 1085 |  |  | 0.2621 | 5.358% | Cogeneration |  |  | 0.027987 |  |  | 0.011 | 0.0383 | 9.7528 | 9.7528
IN | Edwardsport Generating Station | 1004 | CTG1 |  | 2023 | 7992 | 7985.21 | 1646839.46 |  | 29.726 | 0.0046 | 1412018.317 | 0.1034 | 383.501 | 0.0561 | 13699546.848 | Coal | Pipeline Natural Gas | Integrated gasification combined cycle |  | Selective Catalytic Reduction (Began Jun 14, 2023) |  |  | ARP, CSNOX, CSOSG3, CSSO2G1, MATS | 1004 CTG1 | 2012-03-30 | 3200 |  | Y | 0.46574 | 48.87% | Electric Utility |  |  | 0.056209 |  |  | 0.011 | 0.0451 | 308.9248 | 265.4911 | Number of Frame Combustion Turbines | 5 | 0 | 0.0624 | 16.9103
IN | Edwardsport Generating Station | 1004 | CTG2 |  | 2023 | 6845 | 6831.87 | 1440624.68 |  | 41.85 | 0.0063 | 1578158.762 | 0.1165 | 320.451 | 0.048 | 13517059.975 | Coal | Pipeline Natural Gas | Integrated gasification combined cycle |  | Selective Catalytic Reduction |  |  | ARP, CSNOX, CSOSG3, CSSO2G1, MATS | 1004 CTG2 | 2012-05-18 | 3200 |  | Y | 0.44488 | 48.22% | Electric Utility |  |  | 0.055317 |  |  | 0.011 | 0.037 | 250.0656 | 217.8086 | Number without "selective" | 1 |  | 0.094195 | 25.5269
IN | Noblesville | 1007 | CT3 |  | 2023 | 5590 | 5578.99 | 355169.65 |  | 1.081 | 0.001 | 214121.351 | 0.059 | 24.012 | 0.0139 | 3603418.443 | Pipeline Natural Gas |  | Combined cycle |  | Dry Low NOx Burners,Selective Catalytic Reduction |  |  | ARP, CSNOX, CSOSG3, CSSO2G1 | 1007 CT3 | 2003-04-17 | 833.9 |  | Y | 0.13521 | 49.33% | Electric Utility |  |  | 0.014703 |  |  | 0.011 | 0.0029 | 5.225 | 4.4487 | Number with "selective" | 4 |  | 0.054451 | 14.7562
IN | Noblesville | 1007 | CT4 |  | 2023 | 5560 | 5542.87 | 345942.55 |  | 1.092 | 0.001 | 216313.736 | 0.059 | 47.016 | 0.0266 | 3640383.25 | Pipeline Natural Gas |  | Combined cycle |  | Dry Low NOx Burners,Selective Catalytic Reduction |  |  | ARP, CSNOX, CSOSG3, CSSO2G1 | 1007 CT4 | 2003-04-24 | 833.9 |  | Y | 0.27181 | 49.83% | Electric Utility |  |  | 0.017014 |  |  | 0.011 | 0.0156 | 28.395 | 23.9311 |  | 80%
IN | Noblesville | 1007 | CT5 |  | 2023 | 3550 | 3536.39 | 219732.22 |  | 0.681 | 0.001 | 134925.563 | 0.059 | 17.171 | 0.0159 | 2270552.044 | Pipeline Natural Gas |  | Combined cycle |  | Dry Low NOx Burners,Selective Catalytic Reduction |  |  | ARP, CSNOX, CSOSG3, CSSO2G1 | 1007 CT5 | 2003-05-11 | 833.9 |  | Y | 0.15629 | 31.08% | Electric Utility |  |  | 0.015164 |  |  | 0.011 | 0.0049 | 5.5629 | 5.5629
MN | Taconite Harbor Energy Center | 10075 | 1 |  | 2023 | 0 | 0 | [9 empty] | Coal |  | Tangentially-fired | Other | Overfire Air,Selective Non-catalytic Reduction | Electrostatic Precipitator |  | ARP, CSNOX, CSSO2G2, MATS | 10075 1 | 2002-05-10 | 900 |  | Y |  | 0% | Electric Utility |  |  | #N/A |  |  | 0.055351 | 0 | 0 | 0 | Number of Aeroderivative Combustion Turbines | 62 | 0 | 0.033736 | 9.1424
MN | Taconite Harbor Energy Center | 10075 | 2 |  | 2023 | 0 | 0 | [9 empty] | Coal |  | Tangentially-fired | Other | Overfire Air,Selective Non-catalytic Reduction | Electrostatic Precipitator |  | ARP, CSNOX, CSSO2G2, MATS | 10075 2 | 2002-02-01 | 900 |  | Y |  | 0% | Electric Utility |  |  | #N/A |  |  | 0.055351 | 0 | 0 | 0 | Number without "Selective" | 7 |  | 0.079745 | 21.6108
PA | Gilberton Power Company | 10113 | 31 | CS001 | 2023 | 8207 | 8198.41 |  | 3061278.22 | 374.988 | 0.1799 | 482612.892 | 0.1157 | 128.619 | 0.0618 | 4171131.646 | Coal Refuse |  | Circulating fluidized bed boiler | Fluidized Bed Limestone Injection | Overfire Air | Baghouse |  | ARP, CSNOX, CSOSG3, CSSO2G1, MATS, RGGI | 10113 31 | 1988-10-01 | 550 |  |  |  | 86.57% | Cogeneration |  |  | #N/A |  |  | 0.055351 | 0.0064494 | 13.4507 | 6.5254 | Number with "Selective" | 55 |  | 0.02788 | 7.5555
PA | Gilberton Power Company | 10113 | 32 | CS001 | 2023 | 8163 | 8149.64 |  | 3027251.9 | 371.367 | 0.1796 | 477838.913 | 0.1156 | 127.169 | 0.0617 | 4127850.168 | Coal Refuse |  | Circulating fluidized bed boiler | Fluidized Bed Limestone Injection | Overfire Air | Baghouse |  | ARP, CSNOX, CSOSG3, CSSO2G1, MATS, RGGI | 10113 32 | 1988-10-01 | 550 |  |  |  | 85.68% | Cogeneration |  |  | #N/A |  |  | 0.055351 | 0.0063494 | 13.1048 | 6.4242 |  | 88.71%
IN | F B Culley Generating Station | 1012 | 2 | CS023, MS2 | 2023 | 3132 | 3110 | 207231.74 |  | 134.339 | 0.1126 | 300454.246 | 0.1028 | 409.41 | 0.2281 | 2935069.574 | Coal |  | Dry bottom wall-fired boiler | Wet Limestone | Low NOx Burner Technology (Dry Bottom only),Selective Catalytic Reduction | Electrostatic Precipitator |  | ARP, CSNOX, CSOSG3, CSSO2G1, MATS | 1012 2 | 1966-12-01 | 2735.2 |  | Y | 3.9512 | 12.25% | Electric Utility |  |  | #N/A |  |  | 0.055351 | 0.17275 | 253.5158 | 253.5158
IN | F B Culley Generating Station | 1012 | 3 | CS023 | 2023 | 6471 | 6453.33 | 1434330.76 |  | 1198.833 | 0.1321 | 1623336.643 | 0.1026 | 848.218 | 0.1057 | 15853837.047 | Coal |  | Dry bottom wall-fired boiler | Wet Limestone | Low NOx Burner Technology (Dry Bottom only),Selective Catalytic Reduction | Baghouse | Sodium Based | ARP, CSNOX, CSOSG3, CSSO2G1, MATS | 1012 3 | 1973-04-01 | 3781 |  | Y | 1.1827 | 47.87% | Electric Utility |  |  | #N/A |  |  | 0.011 | 0.0947 | 750.6792 | 658.6885
PA | Colver Green Energy | 10143 | AAB01 |  | 2023 | 8024 | 7997.38 | 823270.4 |  | 2475.601 | 0.5321 | 986547.682 | 0.1047 | 591.38 | 0.125 | 9363004.936 | Coal Refuse |  | Circulating fluidized bed boiler | Dry Lime FGD | Ammonia Injection | Baghouse |  | ARP, CSNOX, CSOSG3, CSSO2G1, MATS, RGGI | 10143 AAB01 | 1995-05-16 | 1400 |  |  | 1.4367 | 76.35% | Electric Utility |  |  | #N/A |  |  | 0.011 | 0.114 | 533.6913 | 293.6002
WV | Grant Town Power Plant | 10151 | 1A | CS1 | 2023 | 8097 | 8072.05 |  | 3127967.79 | 995.319 | 0.4855 | 410050.981 | 0.1028 | 477.932 | 0.2403 | 3996613.635 | Coal Refuse |  | Circulating fluidized bed boiler | Fluidized Bed Limestone Injection | Selective Non-catalytic Reduction,Combustion Modification/Fuel Reburning | Baghouse |  | CSNOX, CSOSG2E, CSSO2G1, MATS | 10151 1A | 1993-04-01 | 866.5 |  | Y |  | 52.65% | Small Power Producer |  |  | #N/A |  |  | 0.011 | 0.2293 | 458.2118 | 365.5073 | NSPS Proposal | lb/MMBtu
WV | Grant Town Power Plant | 10151 | 1B | CS1 | 2023 | 7973 | 7938.31 |  | 2965643.92 | 953.993 | 0.4903 | 388689.326 | 0.1029 | 457.625 | 0.2431 | 3788412.533 | Coal Refuse |  | Circulating fluidized bed boiler | Fluidized Bed Limestone Injection | Selective Non-catalytic Reduction,Combustion Modification/Fuel Reburning | Baghouse |  | CSNOX, CSOSG2E, CSSO2G1, MATS | 10151 1B | 1993-04-01 | 866.5 |  | Y |  | 49.91% | Small Power Producer |  |  | #N/A |  |  | 0.011 | 0.2321 | 439.6453 | 369.9705 | Low Load SC Emissins Rate | 0.055351 | 15
CA | Fresno Cogeneration Partners, LP | 10156 | GEN1 |  | 2023 | 158 | 112.21 | 2590.54 |  | 0.009 | 0.001 | 1770.269 | 0.0593 | 0.203 | 0.0247 | 29783.471 | Pipeline Natural Gas |  | Combined cycle |  | Water Injection,Selective Catalytic Reduction |  |  | ARP | 10156 GEN1 | 2005-01-17 | 495 |  | Y | 0.15672 | 0.6869% | Electric Utility |  |  | 0.010543 |  |  | 0.011 | 0.0137 | 0.20402 | 0.20402 | Intermeidate Load SC Emissins Rate | 0.011 | 2.981
NC | Butler-Warner Generation Plant | 1016 | GT-1 | CP1 | 2023 | 157 | 157 | 2894 |  | 0.013 | 0.0008 |  |  | 7.455 | 0.3244 | 45954.5 | Pipeline Natural Gas | Diesel Oil | Combined cycle |  | Water Injection |  |  | CSNOX, CSSO2G1, SIPNOX | 1016 GT-1 | 1976-12-01 | 341.1 |  |  | 5.152 | 1.538% | Electric Utility |  |  | 0.33177 |  |  | 0.011 | 0.3134 | 7.2011 | 7.2011 | Combined Cycle Emissions Rate | 0.011 | 2.981
NC | Butler-Warner Generation Plant | 1016 | GT-2 | CP1 | 2023 | 121 | 121 | 1966 |  | 0.01 | 0.0009 |  |  | 5.138 | 0.3231 | 31784.7 | Pipeline Natural Gas | Diesel Oil | Combined cycle |  | Water Injection |  |  | CSNOX, CSSO2G1, SIPNOX | 1016 GT-2 | 1976-12-01 | 341.1 |  |  | 5.2269 | 1.064% | Electric Utility |  |  | 0.32066 |  |  | 0.011 | 0.3121 | 4.96 | 4.96
NC | Butler-Warner Generation Plant | 1016 | GT-3 | CP1 | 2023 | 141 | 141 | 2649 |  | 0.013 | 0.0008 |  |  | 6.798 | 0.3235 | 41960.8 | Pipeline Natural Gas | Diesel Oil | Combined cycle |  | Water Injection |  |  | CSNOX, CSSO2G1, SIPNOX | 1016 GT-3 | 1976-07-01 | 341.1 |  |  | 5.1325 | 1.404% | Electric Utility |  |  | 0.32057 |  |  | 0.011 | 0.3125 | 6.5564 | 6.5564 | Annual Reductions (tons) = | 4318.1253 | 3857.671
NC | Butler-Warner Generation Plant | 1016 | GT-4 | CP1 | 2023 | 107 | 107 | 2121 |  | 0.01 | 0.0008 |  |  | 4.914 | 0.2947 | 33308.7 | Pipeline Natural Gas | Diesel Oil | Combustion turbine |  | Water Injection |  |  | CSNOX, CSSO2G1, SIPNOX | 1016 GT-4 | 1976-07-01 | 341.1 |  |  | 4.6337 | 1.115% | Electric Utility | GE Unknown |  | 0.27305 |  |  | 0.055351 | 0.23935 | 3.9862 | 3.9862 | Variable Operating Costs ($/ton) = | 2115 | 2115
NC | Butler-Warner Generation Plant | 1016 | GT-5 | CP1 | 2023 | 84 | 84 | 1658 |  | 0.008 | 0.0008 |  |  | 3.837 | 0.2961 | 25929.9 | Pipeline Natural Gas | Diesel Oil | Combustion turbine |  | Water Injection |  |  | CSNOX, CSSO2G1, SIPNOX | 1016 GT-5 | 1977-07-01 | 341.1 |  |  | 4.6285 | 0.8678% | Electric Utility | GE Unknown |  | 0.48123 |  |  | 0.055351 | 0.24075 | 3.1213 | 3.1213 | Annual Costs ($) | 9132834.9278 | 8158974.2402
NC | Butler-Warner Generation Plant | 1016 | GT-6 | CP1 | 2023 | 151 | 151 | 2783 |  | 0.013 | 0.0009 |  |  | 7.175 | 0.3244 | 44242.6 | Pipeline Natural Gas | Diesel Oil | Combined cycle |  | Water Injection |  |  | CSNOX, CSSO2G1, SIPNOX | 1016 GT-6 | 1978-06-01 | 341.1 |  |  | 5.1563 | 1.481% | Electric Utility |  |  | 0.32792 |  |  | 0.011 | 0.3134 | 6.9328 | 6.9328 | NH3 Emissions (ton NH3/ton NOx) = | 0.1 | 0.1
NC | Butler-Warner Generation Plant | 1016 | GT-7 | CP1 | 2023 | 152 | 152 | 2910 |  | 0.013 | 0.0008 |  |  | 7.517 | 0.3247 | 46312 | Pipeline Natural Gas | Diesel Oil | Combined cycle |  | Water Injection |  |  | CSNOX, CSSO2G1, SIPNOX | 1016 GT-7 | 1979-06-01 | 341.1 |  |  | 5.1663 | 1.55% | Electric Utility |  |  | 0.32443 |  |  | 0.011 | 0.3137 | 7.264 | 7.264 | CO2 Emissions (ton CO2/ton NOx) = | 7.5 | 7.5
NC | Butler-Warner Generation Plant | 1016 | GT-8 | CP1 | 2023 | 106 | 106 | 1865 |  | 0.008 | 0.0008 |  |  | 4.733 | 0.3217 | 29220 | Pipeline Natural Gas | Diesel Oil | Combined cycle |  | Water Injection |  |  | CSNOX, CSSO2G1, SIPNOX | 1016 GT-8 | 1980-06-01 | 341.1 |  |  | 5.0756 | 0.9779% | Electric Utility |  |  | 0.31946 |  |  | 0.011 | 0.3107 | 4.5393 | 4.5393 | Annual NH3 emissions (ton NH3) = | 431.8125 | 385.7671
CA | Carson Cogeneration Company | 10169 | D1 |  | 2023 | 1019 | 892.6 | 29255.74 |  | 0.091 | 0.001 | 17986.569 | 0.0593 | 2.209 | 0.0467 | 302663.85 | Pipeline Natural Gas |  | Combined cycle |  | Water Injection,Selective Catalytic Reduction |  |  | ARP | 10169 D1 | 2003-11-20 | 453 |  | Y | 0.15101 | 7.627% | Electric Utility |  |  | 0.086174 |  |  | 0.011 | 0.0357 | 5.4025 | 5.4025 | Annual CO2 emissions (ton CO2) = | 32385.9395 | 28932.5328
MA | MBTA South Boston Power Facility | 10176 | A |  | 2023 | 25 | 14.17 | 390.07 |  |  |  | 454.8 | 0.0807 | 0.391 | 0.2567 | 5611.3 | Other Oil |  | Combustion turbine |  | Water Injection |  |  | RGGI, SIPNOX | 10176 A | 1979-07-01 | 396 |  |  | 2.0048 | 0.1618% | Electric Utility |  |  | 0.14433 |  |  | 0.055351 | 0.20135 | 0.56492 | 0.56492
MA | MBTA South Boston Power Facility | 10176 | B |  | 2023 | 7 | 4.88 | 93.12 |  |  |  | 156.5 | 0.081 | 0.124 | 0.128 | 1932.5 | Other Oil |  | Combustion turbine |  | Water Injection |  |  | RGGI, SIPNOX | 10176 B | 1979-07-01 | 396 |  |  | 2.6632 | 0.05571% | Electric Utility |  |  | 0.14234 |  |  | 0.055351 | 0.072649 | 0.070198 | 0.070198
NY | Castleton Power, LLC | 10190 | 1 |  | 2023 | 1704 | 1634.46 | 93552.14 |  | 0.256 | 0.001 | 50310.811 | 0.0594 | 32.554 | 0.0873 | 844955.459 | Pipeline Natural Gas | Diesel Oil | Combined cycle |  | Steam Injection |  |  | ARP, CSNOX, CSOSG3, CSSO2G1, RGGI | 10190 1 | 1992-09-01 | 670 |  |  | 0.69595 | 14.4% | Electric Utility |  |  | 0.073128 |  |  | 0.011 | 0.0763 | 32.2351 | 32.2351
CA | King City Power Plant | 10294 | 2 |  | 2023 | 499 | 361.85 | 12744.36 |  | 0.041 | 0.001 | 8032.541 | 0.0593 | 0.883 | 0.0219 | 135164.093 | Pipeline Natural Gas |  | Combustion turbine |  | Dry Low NOx Burners,Water Injection,Ammonia Injection,Selective Catalytic Reduction |  |  | ARP | 10294 2 | 2001-09-30 | 500 |  | Y | 0.13857 | 3.086% | Electric Utility |  |  | 0.015546 |  |  | 0.055351 | 0 | 0 | 0
CA | King City Power Plant | 10294 | GTG |  | 2023 | 745 | 659.71 | 56550.56 |  | 0.152 | 0.001 | 30090.809 | 0.059 | 33.388 | 0.1649 | 507300.611 | Pipeline Natural Gas |  | Combined cycle |  | Dry Low NOx Burners,Selective Catalytic Reduction |  |  | ARP | 10294 GTG | 1989-02-01 | 1022 |  | Y | 1.1808 | 5.666% | Electric Utility |  |  | 0.07111 |  |  | 0.011 | 0.1539 | 39.0368 | 39.0368
MA | Bellingham | 10307 | 1 | CP1, CS1 | 2023 | 250 | 235.61 | 21161.54 |  | 0.074 | 0.001 | 15042.332 | 0.0616 | 9.833 | 0.0914 | 241054.151 | Pipeline Natural Gas | Diesel Oil | Combined cycle |  | Steam Injection |  |  | ARP, RGGI, SIPNOX | 10307 1 | 1991-09-15 | 1433 |  |  | 0.92933 | 1.92% | Electric Utility |  |  | 0.076863 |  |  | 0.011 | 0.0804 | 9.6904 | 9.6904
MA | Bellingham | 10307 | 2 | CP1, CS1 | 2023 | 588 | 571.56 | 53773.44 |  | 0.188 | 0.001 | 37493.43 | 0.0601 | 26.17 | 0.0935 | 618808.375 | Pipeline Natural Gas | Diesel Oil | Combined cycle |  | Steam Injection |  |  | ARP, RGGI, SIPNOX | 10307 2 | 1991-09-15 | 1433 |  |  | 0.97334 | 4.93% | Electric Utility |  |  | 0.080527 |  |  | 0.011 | 0.0825 | 25.5258 | 25.5258
NJ | Sayreville Power LP | 10308 | 1001 |  | 2023 | 3806 | 3563.59 | 470275.62 |  | 1.151 | 0.001 | 227898.95 | 0.059 | 154.816 | 0.0889 | 3834870.21 | Pipeline Natural Gas |  | Combined cycle |  | Steam Injection |  |  | ARP, CSNOX, CSOSG3, CSSO2G1, RGGI | 10308 1001 | 1991-08-13 | 1400 |  |  | 0.65841 | 31.27% | Cogeneration |  |  | 0.076466 |  |  | 0.011 | 0.0779 | 149.3682 | 149.3682
NJ | Sayreville Power LP | 10308 | 1002 |  | 2023 | 4195 | 3945.01 | 522173.59 |  | 1.292 | 0.001 | 255923.635 | 0.059 | 183.233 | 0.093 | 4306330.327 | Pipeline Natural Gas |  | Combined cycle |  | Steam Injection |  |  | ARP, CSNOX, CSOSG3, CSSO2G1, RGGI | 10308 1002 | 1991-08-13 | 1400 |  |  | 0.70181 | 35.11% | Cogeneration |  |  | 0.078939 |  |  | 0.011 | 0.082 | 176.5595 | 176.5595
CA | Yuba City Energy Center | 10349 | 2 |  | 2023 | 1935 | 1714.5 | 51699.73 |  | 0.159 | 0.001 | 31572.886 | 0.0593 | 14.138 | 0.1557 | 531279.344 | Pipeline Natural Gas |  | Combustion turbine |  | Water Injection,Selective Catalytic Reduction |  |  | ARP | 10349 2 | 2002-06-16 | 500 |  | Y | 0.54693 | 12.13% | Electric Utility | GE LM6000 | Aeroderivative | 0.34368 |  |  | 0.055351 | 0.10035 | 26.6568 | 26.6568
CA | Greenleaf One | 10350 | CTGA |  | 2023 | 91 | 56.77 | 1371.77 |  | 0.004 | 0.0009 | 856.821 | 0.0594 | 0.076 | 0.0175 | 14420.288 | Pipeline Natural Gas |  | Combustion turbine |  | Water Injection,Selective Catalytic Reduction |  |  | ARP | 10350 CTGA | 2021-09-17 | 366.1 |  | Y | 0.11081 | 0.4496% | Electric Utility | GE TM2500-G4 | Aeroderivative | 0.31016 | 84.0528 |  | 0.055351 | 0 | 0 | 0
CA | Greenleaf One | 10350 | CTGB |  | 2023 | 87 | 50.5 | 1198.06 |  | 0.004 | 0.001 | 729.126 | 0.0594 | 0.085 | 0.0373 | 12268.976 | Pipeline Natural Gas |  | Combustion turbine |  | Water Injection,Selective Catalytic Reduction |  |  | ARP | 10350 CTGB | 2021-09-18 | 366.1 |  | Y | 0.1419 | 0.3826% | Electric Utility | GE TM2500-G4 | Aeroderivative | 0.17688 | 47.9352 |  | 0.055351 | 0 | 0 | 0
IN | Whitewater Valley | 1040 | 1 | CS12 | 2023 | 501 | 486.27 | 7844.63 |  | 170.556 | 3.5179 | 8974.712 | 0.1029 | 15.53 | 0.327 | 87479.709 | Coal | Diesel Oil | Dry bottom wall-fired boiler |  | Low NOx Burner Technology (Dry Bottom only),Ammonia Injection,Overfire Air | Electrostatic Precipitator,Baghouse | Halogenated PAC Sorbent Injection | ARP, CSNOX, CSOSG3, CSSO2G1, MATS | 1040 1 | 1955-03-13 | 425 |  |  | 3.9594 | 2.35% | Electric Utility |  |  | #N/A |  |  | 0.055351 | 0.27165 | 11.8819 | 11.8819
IN | Whitewater Valley | 1040 | 2 | CS12 | 2023 | 498 | 491.27 | 15918.19 |  | 345.053 | 3.3311 | 18211.353 | 0.1029 | 32.682 | 0.3218 | 177509.028 | Coal | Diesel Oil | Tangentially-fired |  | Low NOx Burner Technology w/ Separated OFA,Ammonia Injection,Overfire Air | Baghouse,Electrostatic Precipitator | Halogenated PAC Sorbent Injection | ARP, CSNOX, CSOSG3, CSSO2G1, MATS | 1040 2 | 1973-05-16 | 729 |  |  | 4.1062 | 2.78% | Electric Utility |  |  | #N/A |  |  | 0.055351 | 0.26645 | 23.6486 | 23.6486
CA | Kingsburg Cogen Facility | 10405 | 1 |  | 2023 | 264 | 202.25 | 3902.07 |  | 0.015 | 0.0009 | 2961.867 | 0.0597 | 0.768 | 0.0355 | 49847.256 | Pipeline Natural Gas |  | Combined cycle |  | Selective Catalytic Reduction |  |  | ARP | 10405 1 | 1991-04-07 | 425 |  | Y | 0.39364 | 1.339% | Electric Utility |  |  | 0.013623 |  |  | 0.011 | 0.0245 | 0.61063 | 0.61063
NY | Black River Generation, LLC | 10464 | E0001 | CS-1 | 2023 | 2475 | 2470.1 |  | 279585.81 | 2.278 | 0.01 | 48801.042 | 0.1047 | 31.215 | 0.1353 | 463101.786 | Wood | Other Solid Fuel, Petroleum Coke, Tire Derived Fuel | Circulating fluidized bed boiler |  |  | Baghouse |  | CSNOX, CSOSG3, CSSO2G1, RGGI | 10464 E0001 | 1991-11-01 | 288 |  |  |  | 18.36% | Electric Utility |  |  | #N/A |  |  | 0.055351 | 0.079949 | 18.5124 | 18.5124
NY | Black River Generation, LLC | 10464 | E0002 | CS-1 | 2023 | 2370 | 2366.65 |  | 268351 | 2.314 | 0.0091 | 46896.223 | 0.1053 | 29.555 | 0.1344 | 445133.8 | Wood | Other Solid Fuel, Petroleum Coke, Tire Derived Fuel | Circulating fluidized bed boiler |  |  | Baghouse |  | CSNOX, CSOSG3, CSSO2G1, RGGI | 10464 E0002 | 1991-11-01 | 288 |  |  |  | 17.64% | Electric Utility |  |  | #N/A |  |  | 0.055351 | 0.079049 | 17.5938 | 17.5938
NY | Black River Generation, LLC | 10464 | E0003 | CS-1 | 2023 | 2449 | 2445.4 |  | 275877 | 1.774 | 0.0084 | 48201.274 | 0.1047 | 30.834 | 0.1352 | 457382.293 | Wood | Other Solid Fuel, Petroleum Coke, Tire Derived Fuel | Circulating fluidized bed boiler |  |  | Baghouse |  | CSNOX, CSOSG3, CSSO2G1, RGGI | 10464 E0003 | 1991-11-01 | 288 |  |  |  | 18.13% | Electric Utility |  |  | #N/A |  |  | 0.055351 | 0.079849 | 18.2609 | 18.2609
IA | Lansing | 1047 | 4 |  | 2023 | 0 | 0 | [9 empty] | Coal |  | Dry bottom turbo-fired boiler | Dry Lime FGD | Low NOx Burner Technology (Dry Bottom only),Ammonia Injection,Selective Catalytic Reduction | Electrostatic Precipitator,Baghouse | Additives to Enhance PAC and Existing Equipment Performance | ARP, CSNOX, CSOSG2, CSSO2G1, MATS | 1047 4 | 1977-04-01 | 3386 |  | Y |  | 0% | Electric Utility |  |  | #N/A |  |  | 0.055351 | 0 | 0 | 0
NC | Craven County Wood Energy | 10525 | ES5A |  | 2023 | 7739 | 7716.16 | 343065 |  | 287.5 | 0.1219 | 515831.833 | 0.1038 | 446.076 | 0.1785 | 4946110.416 | Wood | Other Solid Fuel | Stoker |  |  | Electrostatic Precipitator |  | ARP, CSNOX, CSSO2G1, SIPNOX | 10525 ES5A | 1990-10-16 | 990 |  |  | 2.6005 | 57.03% | Electric Utility |  |  | #N/A |  |  | 0.011 | 0.1675 | 414.2367 | 305.0517
CT | Algonquin Power Windsor Locks, LLC | 10567 | GT1 |  | 2023 | 278 | 233.4 | 5433.03 |  |  |  | 4397.809 | 0.0605 | 4.698 | 0.137 | 72779.881 | Pipeline Natural Gas | Residual Oil | Combined cycle |  | Steam Injection |  |  | RGGI, SIPNOX | 10567 GT1 | 1990-04-14 | 555.2 |  |  | 1.7294 | 1.496% | Cogeneration |  |  | 0.15075 |  |  | 0.011 | 0.126 | 4.5851 | 4.5851
PA | Ebensburg Power Company | 10603 | 31 |  | 2023 | 6408 | 6403.65 | 330514.97 |  | 1217.24 | 0.5882 | 434639.725 | 0.1051 | 150.862 | 0.0732 | 4121661.289 | Coal |  | Circulating fluidized bed boiler | Fluidized Bed Limestone Injection |  | Baghouse |  | ARP, CSNOX, CSOSG3, CSSO2G1, MATS, RGGI | 10603 31 | 1991-05-12 | 930 |  |  | 0.91289 | 50.59% | Cogeneration |  |  | #N/A |  |  | 0.011 | 0.0622 | 128.1837 | 106.4135
NY | Beaver Falls, LLC | 10617 | 1 |  | 2023 | 83 | 79.13 | 4861.17 |  | 0.013 | 0.001 | 2510.974 | 0.0591 | 0.606 | 0.0403 | 42254.879 | Pipeline Natural Gas | Diesel Oil | Combined cycle |  | Selective Catalytic Reduction,Steam Injection |  |  | CSNOX, CSOSG3, CSSO2G1, RGGI | 10617 1 | 1995-01-01 | 812 |  | Y | 0.24932 | 0.594% | Cogeneration |  |  | 0.041021 |  |  | 0.011 | 0.0293 | 0.61903 | 0.61903
NY | Allegany Station No. 133 | 10619 | 1 |  | 2023 | 311 | 265.66 | 12637.49 |  | 0.03 | 0.001 | 5982.533 | 0.0593 | 1.547 | 0.0421 | 100660.599 | Pipeline Natural Gas |  | Combined cycle |  | Water Injection,Selective Catalytic Reduction |  |  | ARP, CSNOX, CSOSG3, CSSO2G1, RGGI | 10619 1 | 1996-02-13 | 540 |  | Y | 0.24483 | 2.128% | Electric Utility |  |  | 0.029684 |  |  | 0.011 | 0.0311 | 1.5653 | 1.5653
NY | Carthage Energy | 10620 | 1 |  | 2023 | 75 | 60.24 | 2292.92 |  | 0.007 | 0.001 | 1300.4 | 0.0593 | 2.305 | 0.2346 | 21885.463 | Pipeline Natural Gas | Diesel Oil | Combined cycle |  | Steam Injection |  |  | ARP, CSNOX, CSOSG3, CSSO2G1, RGGI | 10620 1 | 1991-11-01 | 583 |  |  | 2.0105 | 0.4285% | Cogeneration |  |  | 0.17514 |  |  | 0.011 | 0.2236 | 2.4468 | 2.4468
NY | Syracuse, LLC | 10621 | 1 |  | 2023 | 208 | 189.79 | 12237.82 |  | 0.031 | 0.001 | 6152.986 | 0.0592 | 6.344 | 0.3224 | 103536.573 | Pipeline Natural Gas | Diesel Oil | Combined cycle |  | Selective Catalytic Reduction,Steam Injection |  |  | ARP, CSNOX, CSOSG3, CSSO2G1, RGGI | 10621 1 | 1994-02-01 | 800 |  | Y | 1.0368 | 1.477% | Electric Utility |  |  | 0.07485 |  |  | 0.011 | 0.3114 | 16.1206 | 16.1206
VA | Hopewell Cogeneration Facility | 10633 | 1 |  | 2023 | 3243 | 3147.13 | 264865.7 |  | 1.027 | 0.0012 | 184340.364 | 0.0591 | 191.958 | 0.1295 | 3101162.025 | Pipeline Natural Gas | Diesel Oil | Combined cycle |  | Steam Injection |  |  | CSNOX, CSOSG3, CSSO2G1, RGGI | 10633 1 | 1990-08-01 | 1517 |  |  | 1.4495 | 23.34% | Cogeneration |  |  | 0.11167 |  |  | 0.011 | 0.1185 | 183.7438 | 183.7438
VA | Hopewell Cogeneration Facility | 10633 | 2 |  | 2023 | 3157 | 3061.86 | 256291.14 |  | 0.907 | 0.001 | 176231.4 | 0.059 | 177.238 | 0.1236 | 2965262.544 | Pipeline Natural Gas | Diesel Oil | Combined cycle |  | Steam Injection |  |  | CSNOX, CSOSG3, CSSO2G1, RGGI | 10633 2 | 1990-08-01 | 1517 |  |  | 1.3831 | 22.31% | Cogeneration |  |  | 0.11508 |  |  | 0.011 | 0.1126 | 166.9443 | 166.9443
VA | Hopewell Cogeneration Facility | 10633 | 3 |  | 2023 | 2369 | 2273.75 | 182237.25 |  | 0.68 | 0.0012 | 128643.91 | 0.0591 | 143.625 | 0.1381 | 2164450.11 | Pipeline Natural Gas | Diesel Oil | Combined cycle |  | Steam Injection |  |  | CSNOX, CSOSG3, CSSO2G1, RGGI | 10633 3 | 1990-08-01 | 1517 |  |  | 1.5762 | 16.29% | Cogeneration |  |  | 0.10765 |  |  | 0.011 | 0.1271 | 137.5508 | 137.5508
CA | Bear Mountain Limited | 10649 | GT1 |  | 2023 | 1365 | 1271.29 | 48863.68 |  | 0.118 | 0.001 | 23347.532 | 0.0571 | 3.58 | 0.031 | 392921.152 | Pipeline Natural Gas |  | Combustion turbine |  | Selective Catalytic Reduction |  |  | ARP | 10649 GT1 | 1995-04-24 | 435 |  | Y | 0.14653 | 10.31% | Electric Utility | GE LM5000-PD (STIG) | Aeroderivative | 0.24357 |  |  | 0.055351 | 0 | 0 | 0
CA | Badger Creek Limited | 10650 | GT1 |  | 2023 | 795 | 751.57 | 26068.45 |  | 0.067 | 0.001 | 13298.003 | 0.0595 | 1.611 | 0.0181 | 223714.444 | Pipeline Natural Gas |  | Combustion turbine |  | Selective Catalytic Reduction |  |  | ARP | 10650 GT1 | 1991-04-19 | 432 |  | Y | 0.1236 | 5.912% | Electric Utility | GE LM5000-PD (STIG) | Aeroderivative | 0.24736 |  |  | 0.055351 | 0 | 0 | 0
OK | River Valley | 10671 | 1A | CS1 | 2023 | 2750 | 2740.5 |  | 1126516.54 | 108.885 | 0.1345 | 190818.553 | 0.1036 | 191.241 | 0.209 | 1824878.741 | Coal |  | Circulating fluidized bed boiler | Fluidized Bed Limestone Injection |  |  |  | ARP, CSOSG2, MATS | 10671 1A | 1990-01-15 | 1500 |  |  |  | 13.89% | Electric Utility |  |  | #N/A |  |  | 0.055351 | 0.15365 | 140.1958 | 140.1958
OK | River Valley | 10671 | 1B | CS1 | 2023 | 2273 | 2261.13 |  | 879821.77 | 84.251 | 0.1357 | 145369.206 | 0.1041 | 152.126 | 0.2191 | 1388722.186 | Coal |  | Circulating fluidized bed boiler | Fluidized Bed Limestone Injection |  |  |  | ARP, CSOSG2, MATS | 10671 1B | 1990-01-15 | 1500 |  |  |  | 10.57% | Electric Utility |  |  | #N/A |  |  | 0.055351 | 0.16375 | 113.7012 | 113.7012
OK | River Valley | 10671 | 2A | CS1 | 2023 | 3211 | 3198.98 |  | 1281697.58 | 117.642 | 0.1036 | 216017.985 | 0.1036 | 220.54 | 0.2111 | 2067915.496 | Coal |  | Circulating fluidized bed boiler | Fluidized Bed Limestone Injection |  |  |  | ARP, CSOSG2, MATS | 10671 2A | 1990-01-15 | 1500 |  |  |  | 15.74% | Electric Utility |  |  | #N/A |  |  | 0.055351 | 0.15575 | 161.0383 | 161.0383
OK | River Valley | 10671 | 2B | CS1 | 2023 | 3065 | 3052.39 |  | 1210839.49 | 109.073 | 0.1 | 205398.635 | 0.1029 | 208.394 | 0.2078 | 1971240.173 | Coal |  | Circulating fluidized bed boiler | Fluidized Bed Limestone Injection |  |  |  | ARP, CSOSG2, MATS | 10671 2B | 1990-01-15 | 1500 |  |  |  | 15% | Electric Utility |  |  | #N/A |  |  | 0.055351 | 0.15245 | 150.2572 | 150.2572
MD | AES Warrior Run | 10678 | 1 |  | 2023 | 6440 | 6429.91 | 658186.54 |  | 646.734 | 0.1542 | 857150.516 | 0.1027 | 256.872 | 0.0623 | 8357782.607 | Coal | Diesel Oil | Circulating fluidized bed boiler | Fluidized Bed Limestone Injection | Ammonia Injection,Selective Non-catalytic Reduction | Baghouse |  | ARP, CSNOX, CSOSG3, CSSO2G1, MATS, RGGI | 10678 1 | 2000-02-10 | 2350 |  | Y | 0.78054 | 40.6% | Cogeneration |  |  | #N/A |  |  | 0.011 | 0.0513 | 214.3771 | 214.3771
IA | Marshalltown CTs | 1068 | 1A |  | 2023 | 41 | 33.05 | 922.26 |  | 0.004 | 0.001 |  |  | 1.564 | 0.2567 | 11810.922 | Pipeline Natural Gas |  | Combustion turbine |  |  |  |  | CSNOX, CSOSG2, CSSO2G1 | 1068 1A | 1978-06-15 | 505.9 |  |  | 3.3917 | 0.2665% | Electric Utility |  |  | 0.24196 |  |  | 0.055351 | 0.20135 | 1.1891 | 1.1891
IA | Marshalltown CTs | 1068 | 1B |  | 2023 | 608 | 538.06 | 14015.52 |  | 0.059 | 0.001 |  |  | 26.163 | 0.2576 | 197589.067 | Pipeline Natural Gas |  | Combustion turbine |  |  |  |  | CSNOX, CSOSG2, CSSO2G1 | 1068 1B | 1978-06-15 | 505.9 |  |  | 3.7334 | 4.459% | Electric Utility |  |  | 0.26306 |  |  | 0.055351 | 0.20225 | 19.9811 | 19.9811
IA | Marshalltown CTs | 1068 | 2A |  | 2023 | 1450 | 1292.43 | 32176.39 |  | 0.128 | 0.001 |  |  | 54.976 | 0.2487 | 425388.936 | Pipeline Natural Gas |  | Combustion turbine |  |  |  |  | CSNOX, CSOSG2, CSSO2G1 | 1068 2A | 1978-06-24 | 507.2 |  |  | 3.4172 | 9.574% | Electric Utility |  |  | 0.25681 |  |  | 0.055351 | 0.19335 | 41.1244 | 41.1244
IA | Marshalltown CTs | 1068 | 2B |  | 2023 | 1501 | 1325.53 | 32290.45 |  | 0.128 | 0.001 |  |  | 56.89 | 0.2551 | 427375.567 | Pipeline Natural Gas |  | Combustion turbine |  |  |  |  | CSNOX, CSOSG2, CSSO2G1 | 1068 2B | 1978-06-24 | 507.2 |  |  | 3.5236 | 9.619% | Electric Utility |  |  | 0.26602 |  |  | 0.055351 | 0.19975 | 42.684 | 42.684
IA | Marshalltown CTs | 1068 | 3A |  | 2023 | 595 | 531.33 | 12750.23 |  | 0.046 | 0.001 |  |  | 16.929 | 0.2121 | 153561.131 | Pipeline Natural Gas |  | Combustion turbine |  |  |  |  | CSNOX, CSOSG2, CSSO2G1 | 1068 3A | 1978-07-08 | 506 |  |  | 2.6555 | 3.464% | Electric Utility |  |  | 0.26145 |  |  | 0.055351 | 0.15675 | 12.0353 | 12.0353
IA | Marshalltown CTs | 1068 | 3B |  | 2023 | 1234 | 1102.25 | 27591.49 |  | 0.104 | 0.001 |  |  | 46.715 | 0.2588 | 346256.267 | Pipeline Natural Gas |  | Combustion turbine |  |  |  |  | CSNOX, CSOSG2, CSSO2G1 | 1068 3B | 1978-07-08 | 506 |  |  | 3.3862 | 7.812% | Electric Utility |  |  | 0.2734 |  |  | 0.055351 | 0.20345 | 35.2228 | 35.2228
CO | Brush Power Projects | 10682 | GT2 |  | 2023 | 671 | 604.18 | 15078.28 |  | 0.07 | 0.001 | 13848.462 | 0.0592 | 10.024 | 0.0878 | 233026.19 | Pipeline Natural Gas |  | Combustion turbine |  | Water Injection |  |  | ARP | 10682 GT2 | 2000-05-29 | 734 |  |  | 1.3296 | 3.624% | Electric Utility |  |  | 0.091191 |  |  | 0.055351 | 0.032449 | 3.7808 | 3.7808
CO | Brush Power Projects | 10682 | GT4 | MS4A, MS4B | 2023 | 646 | 598.15 | 26542.43 |  | 0.092 | 0.001 | 18188.783 | 0.0592 | 14.128 | 0.0941 | 306038.703 | Pipeline Natural Gas |  | Combined cycle |  | Water Injection |  |  | ARP | 10682 GT4 | 2001-02-19 | 843 |  |  | 1.0646 | 4.144% | Electric Utility |  |  | 0.083914 |  |  | 0.011 | 0.0831 | 12.7159 | 12.7159
CO | Brush Power Projects | 10682 | GT5 | MS5A, MS5B | 2023 | 642 | 590.74 | 25433.01 |  | 0.085 | 0.001 | 16910.981 | 0.0593 | 12.849 | 0.0919 | 284565.278 | Pipeline Natural Gas |  | Combined cycle |  | Water Injection |  |  | ARP | 10682 GT5 | 2001-02-19 | 845 |  |  | 1.0104 | 3.844% | Electric Utility |  |  | 0.08467 |  |  | 0.011 | 0.0809 | 11.5107 | 11.5107
NY | Selkirk Cogen Partners | 10725 | CTG101 |  | 2023 | 544 | 538.89 | 57022.04 |  | 0.145 | 0.001 | 28648.444 | 0.059 | 19.768 | 0.0826 | 482115.409 | Pipeline Natural Gas | Diesel Oil | Combined cycle |  | Steam Injection |  |  | ARP, CSNOX, CSOSG3, CSSO2G1, RGGI | 10725 CTG101 | 1992-04-17 | 1215 |  |  | 0.69335 | 4.53% | Cogeneration |  |  | 0.079651 |  |  | 0.011 | 0.0716 | 17.2597 | 17.2597
NY | Selkirk Cogen Partners | 10725 | CTG201 |  | 2023 | 510 | 495.32 | 52972.04 |  | 0.134 | 0.001 | 26530.571 | 0.059 | 5.925 | 0.0287 | 446429.302 | Pipeline Natural Gas | Diesel Oil | Combined cycle |  | Selective Catalytic Reduction,Steam Injection |  |  | ARP, CSNOX, CSOSG3, CSSO2G1, RGGI | 10725 CTG201 | 1994-09-01 | 1259 |  | Y | 0.2237 | 4.048% | Cogeneration |  |  | 0.026981 |  |  | 0.011 | 0.0177 | 3.9509 | 3.9509
NY | Selkirk Cogen Partners | 10725 | CTG301 |  | 2023 | 442 | 426.13 | 44928.87 |  | 0.113 | 0.001 | 22307.702 | 0.059 | 4.967 | 0.0281 | 375373.247 | Pipeline Natural Gas | Diesel Oil | Combined cycle |  | Selective Catalytic Reduction,Steam Injection |  |  | ARP, CSNOX, CSOSG3, CSSO2G1, RGGI | 10725 CTG301 | 1994-09-01 | 1250 |  | Y | 0.22111 | 3.428% | Cogeneration |  |  | 0.026179 |  |  | 0.011 | 0.0171 | 3.2094 | 3.2094
MA | MASSPOWER | 10726 | 1 |  | 2023 | 3516 | 3331 | 233226 |  | 0.838 | 0.001 | 164997.6 | 0.059 | 52.261 | 0.0417 | 2776356.075 | Pipeline Natural Gas | Diesel Oil | Combined cycle |  | Selective Catalytic Reduction,Steam Injection |  |  | ARP, RGGI, SIPNOX | 10726 1 | 1993-07-31 | 1250 |  | Y | 0.44816 | 25.35% | Cogeneration |  |  | 0.033691 |  |  | 0.011 | 0.0307 | 42.6171 | 42.6171
MA | MASSPOWER | 10726 | 2 |  | 2023 | 3096 | 2929.75 | 209362.5 |  | 0.747 | 0.001 | 146912.825 | 0.059 | 42.261 | 0.0371 | 2472081.65 | Pipeline Natural Gas | Diesel Oil | Combined cycle |  | Selective Catalytic Reduction,Steam Injection |  |  | ARP, RGGI, SIPNOX | 10726 2 | 1993-07-31 | 1250 |  | Y | 0.40371 | 22.58% | Cogeneration |  |  | 0.032794 |  |  | 0.011 | 0.0261 | 32.2607 | 32.2607
IA | Prairie Creek | 1073 | 3 |  | 2023 | 7969 | 7957.97 |  | 1624390.25 | 714.811 | 0.5255 | 282302.679 | 0.1047 | 412.1 | 0.3068 | 2693908.23 | Coal | Other Gas, Pipeline Natural Gas | Dry bottom wall-fired boiler |  | Overfire Air | Electrostatic Precipitator | Additives to Enhance PAC and Existing Equipment Performance | ARP, CSNOX, CSOSG2, CSSO2G1, MATS | 1073 3 | 1958-08-01 | 600 |  |  |  | 51.25% | Electric Utility |  |  | #N/A |  |  | 0.055351 | 0.25145 | 338.6909 | 277.5398
IA | Prairie Creek | 1073 | 4 |  | 2023 | 1011 | 987.47 |  | 307626.68 | 13.834 | 0.052 | 31602.464 | 0.059 | 57.744 | 0.1658 | 533113.837 | Natural Gas |  | Dry bottom wall-fired boiler |  | Low NOx Burner Technology w/ Overfire Air | Electrostatic Precipitator |  | ARP, CSNOX, CSOSG2, CSSO2G1 | 1073 4 | 1967-11-01 | 2185 |  |  |  | 2.785% | Electric Utility |  |  | #N/A |  |  | 0.055351 | 0.11045 | 29.4411 | 29.4411
WV | Morgantown Energy Facility | 10743 | CFB1 | CP1, CS1 | 2023 | 12 | 10.75 |  | 467.84 | 0.001 | 0.001 |  |  | 0.098 | 0.1073 | 1748.304 | Pipeline Natural Gas |  | Circulating fluidized bed boiler |  |  | Baghouse |  | CSNOX, CSOSG2E, CSSO2G1 | 10743 CFB1 | 1992-04-14 | 138.6 |  |  |  | 0.144% | Cogeneration |  |  | #N/A |  |  | 0.055351 | 0.051949 | 0.045412 | 0.045412
WV | Morgantown Energy Facility | 10743 | CFB2 | CP1, CS1 | 2023 | 0 | 0 | [9 empty] | Pipeline Natural Gas |  | Circulating fluidized bed boiler |  |  | Baghouse |  | CSNOX, CSOSG2E, CSSO2G1 | 10743 CFB2 | 1992-04-14 | 138.6 |  |  |  | 0% | Cogeneration |  |  | #N/A |  |  | 0.055351 | 0 | 0 | 0
MI | Midland Cogeneration Venture | 10745 | 10 |  | 2023 | 7440 | 7339.24 | 663443 |  | 2.149 | 0.001 |  |  | 261.604 | 0.0831 | 7161911.064 | Pipeline Natural Gas |  | Combined cycle |  | Steam Injection |  |  | CSNOX, CSOSG3, CSSO2G1 | 10745 10 | 1990-03-01 | 1400 |  |  | 0.78863 | 58.4% | Cogeneration |  |  | 0.097806 |  |  | 0.011 | 0.0721 | 258.1869 | 185.6892
MI | Midland Cogeneration Venture | 10745 | 11 |  | 2023 | 8096 | 8075.9 | 731069.8 |  | 2.412 | 0.001 |  |  | 365.612 | 0.0926 | 8037958.231 | Pipeline Natural Gas |  | Combined cycle |  | Steam Injection |  |  | CSNOX, CSOSG3, CSSO2G1 | 10745 11 | 1990-03-01 | 1400 |  |  | 1.0002 | 65.54% | Cogeneration |  |  | 0.10129 |  |  | 0.011 | 0.0816 | 327.9487 | 210.1559
MI | Midland Cogeneration Venture | 10745 | 12 |  | 2023 | 8054 | 8023.57 | 675240.56 |  | 2.389 | 0.001 |  |  | 326.442 | 0.0829 | 7964191.44 | Pipeline Natural Gas |  | Combined cycle |  | Dry Low NOx Burners |  |  | CSNOX, CSOSG3, CSSO2G1 | 10745 12 | 1990-03-01 | 1375 |  |  | 0.96689 | 66.12% | Cogeneration |  |  | 0.083294 |  |  | 0.011 | 0.0719 | 286.3127 | 181.8675
MI | Midland Cogeneration Venture | 10745 | 13 |  | 2023 | 7517 | 7444.75 | 683752.1 |  | 2.305 | 0.001 |  |  | 336.82 | 0.0912 | 7682427.319 | Pipeline Natural Gas |  | Combined cycle |  | Steam Injection |  |  | CSNOX, CSOSG3, CSSO2G1 | 10745 13 | 1990-04-01 | 1400 |  |  | 0.98521 | 62.64% | Cogeneration |  |  | 0.10059 |  |  | 0.011 | 0.0802 | 308.0653 | 206.5503
MI | Midland Cogeneration Venture | 10745 | 14 |  | 2023 | 6632 | 6524.32 | 587572.22 |  | 1.943 | 0.001 |  |  | 276.519 | 0.0937 | 6476037.665 | Pipeline Natural Gas |  | Combined cycle |  | Steam Injection |  |  | CSNOX, CSOSG3, CSSO2G1 | 10745 14 | 1990-05-01 | 1400 |  |  | 0.94123 | 52.81% | Cogeneration |  |  | 0.10376 |  |  | 0.011 | 0.0827 | 267.7842 | 212.9889
MI | Midland Cogeneration Venture | 10745 | 16 |  | 2023 | 90 | 76.33 |  | 6007.63 | 0.003 | 0.001 |  |  | 0.146 | 0.0314 | 9519.91 | Pipeline Natural Gas |  | Other boiler |  | Low NOx Burner Technology (Dry Bottom only) |  |  | CSNOX, CSOSG3, CSSO2G1 | 10745 16 | 2008-10-15 | 370 |  |  |  | 0.2937% | Cogeneration |  |  | #N/A |  |  | 0.055351 | 0 | 0 | 0
MI | Midland Cogeneration Venture | 10745 | 17 |  | 2023 | 209 | 193.92 |  | 15056.74 | 0.007 | 0.001 |  |  | 0.328 | 0.0294 | 23445.436 | Pipeline Natural Gas |  | Other boiler |  | Low NOx Burner Technology (Dry Bottom only) |  |  | CSNOX, CSOSG3, CSSO2G1 | 10745 17 | 2008-10-15 | 370 |  |  |  | 0.7234% | Cogeneration |  |  | #N/A |  |  | 0.055351 | 0 | 0 | 0
MI | Midland Cogeneration Venture | 10745 | 18 |  | 2023 | 157 | 144.42 |  | 11512.35 | 0.007 | 0.001 |  |  | 0.295 | 0.0282 | 21680.769 | Pipeline Natural Gas |  | Other boiler |  | Low NOx Burner Technology (Dry Bottom only) |  |  | CSNOX, CSOSG3, CSSO2G1 | 10745 18 | 2008-10-15 | 370 |  |  |  | 0.6689% | Cogeneration |  |  | #N/A |  |  | 0.055351 | 0 | 0 | 0
MI | Midland Cogeneration Venture | 10745 | 19 |  | 2023 | 133 | 123.07 |  | 11603.64 | 0.005 | 0.001 |  |  | 0.249 | 0.0306 | 16392.898 | Pipeline Natural Gas |  | Other boiler |  | Low NOx Burner Technology (Dry Bottom only) |  |  | CSNOX, CSOSG3, CSSO2G1 | 10745 19 | 2008-10-15 | 370 |  |  |  | 0.5058% | Cogeneration |  |  | #N/A |  |  | 0.055351 | 0 | 0 | 0
MI | Midland Cogeneration Venture | 10745 | 20 |  | 2023 | 43 | 34.53 |  | 2721.99 | 0.001 | 0.0009 |  |  | 0.063 | 0.0323 | 4090.081 | Pipeline Natural Gas |  | Other boiler |  | Low NOx Burner Technology (Dry Bottom only) |  |  | CSNOX, CSOSG3, CSSO2G1 | 10745 20 | 2009-02-09 | 370 |  |  |  | 0.1262% | Cogeneration |  |  | #N/A |  |  | 0.055351 | 0 | 0 | 0
MI | Midland Cogeneration Venture | 10745 | 21 |  | 2023 | 45 | 36.9 |  | 2737.41 | 0.002 | 0.001 |  |  | 0.091 | 0.0342 | 5431.813 | Pipeline Natural Gas |  | Other boiler |  | Low NOx Burner Technology (Dry Bottom only) |  |  | CSNOX, CSOSG3, CSSO2G1 | 10745 21 | 2009-02-09 | 370 |  |  |  | 0.1676% | Cogeneration |  |  | #N/A |  |  | 0.055351 | 0 | 0 | 0
MI | Midland Cogeneration Venture | 10745 | 3 |  | 2023 | 6524 | 6484.52 | 587193.73 |  | 1.902 | 0.001 |  |  | 273.229 | 0.0883 | 6338416.884 | Pipeline Natural Gas |  | Combined cycle |  | Steam Injection |  |  | CSNOX, CSOSG3, CSSO2G1 | 10745 3 | 1990-03-01 | 1175 |  |  | 0.93063 | 61.58% | Cogeneration |  |  | 0.10144 |  |  | 0.011 | 0.0773 | 244.9798 | 167.0863
MI | Midland Cogeneration Venture | 10745 | 4 |  | 2023 | 7202 | 7114.52 | 634614.15 |  | 2.056 | 0.001 |  |  | 330.998 | 0.104 | 6852502.888 | Pipeline Natural Gas |  | Combined cycle |  | Steam Injection |  |  | CSNOX, CSOSG3, CSSO2G1 | 10745 4 | 1990-03-01 | 1175 |  |  | 1.0431 | 66.57% | Cogeneration |  |  | 0.10372 |  |  | 0.011 | 0.093 | 318.6414 | 201.0223
MI | Midland Cogeneration Venture | 10745 | 5 |  | 2023 | 7803 | 7706.26 | 697304.65 |  | 2.206 | 0.001 |  |  | 282.442 | 0.0862 | 7351280.022 | Pipeline Natural Gas |  | Combined cycle |  | Steam Injection |  |  | CSNOX, CSOSG3, CSSO2G1 | 10745 5 | 1990-03-01 | 1175 |  |  | 0.8101 | 71.42% | Cogeneration |  |  | 0.096881 |  |  | 0.011 | 0.0752 | 276.4081 | 162.5471
MI | Midland Cogeneration Venture | 10745 | 6 |  | 2023 | 6944 | 6873.01 | 616163.91 |  | 1.989 | 0.001 |  |  | 294.799 | 0.097 | 6629152.802 | Pipeline Natural Gas |  | Combined cycle |  | Steam Injection |  |  | CSNOX, CSOSG3, CSSO2G1 | 10745 6 | 1990-03-01 | 1175 |  |  | 0.95688 | 64.4% | Cogeneration |  |  | 0.10826 |  |  | 0.011 | 0.086 | 285.0536 | 185.8916
MI | Midland Cogeneration Venture | 10745 | 7 |  | 2023 | 7406 | 7314.74 | 664310.03 |  | 2.154 | 0.001 |  |  | 259.338 | 0.0785 | 7179513.097 | Pipeline Natural Gas |  | Combined cycle |  | Steam Injection |  |  | CSNOX, CSOSG3, CSSO2G1 | 10745 7 | 1990-03-01 | 1175 |  |  | 0.78077 | 69.75% | Cogeneration |  |  | 0.096299 |  |  | 0.011 | 0.0675 | 242.3086 | 145.9033
MI | Midland Cogeneration Venture | 10745 | 8 |  | 2023 | 6978 | 6902.57 | 632853.6 |  | 2.032 | 0.001 |  |  | 234.575 | 0.0733 | 6771997.236 | Pipeline Natural Gas |  | Combined cycle |  | Steam Injection |  |  | CSNOX, CSOSG3, CSSO2G1 | 10745 8 | 1990-03-01 | 1175 |  |  | 0.74132 | 65.79% | Cogeneration |  |  | 0.098576 |  |  | 0.011 | 0.0623 | 210.9477 | 134.6633
MI | Midland Cogeneration Venture | 10745 | 9 |  | 2023 | 7582 | 7482.31 | 689588.15 |  | 2.269 | 0.001 |  |  | 327.491 | 0.0922 | 7561131.648 | Pipeline Natural Gas |  | Combined cycle |  | Steam Injection |  |  | CSNOX, CSOSG3, CSSO2G1 | 10745 9 | 1990-03-01 | 1400 |  |  | 0.94982 | 61.65% | Cogeneration |  |  | 0.098075 |  |  | 0.011 | 0.0812 | 306.9819 | 209.1257
NJ | Camden Plant Holding, LLC | 10751 | 2001 |  | 2023 | 794 | 715.36 | 79052.9 |  | 0.223 | 0.001 | 44109.363 | 0.059 | 20.569 | 0.0758 | 742218.57 | Pipeline Natural Gas | Other Oil | Combined cycle |  | Selective Catalytic Reduction,Steam Injection |  |  | ARP, CSNOX, CSOSG3, CSSO2G1, RGGI | 10751 2001 | 1993-03-07 | 1369 |  | Y | 0.52039 | 6.189% | Cogeneration |  |  | 0.041585 |  |  | 0.011 | 0.0648 | 24.0479 | 24.0479
NV | Las Vegas Generating Station | 10761 | 1 |  | 2023 | 1253 | 1088.72 | 33144.12 |  | 0.105 | 0.001 | 20764.604 | 0.0593 | 3.837 | 0.0326 | 349403.151 | Pipeline Natural Gas |  | Combined cycle |  | Selective Catalytic Reduction |  |  | ARP | 10761 1 | 1994-05-15 | 460 |  | Y | 0.23153 | 8.671% | Electric Utility |  |  | 0.020889 |  |  | 0.011 | 0.0216 | 3.7736 | 3.7736
NV | Las Vegas Generating Station | 10761 | 2 |  | 2023 | 2712 | 2524.15 | 64992.19 |  | 0.21 | 0.001 | 41507.972 | 0.0593 | 3.441 | 0.0163 | 698458.866 | Pipeline Natural Gas |  | Combined cycle |  | Selective Catalytic Reduction |  |  | ARP | 10761 2 | 2002-08-16 | 470 |  | Y | 0.10589 | 16.96% | Electric Utility |  |  | 0.0095597 |  |  | 0.011 | 0.0053 | 1.8509 | 1.8509
NV | Las Vegas Generating Station | 10761 | 3 |  | 2023 | 2623 | 2439.36 | 63016.69 |  | 0.207 | 0.001 | 40941.534 | 0.0593 | 3.685 | 0.0185 | 688890.928 | Pipeline Natural Gas |  | Combined cycle |  | Selective Catalytic Reduction |  |  | ARP | 10761 3 | 2002-08-16 | 470 |  | Y | 0.11695 | 16.73% | Electric Utility |  |  | 0.0096384 |  |  | 0.011 | 0.0075 | 2.5833 | 2.5833
NV | Las Vegas Generating Station | 10761 | 4 |  | 2023 | 2422 | 2240.89 | 57228.08 |  | 0.186 | 0.001 | 36832.038 | 0.0593 | 2.927 | 0.0174 | 619782.481 | Pipeline Natural Gas |  | Combined cycle |  | Selective Catalytic Reduction |  |  | ARP | 10761 4 | 2002-09-22 | 470 |  | Y | 0.10229 | 15.05% | Electric Utility |  |  | 0.0086819 |  |  | 0.011 | 0.0064 | 1.9833 | 1.9833
NV | Las Vegas Generating Station | 10761 | 5 |  | 2023 | 2463 | 2290.91 | 59160.29 |  | 0.186 | 0.001 | 36783.988 | 0.0593 | 3.084 | 0.0177 | 618973.654 | Pipeline Natural Gas |  | Combined cycle |  | Selective Catalytic Reduction |  |  | ARP | 10761 5 | 2002-09-27 | 470 |  | Y | 0.10426 | 15.03% | Electric Utility |  |  | 0.0094139 |  |  | 0.011 | 0.0067 | 2.0736 | 2.0736
VA | Hopewell Power Station | 10771 | 1 | CS0 | 2023 | 7087 | 7074.59 |  | 1374572.79 | 7.211 | 0.0062 | 274326.365 | 0.1085 | 148.602 | 0.1178 | 2508850.06 | Wood |  | Stoker | Dry Lime FGD | Overfire Air,Selective Non-catalytic Reduction | Baghouse |  | ARP, CSNOX, CSOSG3, CSSO2G1 | 10771 1 | 1992-07-01 | 410 |  | Y |  | 69.85% | Electric Utility |  |  | #N/A |  |  | 0.055351 | 0.062449 | 78.3381 | 47.1016
VA | Hopewell Power Station | 10771 | 2 | CS0 | 2023 | 7499 | 7491.6 |  | 1474674.43 | 7.815 | 0.0062 | 295040.536 | 0.1087 | 159.456 | 0.1178 | 2696079.76 | Wood |  | Stoker | Dry Lime FGD | Overfire Air,Selective Non-catalytic Reduction | Baghouse |  | ARP, CSNOX, CSOSG3, CSSO2G1 | 10771 2 | 1992-07-01 | 410 |  | Y |  | 75.07% | Electric Utility |  |  | #N/A |  |  | 0.055351 | 0.062449 | 84.1843 | 47.1016
VA | Altavista Power Station | 10773 | 1 | CS0 | 2023 | 6256 | 6235.87 |  | 1226446.82 | 5.891 | 0.0068 | 228876.719 | 0.1072 | 128.597 | 0.1196 | 2093959.507 | Wood |  | Stoker | Dry Lime FGD | Overfire Air,Selective Non-catalytic Reduction | Baghouse |  | ARP, CSNOX, CSOSG3, CSSO2G1 | 10773 1 | 1992-02-22 | 410 |  | Y |  | 58.3% | Electric Utility |  |  | #N/A |  |  | 0.055351 | 0.064249 | 67.2679 | 48.4592
VA | Altavista Power Station | 10773 | 2 | CS0 | 2023 | 6231 | 6212.93 |  | 1222784.6 | 5.915 | 0.0068 | 227888.671 | 0.1072 | 127.894 | 0.1196 | 2086749.417 | Wood |  | Stoker | Dry Lime FGD | Overfire Air,Selective Non-catalytic Reduction | Baghouse |  | ARP, CSNOX, CSOSG3, CSSO2G1 | 10773 2 | 1992-02-22 | 410 |  | Y |  | 58.1% | Electric Utility |  |  | #N/A |  |  | 0.055351 | 0.064249 | 67.0362 | 48.4592
VA | Southampton Power Station | 10774 | 1 | CS0 | 2023 | 7316 | 7295.76 |  | 1441443.9 | 8.283 | 0.0067 | 290218.64 | 0.1088 | 162.787 | 0.1218 | 2652698.933 | Wood |  | Stoker | Dry Lime FGD | Selective Non-catalytic Reduction,Overfire Air | Baghouse |  | ARP, CSNOX, CSOSG3, CSSO2G1 | 10774 1 | 1992-03-07 | 435 |  | Y |  | 69.61% | Electric Utility |  |  | #N/A |  |  | 0.055351 | 0.066449 | 88.1352 | 53.1746
VA | Southampton Power Station | 10774 | 2 | CS0 | 2023 | 7386 | 7371.2 |  | 1444564.55 | 8.318 | 0.0066 | 290335.123 | 0.1088 | 162.901 | 0.1219 | 2653662.153 | Wood |  | Stoker | Dry Lime FGD | Selective Non-catalytic Reduction,Overfire Air | Baghouse |  | ARP, CSNOX, CSOSG3, CSSO2G1 | 10774 2 | 1992-03-07 | 435 |  | Y |  | 69.64% | Electric Utility |  |  | #N/A |  |  | 0.055351 | 0.066549 | 88.2999 | 53.2546
CA | E. F. Oxnard Energy Facility | 10776 | GTG |  | 2023 | 229 | 169.17 | 5649.69 |  | 0.767 | 0.027 | 3350.882 | 0.0593 | 18.643 | 0.6431 | 56380.117 | Natural Gas |  | Combustion turbine |  | Selective Catalytic Reduction |  |  | ARP | 10776 GTG | 1990-04-13 | 449.6 |  | Y | 6.5997 | 1.432% | Electric Utility |  |  | 0.68224 |  |  | 0.055351 | 0.58775 | 16.5687 | 16.5687
KS | Holcomb | 108 | SGU1 |  | 2023 | 8104 | 8095.77 | 1747062.29 |  | 1166.489 | 0.1422 | 1773082.229 | 0.105 | 1629.74 | 0.1817 | 16905792.226 | Coal |  | Dry bottom wall-fired boiler | Dry Lime FGD | Low NOx Burner Technology (Dry Bottom only) | Baghouse |  | ARP, CSNOX, CSOSG2, CSSO2G2, MATS | 108 SGU1 | 1983-08-01 | 4320 |  |  | 1.8657 | 44.67% | Electric Utility |  |  | #N/A |  |  | 0.011 | 0.1707 | 1442.9094 | 1356.5652
NY | AG - Energy | 10803 | 1 |  | 2023 | 0 | 0 | [9 empty] | Pipeline Natural Gas | Diesel Oil | Combined cycle |  | Water Injection,Selective Catalytic Reduction |  |  | ARP, CSNOX, CSOSG3, CSSO2G1, RGGI | 10803 1 | 1994-05-19 | 536 |  | Y |  | 0% | Electric Utility |  |  | #DIV/0! |  |  | 0.011 | 0 | 0 | 0
NY | AG - Energy | 10803 | 2 |  | 2023 | 0 | 0 | [9 empty] | Pipeline Natural Gas | Diesel Oil | Combined cycle |  | Water Injection,Selective Catalytic Reduction |  |  | ARP, CSNOX, CSOSG3, CSSO2G1, RGGI | 10803 2 | 1994-05-19 | 254 |  | Y |  | 0% | Electric Utility |  |  | #DIV/0! |  |  | 0.011 | 0 | 0 | 0
IA | Walter Scott Jr. Energy Center | 1082 | 3 |  | 2023 | 4394 | 4373.13 | 2593054.17 |  | 4709.239 | 0.351 | 2719852.73 | 0.105 | 2949.33 | 0.2063 | 25933035.841 | Coal | Diesel Oil | Dry bottom wall-fired boiler | Dry Lime FGD | Low NOx Burner Technology w/ Overfire Air | Baghouse | Halogenated PAC Sorbent Injection | ARP, CSNOX, CSOSG2, CSSO2G1, MATS | 1082 3 | 1978-12-01 | 8500 |  |  | 2.2748 | 34.83% | Electric Utility |  |  | #N/A |  |  | 0.011 | 0.1953 | 2532.3609 | 2532.3609
IA | Walter Scott Jr. Energy Center | 1082 | 4 |  | 2023 | 5905 | 5893.75 | 3659553.52 |  | 1347.666 | 0.0804 | 3565030.797 | 0.105 | 983.163 | 0.0564 | 33991549.79 | Coal |  | Dry bottom wall-fired boiler | Dry Lime FGD | Low NOx Burner Technology w/ Overfire Air,Selective Catalytic Reduction | Baghouse | Halogenated PAC Sorbent Injection | ARP, CSNOX, CSOSG2, CSSO2G1, MATS | 1082 4 | 2007-02-01 | 7994 |  | Y | 0.53731 | 48.54% | Electric Utility |  |  | #N/A |  |  | 0.011 | 0.0454 | 771.6082 | 667.6416
MI | Grayling Generating Station | 10822 | 1 |  | 2023 | 8304 | 8289.82 |  | 1273627.79 | 11.796 | 0.011 |  |  | 134.052 | 0.1275 | 2086835.133 | Wood | Natural Gas, Tire Derived Fuel | Stoker |  | Selective Non-catalytic Reduction | Cyclone,Electrostatic Precipitator |  | CSNOX, CSOSG3, CSSO2G1 | 10822 1 | 1992-06-09 | 635 |  | Y |  | 37.52% | Electric Utility |  |  | #N/A |  |  | 0.055351 | 0.072149 | 75.282 | 75.282
MA | Deer Island Treatment | 10823 | S42 |  | 2023 | 138 | 118.53 | 1562.94 |  |  |  | 1528.679 | 0.081 | 2.554 | 0.3457 | 18839.976 | Diesel Oil |  | Combustion turbine |  | Water Injection |  |  | RGGI, SIPNOX | 10823 S42 | 1995-08-17 | 293.8 |  |  | 3.2682 | 0.732% | Industrial Turbine |  |  | 0.35468 |  |  | 0.055351 | 0.29035 | 2.7351 | 2.7351
MA | Deer Island Treatment | 10823 | S43 |  | 2023 | 53 | 36.39 | 443.12 |  |  |  | 470.944 | 0.0811 | 2.056 | 0.756 | 5805.58 | Diesel Oil |  | Combustion turbine |  | Water Injection |  |  | RGGI, SIPNOX | 10823 S43 | 1995-08-17 | 292.9 |  |  | 9.2797 | 0.2263% | Industrial Turbine |  |  | 0.69617 |  |  | 0.055351 | 0.70065 | 2.0338 | 2.0338
MN | Northshore Mining Silver Bay Power | 10849 | PB1 |  | 2023 | 0 | 0 | [9 empty] | Coal | Pipeline Natural Gas | Dry bottom wall-fired boiler |  |  |  |  | CSNOX, CSSO2G2 | 10849 PB1 | 1955-10-03 | 750 |  |  |  | 0% | Cogeneration |  |  | #N/A |  |  | 0.055351 | 0 | 0 | 0
MN | Northshore Mining Silver Bay Power | 10849 | PB2 |  | 2023 | 0 | 0 | [9 empty] | Coal | Pipeline Natural Gas | Dry bottom wall-fired boiler |  |  | Baghouse |  | CSNOX, CSSO2G2 | 10849 PB2 | 1963-01-29 | 900 |  |  |  | 0% | Cogeneration |  |  | #N/A |  |  | 0.055351 | 0 | 0 | 0
PA | Hazleton Generation | 10870 | TURB2 |  | 2023 | 142 | 113.18 | 2717.77 |  | 0.01 | 0.001 | 2028.416 | 0.0594 | 1.493 | 0.1007 | 34088.507 | Pipeline Natural Gas | Diesel Oil | Combustion turbine |  | Water Injection |  |  | ARP, CSNOX, CSOSG3, CSSO2G1, RGGI | 10870 TURB2 | 2002-03-01 | 400.2 |  |  | 1.0987 | 0.9724% | Cogeneration |  |  | 0.083659 |  |  | 0.055351 | 0.045349 | 0.77295 | 0.77295
PA | Hazleton Generation | 10870 | TURB3 |  | 2023 | 143 | 120.43 | 3255.59 |  | 0.012 | 0.001 | 2351.262 | 0.0598 | 1.71 | 0.0953 | 39501.349 | Pipeline Natural Gas | Diesel Oil | Combustion turbine |  | Water Injection |  |  | ARP, CSNOX, CSOSG3, CSSO2G1, RGGI | 10870 TURB3 | 2002-03-01 | 360 |  |  | 1.0505 | 1.253% | Cogeneration |  |  | 0.085647 |  |  | 0.055351 | 0.039949 | 0.78903 | 0.78903
PA | Hazleton Generation | 10870 | TURB4 |  | 2023 | 136 | 124.39 | 3483.93 |  | 0.015 | 0.0011 | 2508.891 | 0.06 | 1.76 | 0.0877 | 41704.885 | Pipeline Natural Gas | Diesel Oil | Combustion turbine |  | Water Injection |  |  | ARP, CSNOX, CSOSG3, CSSO2G1, RGGI | 10870 TURB4 | 2002-03-01 | 360 |  |  | 1.0104 | 1.322% | Cogeneration |  |  | 0.086754 |  |  | 0.055351 | 0.032349 | 0.67456 | 0.67456
PA | Hazleton Generation | 10870 | TURBIN |  | 2023 | 66 | 53.9 | 2662.4 |  | 0.013 | 0.0013 | 2103.743 | 0.0607 | 4.156 | 0.2896 | 35071.914 | Pipeline Natural Gas | Diesel Oil | Combustion turbine |  | Water Injection |  |  | CSNOX, CSOSG3, CSSO2G1, RGGI | 10870 TURBIN | 1989-12-01 | 900 |  |  | 3.122 | 0.4448% | Cogeneration |  |  | 0.2213 |  |  | 0.055351 | 0.23425 | 4.1078 | 4.1078
IA | George Neal North | 1091 | 3 |  | 2023 | 4149 | 4088.51 | 1409759.41 |  | 2508.792 | 0.3473 | 1444749.963 | 0.105 | 1816.786 | 0.2639 | 13775301.801 | Coal | Pipeline Natural Gas | Dry bottom wall-fired boiler | Dry Lime FGD | Low NOx Burner Technology w/ Overfire Air,Selective Non-catalytic Reduction | Baghouse,Electrostatic Precipitator |  | ARP, CSNOX, CSOSG2, CSSO2G1, MATS | 1091 3 | 1975-12-30 | 6050 |  | Y | 2.5774 | 25.99% | Electric Utility |  |  | #N/A |  |  | 0.011 | 0.2529 | 1741.8869 | 1741.8869
IA | Burlington (IA) | 1104 | 1 |  | 2023 | 295 | 287.21 | 16650.15 |  | 0.063 | 0.001 | 12479.215 | 0.0591 | 7.002 | 0.0533 | 209978.133 | Pipeline Natural Gas |  | Tangentially-fired |  | Low NOx Burner Technology w/ Closed-coupled/Separated OFA,Overfire Air |  |  | ARP, CSNOX, CSOSG2, CSSO2G1 | 1104 1 | 1968-06-09 | 2700 |  |  | 0.84107 | 0.8878% | Electric Utility |  |  | #N/A |  |  | 0.055351 | 0 | 0 | 0
IA | Ames | 1122 | 7 |  | 2023 | 3267 | 3256.77 | 97279.54 |  | 11.06 | 0.0168 | 77042.83 | 0.059 | 89.007 | 0.1383 | 1299671.933 | Natural Gas | Refuse | Tangentially-fired |  | Low NOx Burner Technology w/ Closed-coupled OFA | Electrostatic Precipitator |  | ARP, CSNOX, CSOSG2, CSSO2G1 | 1122 7 | 1968-08-01 | 574 |  |  | 1.8299 | 25.85% | Electric Utility |  |  | #N/A |  |  | 0.055351 | 0.082949 | 53.9035 | 53.9035
IA | Ames | 1122 | 8 |  | 2023 | 5471 | 5458.25 | 257974.33 |  | 15.848 | 0.0101 | 200873.282 | 0.059 | 225.224 | 0.13 | 3388580.389 | Natural Gas | Refuse | Dry bottom wall-fired boiler |  | Low NOx Burner Technology w/ Overfire Air | Electrostatic Precipitator |  | ARP, CSNOX, CSOSG2, CSSO2G1 | 1122 8 | 1982-03-01 | 903.8 |  |  | 1.7461 | 42.8% | Electric Utility |  |  | #N/A |  |  | 0.011 | 0.119 | 201.6205 | 197.853
AZ | Cholla | 113 | 1 |  | 2023 | 6551 | 6540.1 | 607052.26 |  | 303.135 | 0.085 | 699427.909 | 0.103 | 598.55 | 0.1722 | 6817091.336 | Coal |  | Tangentially-fired | Wet Lime FGD | Low NOx Burner Technology w/ Separated OFA | Baghouse |  | ARP, MATS | 113 1 | 1962-05-01 | 1516 |  |  | 1.972 | 51.33% | Electric Utility |  |  | #N/A |  |  | 0.011 | 0.1612 | 549.4576 | 449.56
AZ | Cholla | 113 | 3 |  | 2023 | 5547 | 5521.2 | 1380298.05 |  | 615.378 | 0.0778 | 1572836.666 | 0.1029 | 1383.704 | 0.1802 | 15329795.662 | Coal |  | Tangentially-fired | Wet Lime FGD | Low NOx Burner Technology w/ Closed-coupled/Separated OFA | Baghouse |  | ARP, MATS | 113 3 | 1980-05-15 | 5940 |  |  | 2.0049 | 29.46% | Electric Utility |  |  | #N/A |  |  | 0.011 | 0.1692 | 1296.9007 | 1296.9007
IA | Streeter Station | 1131 | 7 |  | 2023 | 989 | 969.66 | 7583.01 |  | 11.21 | 4.8273 | 7798.358 | 0.0656 | 19.289 | 0.2323 | 128129.592 | Pipeline Natural Gas | Coal | Dry bottom wall-fired boiler |  |  | Electrostatic Precipitator |  | ARP, CSNOX, CSOSG2, CSSO2G1, MATS | 1131 7 | 1973-03-01 | 500 |  |  | 5.0874 | 2.925% | Electric Utility |  |  | #N/A |  |  | 0.055351 | 0.17695 | 11.3362 | 11.3362
AZ | Ocotillo Power Plant | 116 | GT3 |  | 2023 | 967 | 874.97 | 73373.15 |  | 0.203 | 0.001 | 40161.83 | 0.059 | 2.791 | 0.0119 | 675797.356 | Pipeline Natural Gas |  | Combustion turbine |  | Water Injection,Selective Catalytic Reduction |  |  | ARP | 116 GT3 | 2019-04-06 | 1000 |  | Y | 0.076077 | 7.715% | Electric Utility | GE LMS100 | Aeroderivative | 0.0084813 | 2.2984
AZ | Ocotillo Power Plant | 116 | GT4 |  | 2023 | 2161 | 1921.47 | 173229.31 |  | 0.473 | 0.001 | 93673.43 | 0.0591 | 6.487 | 0.0128 | 1576273.062 | Pipeline Natural Gas |  | Combustion turbine |  | Water Injection,Selective Catalytic Reduction |  |  | ARP | 116 GT4 | 2019-03-04 | 1000 |  | Y | 0.074895 | 17.99% | Electric Utility | GE LMS100 | Aeroderivative | 0.0082231 | 2.2285
AZ | Ocotillo Power Plant | 116 | GT5 |  | 2023 | 1945 | 1721.79 | 162502.03 |  | 0.437 | 0.001 | 86524.952 | 0.0591 | 5.933 | 0.0126 | 1455935.802 | Pipeline Natural Gas |  | Combustion turbine |  | Water Injection,Selective Catalytic Reduction |  |  | ARP | 116 GT5 | 2019-03-13 | 1000 |  | Y | 0.073021 | 16.62% | Electric Utility | GE LMS100 | Aeroderivative | 0.0082149 | 2.2263
AZ | Ocotillo Power Plant | 116 | GT6 |  | 2023 | 2612 | 2271.08 | 200183.26 |  | 0.545 | 0.001 | 107865.773 | 0.059 | 7.794 | 0.0142 | 1815061.023 | Pipeline Natural Gas |  | Combustion turbine |  | Water Injection,Selective Catalytic Reduction |  |  | ARP | 116 GT6 | 2019-02-15 | 1000 |  | Y | 0.077869 | 20.72% | Electric Utility | GE LMS100 | Aeroderivative | 0.0084608 | 2.2929
AZ | Ocotillo Power Plant | 116 | GT7 |  | 2023 | 288 | 225.57 | 17395.46 |  | 0.049 | 0.001 | 9645 | 0.0592 | 0.687 | 0.0187 | 162293.661 | Pipeline Natural Gas |  | Combustion turbine |  | Water Injection,Selective Catalytic Reduction |  |  | ARP | 116 GT7 | 2019-01-16 | 1000 |  | Y | 0.078986 | 1.853% | Electric Utility | GE LMS100 | Aeroderivative | 0.0083013 | 2.2497
IA | Muscatine | 1167 | 8 |  | 2023 | 927 | 915.19 | 37949.63 |  | 137.836 | 0.5499 | 49683.666 | 0.1049 | 186.508 | 0.7289 | 473723.925 | Coal | Natural Gas | Cyclone boiler |  | Overfire Air | Electrostatic Precipitator | Additives to Enhance PAC and Existing Equipment Performance | ARP, CSNOX, CSOSG2, CSSO2G1, MATS | 1167 8 | 1969-12-01 | 1080 |  |  | 9.8292 | 5.007% | Electric Utility |  |  | #N/A
IA | Muscatine | 1167 | 9 |  | 2023 | 7105 | 7086.24 | 577677.73 |  | 44.11 | 0.0217 | 687156.023 | 0.1048 | 633.449 | 0.2234 | 6551792.668 | Coal | Diesel Oil | Tangentially-fired | Wet Limestone | Overfire Air | Electrostatic Precipitator | Additives to Enhance PAC and Existing Equipment Performance | ARP, CSNOX, CSOSG2, CSSO2G1, MATS | 1167 9 | 1983-05-01 | 2200 |  |  | 2.1931 | 34% | Electric Utility |  |  | #N/A
AZ | APS West Phoenix Power Plant | 117 | CC4 |  | 2023 | 4704 | 4678.15 | 428018.33 |  | 1.031 | 0.001 | 204187.956 | 0.059 | 47.795 | 0.0292 | 3435846.208 | Pipeline Natural Gas |  | Combined cycle |  | Dry Low NOx Burners |  |  | ARP | 117 CC4 | 2001-04-12 | 1190 |  |  | 0.22333 | 32.96% | Electric Utility |  |  | 0.030131
AZ | APS West Phoenix Power Plant | 117 | CC5A |  | 2023 | 4650 | 4571.98 | 880711.37 |  | 1.983 | 0.001 | 392757.43 | 0.059 | 44.514 | 0.0157 | 6608962.811 | Pipeline Natural Gas |  | Combined cycle |  | Dry Low NOx Burners,Selective Catalytic Reduction |  |  | ARP | 117 CC5A | 2003-06-13 | 2073.5 |  | Y | 0.10109 | 36.39% | Electric Utility |  |  | 0.015329
AZ | APS West Phoenix Power Plant | 117 | CC5B |  | 2023 | 4291 | 4212.18 | 804252.63 |  | 1.88 | 0.001 | 372481.416 | 0.059 | 41.177 | 0.0156 | 6267709.406 | Pipeline Natural Gas |  | Combined cycle |  | Dry Low NOx Burners,Selective Catalytic Reduction |  |  | ARP | 117 CC5B | 2003-06-16 | 2073.5 |  | Y | 0.1024 | 34.51% | Electric Utility |  |  | 0.014928
AZ | APS Saguaro Power Plant | 118 | CT3 |  | 2023 | 2346 | 2105.03 | 129391.26 |  | 0.483 | 0.001 | 95661.122 | 0.0591 | 24.419 | 0.0397 | 1609688.576 | Pipeline Natural Gas |  | Combustion turbine |  | Dry Low NOx Burners |  |  | ARP | 118 CT3 | 2002-03-01 | 950 |  |  | 0.37744 | 19.34% | Electric Utility | GE MS7001EA | Frame | 0.03591
AZ | Yucca Power Plant | 120 | 1 |  | 2023 | 69 | 66.63 | 1302 |  | 0.005 | 0.001 | 1048.817 | 0.0592 | 0.55 | 0.059 | 17654.121 | Pipeline Natural Gas | Residual Oil | Tangentially-fired |  |  |  |  | ARP | 120 1 | 1959-03-04 | 880 |  |  | 0.84485 | 0.229% | Electric Utility |  |  | #N/A
AZ | Yucca Power Plant | 120 | CT5 |  | 2023 | 2405 | 2056.95 | 82725.37 |  | 0.244 | 0.001 | 48369.857 | 0.0593 | 4.277 | 0.0191 | 813870.205 | Pipeline Natural Gas |  | Combustion turbine |  | Selective Catalytic Reduction |  |  | ARP | 120 CT5 | 2008-06-02 | 521.4 |  | Y | 0.1034 | 17.82% | Electric Utility | GE LM6000 | Aeroderivative | 0.010635
AZ | Yucca Power Plant | 120 | CT6 |  | 2023 | 2420 | 2080.71 | 86594.55 |  | 0.253 | 0.001 | 50113.688 | 0.0592 | 4.601 | 0.0177 | 843219.21 | Pipeline Natural Gas |  | Combustion turbine |  | Selective Catalytic Reduction |  |  | ARP | 120 CT6 | 2008-06-23 | 521.4 |  | Y | 0.10627 | 18.46% | Electric Utility | GE LM6000 | Aeroderivative | 0.010957
IA | Summit Lake | 1206 | 1G |  | 2023 | 4 | 2.75 | 61.5 |  | 0 | 0.0008 | 62.9 | 0.0593 | 0.373 | 0.7 | 1066 | Pipeline Natural Gas | Diesel Oil | Combustion turbine |  |  |  |  | CSNOX, CSOSG2, CSSO2G1 | 1206 1G | 1973-07-01 | 485 |  |  | 12.1301 | 0.02509% | Electric Utility | Siemens Unknown |  | 0.57493
IA | Summit Lake | 1206 | 2G |  | 2023 | 310 | 275.08 | 6866.48 |  | 0.034 | 0.0007 | 6448.9 | 0.059 | 38.227 | 0.7001 | 109223.2 | Pipeline Natural Gas | Diesel Oil | Combustion turbine |  |  |  |  | CSNOX, CSOSG2, CSSO2G1 | 1206 2G | 1975-06-01 | 480 |  |  | 11.1344 | 2.598% | Electric Utility |  |  | 0.55312
IA | Earl F Wisdom | 1217 | 1 |  | 2023 | 342 | 326.16 | 4830.54 |  | 0.02 | 0.001 | 3931.536 | 0.0601 | 3.142 | 0.0808 | 66156.983 | Pipeline Natural Gas | Diesel Oil | Dry bottom wall-fired boiler |  | Low NOx Burner Technology (Dry Bottom only) |  |  | ARP, CSNOX, CSOSG2, CSSO2G1 | 1217 1 | 1960-05-29 | 480 |  |  | 1.3009 | 1.573% | Electric Utility |  |  | #N/A
IA | Earl F Wisdom | 1217 | 2 |  | 2023 | 80 | 64.76 | 3210.93 |  | 0.017 | 0.0012 | 2670.641 | 0.0605 | 0.624 | 0.0424 | 44690.379 | Pipeline Natural Gas | Diesel Oil | Combustion turbine |  | Dry Low NOx Burners,Water Injection |  |  | ARP, CSNOX, CSOSG2, CSSO2G1 | 1217 2 | 2004-03-19 | 1096.9 |  |  | 0.38867 | 0.4651% | Electric Utility |  |  | 0.046386
KS | Cimarron River | 1230 | 1 |  | 2023 | 960 | 926.88 | 26163.28 |  | 0.097 | 0.001 | 19179.726 | 0.0592 | 38.239 | 0.2168 | 322721.21 | Pipeline Natural Gas |  | Dry bottom wall-fired boiler |  |  |  |  | ARP, CSNOX, CSOSG2, CSSO2G2 | 1230 1 | 1963-10-03 | 764 |  |  | 2.9231 | 4.822% | Electric Utility |  |  | #N/A
KS | Fort Dodge aka Judson Large | 1233 | 4 |  | 2023 | 1724 | 1712.57 | 118567.95 |  | 0.385 | 0.001 | 76190.323 | 0.0591 | 95.241 | 0.1241 | 1282034.399 | Pipeline Natural Gas |  | Dry bottom wall-fired boiler |  |  |  |  | ARP, CSNOX, CSOSG2, CSSO2G2 | 1233 4 | 1969-06-01 | 1648 |  |  | 1.6065 | 8.881% | Electric Utility |  |  | #N/A
KS | Great Bend Station aka Arthur Mullergren | 1235 | 3 |  | 2023 | 1163 | 1147.04 | 37086.57 |  | 0.123 | 0.001 | 24362.913 | 0.0594 | 31.387 | 0.133 | 409898.902 | Pipeline Natural Gas |  | Dry bottom wall-fired boiler |  |  |  |  | ARP, CSNOX, CSOSG2, CSSO2G2 | 1235 3 | 1963-12-17 | 1046.2 |  |  | 1.6926 | 4.473% | Electric Utility |  |  | #N/A
KS | Riverton | 1239 | 12 |  | 2023 | 5502 | 5436.47 | 1188051.98 |  | 2.601 | 0.001 | 515238.882 | 0.059 | 112.455 | 0.0293 | 8669782.436 | Pipeline Natural Gas |  | Combined cycle |  | Selective Catalytic Reduction |  |  | ARP, CSNOX, CSOSG2, CSSO2G2 | 1239 12 | 2007-01-11 | 2085 |  | Y | 0.18931 | 47.47% | Electric Utility |  |  | 0.032055
AZ | De Moss Petrie Generating Station | 124 | GT1 |  | 2023 | 53 | 34.08 | 1343.8 |  | 0.032 | 0.0034 | 1099.476 | 0.0592 | 0.481 | 0.0722 | 18501.683 | Natural Gas |  | Combustion turbine |  | Dry Low NOx Burners |  |  | ARP | 124 GT1 | 2001-04-30 | 1140 |  |  | 0.71588 | 0.1853% | Electric Utility | GE MS7001EA | Frame | 0.038167
KS | Gordon Evans Energy Center | 1240 | E1CT |  | 2023 | 2012 | 1807.16 | 123442.8 |  | 0.499 | 0.0013 | 89508.037 | 0.0592 | 23.169 | 0.0404 | 1505170.548 | Pipeline Natural Gas | Diesel Oil | Combustion turbine |  |  |  |  | ARP, CSNOX, CSOSG2, CSSO2G2 | 1240 E1CT | 2000-06-08 | 975 |  |  | 0.37538 | 17.62% | Electric Utility | GE MS7001EA | Frame | 0.036666
KS | Gordon Evans Energy Center | 1240 | E2CT |  | 2023 | 1469 | 1312.97 | 82221.52 |  | 0.518 | 0.0014 | 61793.895 | 0.0593 | 19.87 | 0.0489 | 1035597.736 | Pipeline Natural Gas | Diesel Oil | Combustion turbine |  |  |  |  | ARP, CSNOX, CSOSG2, CSSO2G2 | 1240 E2CT | 2000-06-08 | 975 |  |  | 0.48333 | 12.13% | Electric Utility | GE MS7001EA | Frame | 0.040699
KS | Gordon Evans Energy Center | 1240 | E3CT |  | 2023 | 1952 | 1755.86 | 237634.18 |  | 1.119 | 0.0013 | 156576.304 | 0.0592 | 47.237 | 0.0474 | 2628016.411 | Pipeline Natural Gas | Diesel Oil | Combustion turbine |  |  |  |  | ARP, CSNOX, CSOSG2, CSSO2G2 | 1240 E3CT | 2001-06-21 | 1860 |  |  | 0.39756 | 16.13% | Electric Utility | GE MS7001FA GT | Frame | 0.038613
KS | La Cygne | 1241 | 1 |  | 2023 | 6690 | 6657.36 | 4146925.53 |  | 642.788 | 0.0312 | 4093079.918 | 0.105 | 1657.45 | 0.1021 | 39026600.965 | Coal |  | Cyclone boiler | Wet Limestone | Overfire Air,Selective Catalytic Reduction | Baghouse | Halogenated PAC Sorbent Injection | ARP, CSNOX, CSOSG2, CSSO2G2, MATS | 1241 1 | 1973-03-01 | 8850 |  | Y | 0.79936 | 50.34% | Electric Utility |  |  | #N/A
KS | La Cygne | 1241 | 2 |  | 2023 | 6018 | 6002.32 | 3132578.69 |  | 282.25 | 0.0165 | 3244494.936 | 0.1044 | 1042.535 | 0.0676 | 30943168.493 | Coal | Other Oil | Dry bottom wall-fired boiler | Wet Limestone | Low NOx Burner Technology w/ Overfire Air,Low NOx Burner Technology (Dry Bottom only),Overfire Air,Selective Catalytic Reduction | Baghouse | Halogenated PAC Sorbent Injection | ARP, CSNOX, CSOSG2, CSSO2G2, MATS | 1241 2 | 1977-02-01 | 7700 |  | Y | 0.66561 | 45.87% | Electric Utility |  |  | #N/A
KS | Hutchinson Energy Center | 1248 | CT-1 |  | 2023 | 635 | 531.55 | 6807.24 |  | 0.045 | 0.001 |  |  | 12.941 | 0.1644 | 148669.734 | Pipeline Natural Gas | Diesel Oil | Combustion turbine |  |  |  |  | CSNOX, CSOSG2, CSSO2G2 | 1248 CT-1 | 1974-05-30 | 775 |  |  | 3.8021 | 2.19% | Electric Utility |  |  | 0.72248
KS | Hutchinson Energy Center | 1248 | CT-2 |  | 2023 | 704 | 594.22 | 7885.07 |  | 0.047 | 0.001 |  |  | 16.217 | 0.1991 | 152669.443 | Pipeline Natural Gas | Diesel Oil | Combustion turbine |  |  |  |  | CSNOX, CSOSG2, CSSO2G2 | 1248 CT-2 | 1974-05-18 | 775 |  |  | 4.1133 | 2.249% | Electric Utility |  |  | 0.72418
KS | Hutchinson Energy Center | 1248 | CT-3 |  | 2023 | 650 | 536.98 | 6971.5 |  | 0.045 | 0.001 |  |  | 13.729 | 0.1754 | 147102.075 | Pipeline Natural Gas | Diesel Oil | Combustion turbine |  |  |  |  | CSNOX, CSOSG2, CSSO2G2 | 1248 CT-3 | 1974-05-11 | 775 |  |  | 3.9386 | 2.167% | Electric Utility |  |  | 0.72147
KS | Hutchinson Energy Center | 1248 | CT-4 |  | 2023 | 222 | 184.25 | 3160 |  | 53.526 | 0.5 |  |  | 128.459 | 1.2 | 214098.7 | Diesel Oil |  | Combustion turbine |  |  |  |  | CSNOX, CSOSG2, CSSO2G2 | 1248 CT-4 | 1975-06-28 | 1162 |  |  | 81.3032 | 2.103% | Electric Utility | Siemens Unknown |  | 1.2
KS | Lawrence Energy Center | 1250 | 4 | MS4N, MS4S | 2023 | 5325 | 5286.94 | 384590.99 |  | 47.168 | 0.0209 | 417157.783 | 0.1031 | 297.494 | 0.1458 | 3994620.35 | Coal | Pipeline Natural Gas | Tangentially-fired | Wet Limestone | Low NOx Burner Technology w/ Closed-coupled/Separated OFA | Baghouse,Wet Scrubber |  | ARP, CSNOX, CSOSG2, CSSO2G2, MATS | 1250 4 | 1960-03-11 | 1409 |  |  | 1.5471 | 32.36% | Electric Utility |  |  | #N/A
KS | Lawrence Energy Center | 1250 | 5 |  | 2023 | 7123 | 7080.7 | 1520288.17 |  | 225.247 | 0.0255 | 1584221.591 | 0.105 | 935.854 | 0.1167 | 15105083.566 | Coal | Pipeline Natural Gas | Tangentially-fired | Wet Limestone | Low NOx Burner Technology w/ Closed-coupled/Separated OFA | Baghouse,Wet Scrubber |  | ARP, CSNOX, CSOSG2, CSSO2G2, MATS | 1250 5 | 1971-05-31 | 4318 |  |  | 1.2312 | 39.93% | Electric Utility |  |  | #N/A
AZ | Irvington Generating Station | 126 | 3 |  | 2023 | 6158 | 6148.75 | 332954.42 |  | 6.386 | 0.0036 | 216870.125 | 0.0591 | 386.756 | 0.1994 | 3649258.079 | Natural Gas | Residual Oil | Tangentially-fired |  |  |  |  | ARP | 126 3 | 1962-05-01 | 1210 |  |  | 2.3232 | 34.43% | Electric Utility |  |  | #N/A
AZ | Irvington Generating Station | 126 | 4 |  | 2023 | 5702 | 5694.47 | 523994.23 |  | 9.366 | 0.0036 | 318037.86 | 0.0591 | 429.741 | 0.1606 | 5351589.181 | Natural Gas | Other Gas | Dry bottom wall-fired boiler |  | Low NOx Burner Technology w/ Overfire Air |  |  | ARP | 126 4 | 1967-05-01 | 1750 |  |  | 1.6403 | 34.91% | Electric Utility |  |  | #N/A
KS | Chanute 2 | 1268 | 14 |  | 2023 | 2123 | 2036.14 | 81122.89 |  | 0.312 | 0.001 | 61723.541 | 0.0588 | 44.547 | 0.0875 | 1038667.007 | Pipeline Natural Gas |  | Combustion turbine |  | Dry Low NOx Burners |  |  | ARP, CSNOX, CSOSG2, CSSO2G2 | 1268 14 | 2001-07-01 | 640 |  |  | 1.0983 | 18.53% | Electric Utility | Siemens Unknown |  | 0.092158
KS | Coffeyville | 1271 | 4 |  | 2023 | 770 | 712.07 | 11711.92 |  | 0.042 | 0.0009 | 8248.34 | 0.0561 | 9.744 | 0.124 | 138796.403 | Pipeline Natural Gas |  | Dry bottom wall-fired boiler |  |  |  |  | ARP, CSNOX, CSOSG2, CSSO2G2 | 1271 4 | 1973-01-01 | 510 |  |  | 1.6639 | 3.107% | Electric Utility |  |  | #N/A
KS | Quindaro | 1295 | CT2 |  | 2023 | 202 | 168.15 | 3292.63 |  | 0.068 | 0.0012 |  |  | 56.801 | 1.2 | 94668.6 | Diesel Oil |  | Combustion turbine |  |  |  |  | CSNOX, CSOSG2, CSSO2G2 | 1295 CT2 | 1969-10-01 | 563 |  |  | 34.5019 | 1.92% | Electric Utility |  |  | 1.2
KS | Quindaro | 1295 | CT3 |  | 2023 | 169 | 145.87 | 2974.61 |  | 0.058 | 0.0018 |  |  | 45.861 | 1.2 | 76436 | Diesel Oil |  | Combustion turbine |  |  |  |  | CSNOX, CSOSG2, CSSO2G2 | 1295 CT3 | 1977-08-01 | 524 |  |  | 30.835 | 1.665% | Electric Utility |  |  | 1.2
SC | Cross | 130 | 1 |  | 2023 | 3592 | 3572.32 | 1287556.99 |  | 690.096 | 0.0876 | 1382813.482 | 0.103 | 544.924 | 0.0798 | 13477723.305 | Coal | Residual Oil | Dry bottom wall-fired boiler | Wet Limestone | Selective Catalytic Reduction,Low NOx Burner Technology w/ Overfire Air | Electrostatic Precipitator |  | ARP, CSNOX, CSSO2G2, MATS, SIPNOX | 130 1 | 1994-12-01 | 6750 |  | Y | 0.84645 | 22.79% | Electric Utility |  |  | #N/A
SC | Cross | 130 | 2 |  | 2023 | 2036 | 2014.76 | 612178.03 |  | 601.689 | 0.1683 | 652292.945 | 0.1028 | 233.93 | 0.0716 | 6357646.764 | Coal | Residual Oil | Tangentially-fired | Wet Limestone | Selective Catalytic Reduction,Low NOx Burner Technology w/ Closed-coupled OFA | Electrostatic Precipitator |  | ARP, CSNOX, CSSO2G2, MATS, SIPNOX | 130 2 | 1984-05-01 | 6640 |  | Y | 0.76425 | 10.93% | Electric Utility |  |  | #N/A
SC | Cross | 130 | 3 |  | 2023 | 7632 | 7621.21 | 3507605.91 |  | 1770.605 | 0.101 | 3336914.69 | 0.103 | 1140.646 | 0.07 | 32523503.143 | Coal | Diesel Oil | Tangentially-fired | Wet Limestone | Low NOx Burner Technology w/ Closed-coupled/Separated OFA,Selective Catalytic Reduction | Electrostatic Precipitator |  | ARP, CSNOX, CSSO2G2, MATS, SIPNOX | 130 3 | 2006-10-04 | 6895 |  | Y | 0.65038 | 53.85% | Electric Utility |  |  | #N/A
SC | Cross | 130 | 4 |  | 2023 | 8117 | 8097.9 | 3757153.49 |  | 1575.617 | 0.0762 | 3935795.508 | 0.1029 | 1345.028 | 0.07 | 38360621.332 | Coal | Diesel Oil | Tangentially-fired | Wet Limestone | Low NOx Burner Technology w/ Closed-coupled/Separated OFA,Selective Catalytic Reduction | Electrostatic Precipitator |  | ARP, CSNOX, CSSO2G2, MATS, SIPNOX | 130 4 | 2008-04-26 | 7120 |  | Y | 0.71598 | 61.5% | Electric Utility |  |  | #N/A
KS | McPherson 2 | 1305 | GT1 | CP001 | 2023 | 695 | 593.42 | 14620.02 |  | 0.086 | 0.0008 |  |  | 34.743 | 0.2646 | 263627.1 | Pipeline Natural Gas | Diesel Oil | Combustion turbine |  |  |  |  | CSNOX, CSOSG2, CSSO2G2 | 1305 GT1 | 1973-06-01 | 650 |  |  | 4.7528 | 4.63% | Electric Utility |  |  | 0.55925
KS | McPherson 2 | 1305 | GT2 |  | 2023 | 402 | 348.06 | 7551.89 |  | 0.138 | 0.0019 |  |  | 38.375 | 0.5459 | 140571.7 | Diesel Oil |  | Combustion turbine |  |  |  |  | CSNOX, CSOSG2, CSSO2G2 | 1305 GT2 | 1976-06-01 | 650 |  |  | 10.163 | 2.469% | Electric Utility |  |  | 0.91006
KS | McPherson 2 | 1305 | GT3 | CP001 | 2023 | 710 | 604.91 | 13914.71 |  | 0.073 | 0.0006 |  |  | 33.01 | 0.264 | 250690.3 | Pipeline Natural Gas | Diesel Oil | Combustion turbine |  |  |  |  | CSNOX, CSOSG2, CSSO2G2 | 1305 GT3 | 1979-06-01 | 650 |  |  | 4.7446 | 4.403% | Electric Utility | GE Unknown |  | 0.55675
KS | Garden City | 1336 | S-2 |  | 2023 | 1275 | 1261.6 | 56081.51 |  | 0.176 | 0.001 | 34854.311 | 0.0592 | 45.32 | 0.1247 | 586475.354 | Pipeline Natural Gas |  | Tangentially-fired |  |  |  |  | ARP, CSNOX, CSOSG2, CSSO2G2 | 1336 S-2 | 1973-04-01 | 1260 |  |  | 1.6162 | 5.313% | Electric Utility |  |  | #N/A
KS | Garden City | 1336 | S-4 |  | 2023 | 745 | 652.9 | 15843.9 |  | 0.075 | 0.001 |  |  | 27.472 | 0.2031 | 248485.701 | Pipeline Natural Gas |  | Combustion turbine |  |  |  |  | CSNOX, CSOSG2, CSSO2G2 | 1336 S-4 | 1976-05-15 | 723 |  |  | 3.4678 | 3.923% | Electric Utility |  |  | 0.21952
KS | Garden City | 1336 | S-5 |  | 2023 | 685 | 588.5 | 15681.16 |  | 0.07 | 0.001 |  |  | 24.191 | 0.188 | 232737.378 | Pipeline Natural Gas |  | Combustion turbine |  | Water Injection |  |  | CSNOX, CSOSG2, CSSO2G2 | 1336 S-5 | 1979-07-16 | 720.2 |  |  | 3.0854 | 3.689% | Electric Utility | GE Unknown |  | 0.20055
KY | Big Sandy | 1353 | BSU1 |  | 2023 | 6653 | 6635.59 | 1227103.72 |  | 30.22 | 0.005 | 697438.371 | 0.059 | 981.078 | 0.1465 | 11735727.143 | Natural Gas |  | Dry bottom wall-fired boiler |  | Low NOx Burner Technology (Dry Bottom only),Overfire Air | Electrostatic Precipitator |  | ARP, CSNOX, CSOSG2E, CSSO2G1 | 1353 BSU1 | 1963-01-01 | 3000 |  |  | 1.599 | 44.66% | Electric Utility |  |  | #N/A
KY | E W Brown | 1355 | 10 |  | 2023 | 58 | 47.6 | 3611 |  | 0.097 | 0.01 | 2934.781 | 0.06 | 2.582 | 0.1076 | 49089.716 | Pipeline Natural Gas |  | Combustion turbine | Other | Water Injection |  |  | ARP, CSNOX, CSOSG2E, CSSO2G1 | 1355 10 | 1995-12-22 | 1830 |  |  | 1.4301 | 0.3062% | Electric Utility |  |  | 0.11976
KY | E W Brown | 1355 | 11 |  | 2023 | 94 | 80.12 | 6632.24 |  | 0.119 | 0.0065 | 5270.025 | 0.0596 | 5.643 | 0.1303 | 88344.926 | Pipeline Natural Gas |  | Combustion turbine | Other | Water Injection |  |  | ARP, CSNOX, CSOSG2E, CSSO2G1 | 1355 11 | 1996-04-01 | 1625 |  |  | 1.7017 | 0.6206% | Electric Utility |  |  | 0.11685
KY | E W Brown | 1355 | 3 |  | 2023 | 4668 | 4652.29 | 1035777.21 |  | 361.002 | 0.0608 | 1111633.894 | 0.103 | 233.735 | 0.043 | 10834663.028 | Coal |  | Tangentially-fired | Wet Limestone | Low NOx Burner Technology w/ Closed-coupled/Separated OFA,Selective Catalytic Reduction | Wet Scrubber,Baghouse | Additives to Enhance PAC and Existing Equipment Performance,Untreated PAC Sorbent Injection | ARP, CSNOX, CSOSG2E, CSSO2G1, MATS | 1355 3 | 1971-07-19 | 5000 |  | Y | 0.45132 | 24.74% | Electric Utility |  |  | #N/A
KY | E W Brown | 1355 | 5 |  | 2023 | 124 | 100.05 | 7311.27 |  | 0.03 | 0.001 | 5851.933 | 0.0591 | 4.131 | 0.0851 | 98472.893 | Pipeline Natural Gas |  | Combustion turbine |  | Water Injection |  |  | ARP, CSNOX, CSOSG2E, CSSO2G1 | 1355 5 | 2001-06-09 | 1600 |  |  | 1.13 | 0.7026% | Electric Utility | ALSTOM-GT11N2 (60Hz) |  | 0.065742
KY | E W Brown | 1355 | 6 |  | 2023 | 202 | 167.86 | 20116.48 |  | 0.067 | 0.001 | 13229.988 | 0.059 | 3.54 | 0.0317 | 222620.427 | Pipeline Natural Gas |  | Combustion turbine |  | Dry Low NOx Burners,Water Injection |  |  | ARP, CSNOX, CSOSG2E, CSSO2G1 | 1355 6 | 1999-08-11 | 1970 |  |  | 0.35195 | 1.29% | Electric Utility | ALSTOM-GT24 | Frame | 0.039406
KY | E W Brown | 1355 | 7 |  | 2023 | 234 | 199.64 | 24153.77 |  | 0.081 | 0.001 | 16031.595 | 0.059 | 7.845 | 0.058 | 269756.31 | Pipeline Natural Gas |  | Combustion turbine |  | Dry Low NOx Burners,Water Injection |  |  | ARP, CSNOX, CSOSG2E, CSSO2G1 | 1355 7 | 1999-08-08 | 1970 |  |  | 0.64959 | 1.563% | Electric Utility | ALSTOM-GT24 | Frame | 0.065012
KY | E W Brown | 1355 | 8 |  | 2023 | 74 | 60.3 | 4374.05 |  | 0.107 | 0.0077 | 3577.253 | 0.0598 | 4.035 | 0.1361 | 59872.257 | Pipeline Natural Gas |  | Combustion turbine | Other | Water Injection |  |  | ARP, CSNOX, CSOSG2E, CSSO2G1 | 1355 8 | 1995-01-01 | 1552 |  |  | 1.845 | 0.4404% | Electric Utility |  |  | 0.12127
KY | E W Brown | 1355 | 9 |  | 2023 | 80 | 67.1 | 5391.79 |  | 0.121 | 0.0073 | 4148.585 | 0.0598 | 4.124 | 0.119 | 69452.176 | Pipeline Natural Gas |  | Combustion turbine | Other | Water Injection |  |  | ARP, CSNOX, CSOSG2E, CSSO2G1 | 1355 9 | 1995-01-01 | 1610 |  |  | 1.5297 | 0.4924% | Electric Utility |  |  | 0.12414
KY | Ghent | 1356 | 1 |  | 2023 | 7291 | 7279.98 | 2899443.55 |  | 770.845 | 0.0531 | 2868074.503 | 0.103 | 716.758 | 0.0503 | 27953962.014 | Coal |  | Tangentially-fired | Wet Limestone | Low NOx Burner Technology w/ Separated OFA,Selective Catalytic Reduction | Baghouse | Additives to Enhance PAC and Existing Equipment Performance,Untreated PAC Sorbent Injection | ARP, CSNOX, CSOSG2E, CSSO2G1, MATS | 1356 1 | 1974-02-19 | 5500 |  | Y | 0.49441 | 58.02% | Electric Utility |  |  | #N/A
KY | Ghent | 1356 | 2 | CS023 | 2023 | 7965 | 7961.44 | 2824410.28 |  | 3369.657 | 0.2368 | 2752506.929 | 0.103 | 3039.666 | 0.2163 | 26827573.854 | Coal |  | Tangentially-fired | Wet Limestone | Low NOx Burner Technology w/ Closed-coupled/Separated OFA | Baghouse | Untreated PAC Sorbent Injection,Additives to Enhance PAC and Existing Equipment Performance | ARP, CSNOX, CSOSG2E, CSSO2G1, MATS | 1356 2 | 1977-04-20 | 5800 |  |  | 2.1524 | 52.8% | Electric Utility |  |  | #N/A
KY | Ghent | 1356 | 3 | CS023 | 2023 | 6812 | 6804.42 | 2583570.77 |  | 2756.677 | 0.2176 | 2507216.2 | 0.103 | 2199.289 | 0.177 | 24436814.525 | Coal |  | Dry bottom wall-fired boiler | Wet Limestone | Low NOx Burner Technology w/ Overfire Air,Selective Catalytic Reduction | Baghouse,Electrostatic Precipitator | Untreated PAC Sorbent Injection,Additives to Enhance PAC and Existing Equipment Performance | ARP, CSNOX, CSOSG2E, CSSO2G1, MATS | 1356 3 | 1981-05-31 | 5800 |  | Y | 1.7025 | 48.1% | Electric Utility |  |  | #N/A
KY | Ghent | 1356 | 4 |  | 2023 | 7409 | 7404.69 | 2450092.22 |  | 850.295 | 0.0686 | 2454646.522 | 0.103 | 700.995 | 0.0576 | 23924431.528 | Coal |  | Dry bottom wall-fired boiler | Wet Limestone | Low NOx Burner Technology w/ Overfire Air,Selective Catalytic Reduction | Baghouse,Electrostatic Precipitator | Additives to Enhance PAC and Existing Equipment Performance,Untreated PAC Sorbent Injection | ARP, CSNOX, CSOSG2E, CSSO2G1, MATS | 1356 4 | 1984-08-18 | 5500 |  | Y | 0.57222 | 49.66% | Electric Utility |  |  | #N/A
FL | Seminole (136) | 136 | 1 |  | 2023 | 2716 | 2705.12 | 1245867.94 |  | 949.836 | 0.1533 | 1249984.642 | 0.103 | 402.579 | 0.0685 | 12183103.412 | Coal | Diesel Oil | Dry bottom wall-fired boiler | Wet Limestone | Selective Catalytic Reduction,Low NOx Burner Technology w/ Overfire Air | Electrostatic Precipitator |  | ARP, MATS | 136 1 | 1984-01-31 | 7172 |  | Y | 0.64626 | 19.39% | Electric Utility |  |  | #N/A
FL | Seminole (136) | 136 | 2 |  | 2023 | 6443 | 6409.62 | 3000683.47 |  | 2232.939 | 0.1982 | 2891354.614 | 0.1025 | 801.405 | 0.0588 | 28180840.865 | Coal | Diesel Oil | Dry bottom wall-fired boiler | Wet Limestone | Selective Catalytic Reduction,Low NOx Burner Technology w/ Overfire Air | Electrostatic Precipitator |  | ARP, MATS | 136 2 | 1984-12-31 | 7172 |  | Y | 0.53415 | 44.85% | Electric Utility |  |  | #N/A
FL | Seminole (136) | 136 | CT1 |  | 2023 | 5899 | 5874.49 | 3066372.8 |  | 5.809 | 0.001 | 1150755.659 | 0.059 | 133.589 | 0.0145 | 19363740.899 | Natural Gas |  | Combined cycle |  | Dry Low NOx Burners,Selective Catalytic Reduction |  |  | ARP, NSPS4T | 136 CT1 | 2022-06-01 | 3764 |  | Y | 0.087132 | 58.73% | Electric Utility | 0.0871316103508354 0.587266924911078 | Frame | 0.013798 | 3.7392
FL | Seminole (136) | 136 | CT2 |  | 2023 | 5969 | 5945.79 | 3085495.43 |  | 5.858 | 0.001 | 1160499.312 | 0.059 | 128.099 | 0.0151 | 19527595.513 | Natural Gas |  | Combined cycle |  | Dry Low NOx Burners,Selective Catalytic Reduction |  |  | ARP, NSPS4T | 136 CT2 | 2022-06-05 | 3790.8 |  | Y | 0.083033 | 58.8% | Electric Utility | 0.0830330187849282 0.58804937479613 | Frame | 0.01312 | 3.5555
KY | Cane Run | 1363 | 7A |  | 2023 | 7672 | 7659.58 | 2510383.48 |  | 5.104 | 0.001 | 1011124.322 | 0.059 | 230.189 | 0.0273 | 17014082.138 | Pipeline Natural Gas |  | Combined cycle |  | Dry Low NOx Burners |  |  | ARP, CSNOX, CSOSG2E, CSSO2G1 | 1363 7A | 2015-03-01 | 2524 |  |  | 0.18339 | 76.95% | Electric Utility | Siemens SGT6-5000F 2x1 | Frame | 0.027887
KY | Cane Run | 1363 | 7B |  | 2023 | 7423 | 7414.15 | 2439187 |  | 4.936 | 0.001 | 977691.721 | 0.059 | 216.399 | 0.0265 | 16451615.706 | Pipeline Natural Gas |  | Combined cycle |  | Dry Low NOx Burners |  |  | ARP, CSNOX, CSOSG2E, CSSO2G1 | 1363 7B | 2015-03-09 | 2500 |  |  | 0.17744 | 75.12% | Electric Utility | Siemens SGT6-5000F 2x1 | Frame | 0.02561
KY | Mill Creek | 1364 | 1 | CS12 | 2023 | 4761 | 4753.77 | 1167283.49 |  | 509.43 | 0.0905 | 1058935.61 | 0.1025 | 1494.342 | 0.2874 | 10327666.885 | Coal |  | Tangentially-fired | Wet Limestone | Low NOx Burner Technology w/ Separated OFA | Baghouse,Electrostatic Precipitator | Additives to Enhance PAC and Existing Equipment Performance,Untreated PAC Sorbent Injection | ARP, CSNOX, CSOSG2E, CSSO2G1, MATS | 1364 1 | 1972-07-11 | 3700 |  |  | 2.5604 | 31.86% | Electric Utility |  |  | #N/A
KY | Mill Creek | 1364 | 2 | CS12 | 2023 | 7565 | 7560.5 | 1842797.58 |  | 720.034 | 0.0826 | 1677713.728 | 0.1028 | 2277.958 | 0.2794 | 16356880.325 | Coal |  | Tangentially-fired | Wet Limestone | Low NOx Burner Technology w/ Separated OFA | Baghouse,Electrostatic Precipitator | Additives to Enhance PAC and Existing Equipment Performance,Untreated PAC Sorbent Injection | ARP, CSNOX, CSOSG2E, CSSO2G1, MATS | 1364 2 | 1974-06-11 | 3700 |  |  | 2.4723 | 50.47% | Electric Utility |  |  | #N/A
KY | Mill Creek | 1364 | 3 |  | 2023 | 8630 | 8626.25 | 2517512.62 |  | 828.402 | 0.0671 | 2462557.742 | 0.1026 | 963.318 | 0.0802 | 24037060.178 | Coal |  | Dry bottom wall-fired boiler | Wet Limestone | Low NOx Burner Technology (Dry Bottom only),Selective Catalytic Reduction | Baghouse,Electrostatic Precipitator,Wet Scrubber | Additives to Enhance PAC and Existing Equipment Performance,Untreated PAC Sorbent Injection | ARP, CSNOX, CSOSG2E, CSSO2G1, MATS | 1364 3 | 1978-06-28 | 4400 |  | Y | 0.76529 | 62.36% | Electric Utility |  |  | #N/A
KY | Mill Creek | 1364 | 4 |  | 2023 | 7433 | 7418.43 | 2760779.73 |  | 1201.275 | 0.0918 | 2688815.003 | 0.1021 | 939.86 | 0.0726 | 26251357.008 | Coal |  | Dry bottom wall-fired boiler | Wet Limestone | Low NOx Burner Technology (Dry Bottom only),Selective Catalytic Reduction | Baghouse,Electrostatic Precipitator,Wet Scrubber | Additives to Enhance PAC and Existing Equipment Performance,Untreated PAC Sorbent Injection | ARP, CSNOX, CSOSG2E, CSSO2G1, MATS | 1364 4 | 1982-07-15 | 5500 |  | Y | 0.68087 | 54.49% | Electric Utility |  |  | #N/A
KY | Paddy's Run | 1366 | 12 |  | 2023 | 2 | 2 |  |  | 0 | 0.001 |  |  | 0.307 | 0.7 | 876 | Pipeline Natural Gas |  | Combustion turbine |  |  |  |  | CSNOX, CSOSG2E, CSSO2G1 | 1366 12 | 1968-07-01 | 438 |  |  |  | 0.02283% | Electric Utility | Siemens Unknown |  | 0.70004
KY | Paddy's Run | 1366 | 13 |  | 2023 | 242 | 213.83 | 27884.25 |  | 0.088 | 0.001 | 17523.219 | 0.059 | 11.163 | 0.077 | 294858.034 | Pipeline Natural Gas |  | Combustion turbine |  | Dry Low NOx Burners |  |  | ARP, CSNOX, CSOSG2E, CSSO2G1 | 1366 13 | 2001-06-25 | 1861 |  |  | 0.80067 | 1.809% | Electric Utility | GE MS7001FA GT | Frame | 0.08911
KY | Paradise | 1378 | PCC1 |  | 2023 | 6832 | 6822.81 | 2051316.32 |  | 4.111 | 0.001 | 814302.811 | 0.059 | 119.736 | 0.0185 | 13702228.767 | Pipeline Natural Gas |  | Combined cycle |  | Dry Low NOx Burners,Selective Catalytic Reduction |  |  | ARP, CSNOX, CSOSG2E, CSSO2G1, NSPS4T | 1378 PCC1 | 2016-10-11 | 2700 |  | Y | 0.11674 | 57.93% | Electric Utility | GE 7FA.05 3x1 | Frame | 0.027472
KY | Paradise | 1378 | PCC2 |  | 2023 | 8230 | 8222.52 | 2471605.91 |  | 4.974 | 0.001 | 985226.097 | 0.059 | 155.15 | 0.0195 | 16578278.724 | Pipeline Natural Gas |  | Combined cycle |  | Dry Low NOx Burners,Selective Catalytic Reduction |  |  | ARP, CSNOX, CSOSG2E, CSSO2G1, NSPS4T | 1378 PCC2 | 2016-10-17 | 2700 |  | Y | 0.12555 | 70.09% | Electric Utility | GE 7FA.05 3x1 | Frame | 0.026662
KY | Paradise | 1378 | PCC3 |  | 2023 | 8247 | 8235.76 | 2469430.11 |  | 4.992 | 0.001 | 988786.44 | 0.059 | 159.136 | 0.0203 | 16638305.538 | Pipeline Natural Gas |  | Combined cycle |  | Dry Low NOx Burners,Selective Catalytic Reduction |  |  | ARP, CSNOX, CSOSG2E, CSSO2G1, NSPS4T | 1378 PCC3 | 2016-10-28 | 2700 |  | Y | 0.12888 | 70.35% | Electric Utility | GE 7FA.05 3x1 | Frame | 0.026568
KY | Shawnee | 1379 | 1 | CSSH15 | 2023 | 7896 | 7892.38 | 587754.78 |  | 1000.89 | 0.3024 | 695184.352 | 0.105 | 567.143 | 0.1733 | 6628378.047 | Coal |  | Dry bottom wall-fired boiler | Dry Lime FGD | Low NOx Burner Technology (Dry Bottom only),Selective Catalytic Reduction | Baghouse |  | ARP, CSNOX, CSOSG2E, CSSO2G1, MATS | 1379 1 | 1953-04-06 | 2145 |  | Y | 1.9299 | 35.28% | Electric Utility |  |  | #N/A
KY | Shawnee | 1379 | 2 | CSSH15 | 2023 | 6963 | 6960.08 | 559811.73 |  | 980.556 | 0.3096 | 658680.427 | 0.105 | 546.852 | 0.1741 | 6280320.021 | Coal |  | Dry bottom wall-fired boiler |  | Low NOx Burner Technology (Dry Bottom only) | Baghouse |  | ARP, CSNOX, CSOSG2E, CSSO2G1, MATS | 1379 2 | 1953-06-18 | 2316 |  |  | 1.9537 | 30.96% | Electric Utility |  |  | #N/A
KY | Shawnee | 1379 | 3 | CSSH15 | 2023 | 7574 | 7572.14 | 571038.79 |  | 1003.439 | 0.311 | 672648.885 | 0.105 | 560.043 | 0.1763 | 6413512.434 | Coal |  | Dry bottom wall-fired boiler |  | Low NOx Burner Technology (Dry Bottom only) | Baghouse |  | ARP, CSNOX, CSOSG2E, CSSO2G1, MATS | 1379 3 | 1953-09-29 | 2296 |  |  | 1.9615 | 31.89% | Electric Utility |  |  | #N/A
KY | Shawnee | 1379 | 4 | CSSH15 | 2023 | 7895 | 7891.49 | 614446.13 |  | 1058.589 | 0.3062 | 724388.694 | 0.105 | 593.062 | 0.1744 | 6906836.784 | Coal |  | Dry bottom wall-fired boiler | Dry Lime FGD | Low NOx Burner Technology (Dry Bottom only),Selective Catalytic Reduction | Baghouse |  | ARP, CSNOX, CSOSG2E, CSSO2G1, MATS | 1379 4 | 1954-01-02 | 2112 |  | Y | 1.9304 | 37.33% | Electric Utility |  |  | #N/A
KY | Shawnee | 1379 | 5 | CSSH15 | 2023 | 7414 | 7411.05 | 535485.45 |  | 961.174 | 0.3124 | 638921.819 | 0.105 | 539.408 | 0.1785 | 6091935.105 | Coal |  | Dry bottom wall-fired boiler |  | Low NOx Burner Technology (Dry Bottom only) | Baghouse |  | ARP, CSNOX, CSOSG2E, CSSO2G1, MATS | 1379 5 | 1954-09-20 | 2284 |  |  | 2.0147 | 30.45% | Electric Utility |  |  | #N/A
KY | Shawnee | 1379 | 6 | CSSH60 | 2023 | 8426 | 8425.12 | 656831.28 |  | 1730.835 | 0.4637 | 776215.091 | 0.1049 | 876.524 | 0.2378 | 7400997.368 | Coal |  | Dry bottom wall-fired boiler |  | Low NOx Burner Technology (Dry Bottom only) | Baghouse |  | ARP, CSNOX, CSOSG2E, CSSO2G1, MATS | 1379 6 | 1954-10-26 | 1972 |  |  | 2.6689 | 42.84% | Electric Utility |  |  | #N/A
KY | Shawnee | 1379 | 7 | CSSH60 | 2023 | 8420 | 8416.56 | 661476.99 |  | 1750.629 | 0.4641 | 784518.665 | 0.1049 | 886.841 | 0.2383 | 7480170.646 | Coal |  | Dry bottom wall-fired boiler |  | Low NOx Burner Technology (Dry Bottom only) | Baghouse |  | ARP, CSNOX, CSOSG2E, CSSO2G1, MATS | 1379 7 | 1954-12-19 | 2589 |  |  | 2.6814 | 32.98% | Electric Utility |  |  | #N/A
KY | Shawnee | 1379 | 8 | CSSH60 | 2023 | 7610 | 7608 | 568814.91 |  | 1509.979 | 0.4641 | 677663.853 | 0.1049 | 765.795 | 0.2381 | 6461336.842 | Coal |  | Dry bottom wall-fired boiler |  | Low NOx Burner Technology (Dry Bottom only) | Baghouse |  | ARP, CSNOX, CSOSG2E, CSSO2G1, MATS | 1379 8 | 1955-02-10 | 2663 |  |  | 2.6926 | 27.7% | Electric Utility |  |  | #N/A
KY | Shawnee | 1379 | 9 | CSSH60 | 2023 | 8760 | 8760 | 630243 |  | 1664.137 | 0.4638 | 746502.066 | 0.1049 | 842.581 | 0.238 | 7117691 | Coal |  | Dry bottom wall-fired boiler |  | Low NOx Burner Technology (Dry Bottom only) | Baghouse |  | ARP, CSNOX, CSOSG2E, CSSO2G1, MATS | 1379 9 | 1955-06-24 | 2782 |  |  | 2.6738 | 29.21% | Electric Utility |  |  | #N/A
KY | Robert Reid | 1383 | RT |  | 2023 | 356 | 356 | 8152 |  | 2.616 | 0.06 |  |  | 30.503 | 0.7 | 87145.6 | Other Gas | Diesel Oil | Combustion turbine |  |  |  |  | CSNOX, CSOSG2E, CSSO2G1 | 1383 RT | 1976-03-01 | 803.5 |  |  | 7.4836 | 1.238% | Electric Utility |  |  | 0.70002
KY | John S. Cooper | 1384 | 1 | CS1 | 2023 | 1107 | 1086.33 | 78897.45 |  | 61.124 | 0.1459 | 79614.43 | 0.103 | 68.812 | 0.1539 | 775971.957 | Coal |  | Dry bottom wall-fired boiler | Dry Lime FGD | Low NOx Burner Technology (Dry Bottom only) | Electrostatic Precipitator,Baghouse |  | ARP, CSNOX, CSOSG2E, CSSO2G1, MATS | 1384 1 | 1965-02-09 | 1381 |  |  | 1.7443 | 6.414% | Electric Utility |  |  | #N/A
KY | John S. Cooper | 1384 | 2 | CS1 | 2023 | 2971 | 2951.23 | 460238.11 |  | 87.961 | 0.0608 | 451215.658 | 0.1029 | 171.989 | 0.0808 | 4397797.859 | Coal |  | Dry bottom wall-fired boiler | Dry Lime FGD | Low NOx Burner Technology (Dry Bottom only),Selective Catalytic Reduction | Baghouse |  | ARP, CSNOX, CSOSG2E, CSSO2G1, MATS | 1384 2 | 1969-10-28 | 2418 |  | Y | 0.74739 | 20.76% | Electric Utility |  |  | #N/A
LA | Louisiana 1 | 1391 | 1A |  | 2023 | 8432 | 8428.09 | 806644.46 |  | 1.468 | 0.0013 | 156936.148 | 0.0593 | 110.584 | 0.0844 | 2640681.016 | Process Gas | Diesel Oil | Tangentially-fired |  | Low NOx Burner Technology w/ Closed-coupled OFA |  |  | ARP, CSOSG2E | 1391 1A | 1951-09-01 | 845 |  |  | 0.27418 | 35.67% | Electric Utility |  |  | #N/A
LA | Louisiana 1 | 1391 | 2A |  | 2023 | 8451 | 8446.37 | 819810.49 |  | 1.642 | 0.0013 | 167932.964 | 0.0593 | 143.153 | 0.1027 | 2825815.69 | Process Gas | Diesel Oil | Tangentially-fired |  | Low NOx Burner Technology w/ Closed-coupled OFA |  |  | ARP, CSOSG2E | 1391 2A | 1951-09-01 | 950 |  |  | 0.34923 | 33.96% | Electric Utility |  |  | #N/A
LA | Louisiana 1 | 1391 | 3A |  | 2023 | 8671 | 8665.85 | 849074.23 |  | 1.672 | 0.0013 | 175646.043 | 0.0593 | 139.28 | 0.093 | 2955664.939 | Process Gas | Diesel Oil | Tangentially-fired |  | Low NOx Burner Technology w/ Closed-coupled OFA |  |  | ARP, CSOSG2E | 1391 3A | 1951-09-01 | 1050 |  |  | 0.32807 | 32.13% | Electric Utility |  |  | #N/A
LA | Louisiana 1 | 1391 | 4A |  | 2023 | 8235 | 8226.05 | 857768.38 |  | 6.103 | 0.0011 | 728675.686 | 0.059 | 469.928 | 0.0769 | 12261388.039 | Process Gas |  | Combined cycle |  | Water Injection |  |  | ARP, CSOSG2E | 1391 4A | 1988-01-01 | 2550 |  |  | 1.0957 | 54.89% | Electric Utility | Siemens Unknown |  | 0.13592
LA | Louisiana 1 | 1391 | 5A |  | 2023 | 8368 | 8361.86 |  | 7747434.8 | 9.281 | 0.0012 | 1061050.741 | 0.059 | 367.671 | 0.0414 | 17854291.876 | Process Gas |  | Combined cycle |  | Dry Low NOx Burners |  |  | ARP, CSOSG2E | 1391 5A | 1999-04-01 | 2665 |  |  |  | 76.48% | Electric Utility |  |  | 0.039999
LA | R S Nelson | 1393 | 6 |  | 2023 | 4423 | 4414.51 | 1608801.83 |  | 4592.114 | 0.4903 | 1917858.676 | 0.105 | 1442.875 | 0.1765 | 18286228.186 | Coal | Residual Oil | Tangentially-fired |  | Low NOx Burner Technology w/ Separated OFA | Electrostatic Precipitator | Additives to Enhance PAC and Existing Equipment Performance | ARP, CSOSG2E, MATS | 1393 6 | 1982-05-31 | 6790 |  |  | 1.7937 | 30.74% | Electric Utility |  |  | #N/A
LA | Coughlin Power Station | 1396 | 2024-06-01 |  | 2023 | 6678 | 6654.46 | 1331483.73 |  | 2.966 | 0.001 | 587450.96 | 0.059 | 162.602 | 0.0332 | 9884954.6 | Pipeline Natural Gas |  | Combined cycle |  | Dry Low NOx Burners,Selective Catalytic Reduction |  |  | ARP, CSOSG2E | 1396 45444 | 2000-02-23 | 2099 |  | Y | 0.24424 | 53.76% | Electric Utility |  |  | 0.046122
LA | Coughlin Power Station | 1396 | 2024-07-01 |  | 2023 | 6915 | 6894.64 | 1351618.65 |  | 3.03 | 0.001 | 600179.636 | 0.059 | 167.555 | 0.0333 | 10099070.497 | Pipeline Natural Gas |  | Combined cycle |  | Dry Low NOx Burners,Selective Catalytic Reduction |  |  | ARP, CSOSG2E | 1396 45474 | 2000-02-23 | 1978 |  | Y | 0.24793 | 58.28% | Electric Utility |  |  | 0.035485
LA | Coughlin Power Station | 1396 | 2024-07-02 |  | 2023 | 7006 | 6989.35 | 1362951.92 |  | 3.042 | 0.001 | 602548.659 | 0.059 | 158.43 | 0.0312 | 10139071.603 | Pipeline Natural Gas |  | Combined cycle |  | Dry Low NOx Burners,Selective Catalytic Reduction |  |  | ARP, CSOSG2E | 1396 45475 | 2000-03-27 | 1978 |  | Y | 0.23248 | 58.52% | Electric Utility |  |  | 0.031491
LA | Teche Power Station | 1400 | 3 |  | 2023 | 1405 | 1391.2 | 181604.77 |  | 0.583 | 0.001 | 115410.644 | 0.059 | 205.303 | 0.184 | 1942012.767 | Pipeline Natural Gas | Diesel Oil | Dry bottom wall-fired boiler |  |  |  |  | ARP, CSOSG2E | 1400 3 | 1971-03-09 | 3733 |  |  | 2.261 | 5.939% | Electric Utility |  |  | #N/A
LA | Teche Power Station | 1400 | 4 |  | 2023 | 60 | 50.83 | 1425.96 |  | 0.005 | 0.0008 | 1018.7 | 0.059 | 0.147 | 0.0171 | 17273.7 | Pipeline Natural Gas |  | Combustion turbine |  | Dry Low NOx Burners |  |  | ARP, CSOSG2E | 1400 4 | 2011-04-01 | 449.4 |  |  | 0.20618 | 0.4388% | Electric Utility |  |  | 0.019187
LA | Little Gypsy | 1402 | 2 |  | 2023 | 200 | 190.28 | 13079.72 |  | 0.045 | 0.001 | 8945.543 | 0.0598 | 14.374 | 0.0659 | 150482.554 | Pipeline Natural Gas | Diesel Oil | Dry bottom wall-fired boiler |  | Combustion Modification/Fuel Reburning |  |  | ARP, CSOSG2E | 1402 2 | 1965-12-01 | 4755 |  |  | 2.1979 | 0.3613% | Electric Utility |  |  | #N/A
LA | Little Gypsy | 1402 | 3 |  | 2023 | 2199 | 2185.67 | 588349.54 |  | 1.903 | 0.001 | 376890.495 | 0.0588 | 948.498 | 0.2356 | 6341923.96 | Pipeline Natural Gas |  | Dry bottom wall-fired boiler |  | Combustion Modification/Fuel Reburning |  |  | ARP, CSOSG2E | 1402 3 | 1969-02-01 | 6350 |  |  | 3.2243 | 11.4% | Electric Utility |  |  | #N/A
LA | Ninemile Point | 1403 | 4 |  | 2023 | 4034 | 4029.22 | 1569653.18 |  | 4.722 | 0.001 | 935458.589 | 0.059 | 1693.693 | 0.1576 | 15740819.505 | Pipeline Natural Gas | Diesel Oil | Tangentially-fired |  | Combustion Modification/Fuel Reburning |  |  | ARP, CSOSG2E | 1403 4 | 1971-01-01 | 7405 |  |  | 2.158 | 24.27% | Electric Utility |  |  | #N/A
LA | Ninemile Point | 1403 | 5 |  | 2023 | 5875 | 5863.18 | 2302469.6 |  | 6.835 | 0.001 | 1353900.909 | 0.059 | 2725.271 | 0.1756 | 22782011.309 | Pipeline Natural Gas | Diesel Oil | Tangentially-fired |  | Combustion Modification/Fuel Reburning |  |  | ARP, CSOSG2E | 1403 5 | 1973-01-01 | 7450 |  |  | 2.3673 | 34.91% | Electric Utility |  |  | #N/A
LA | Ninemile Point | 1403 | 6A |  | 2023 | 8283 | 8273.48 | 2189428.06 |  | 4.522 | 0.001 | 895537.197 | 0.059 | 101.673 | 0.0139 | 15066086.912 | Pipeline Natural Gas | Diesel Oil | Combined cycle |  | Water Injection,Selective Catalytic Reduction |  |  | ARP, CSOSG2E | 1403 6A | 2014-08-14 | 2200 |  | Y | 0.092876 | 78.18% | Electric Utility | GE 7FA 2x1 | Frame | 0.012594
LA | Ninemile Point | 1403 | 6B |  | 2023 | 8300 | 8292.06 | 2198997 |  | 4.54 | 0.001 | 899186.752 | 0.059 | 94.081 | 0.0127 | 15128874.152 | Pipeline Natural Gas | Diesel Oil | Combined cycle |  | Water Injection,Selective Catalytic Reduction |  |  | ARP, CSOSG2E | 1403 6B | 2014-09-04 | 3000 |  | Y | 0.085567 | 57.57% | Electric Utility | GE 7FA 2x1 | Frame | 0.012855
LA | Sterlington | 1404 | 7AB |  | 2023 | 0 | 0 | [9 empty] | Pipeline Natural Gas | Diesel Oil | Combined cycle |  |  |  |  | ARP, CSOSG2E | 1404 7AB | 1974-08-01 | 1072 |  |  |  | 0% | Electric Utility |  |  | 0.44265
AZ | Agua Fria Generating Station | 141 | 1 |  | 2023 | 1364 | 1261.08 | 64210.15 |  | 0.203 | 0.001 | 40231.681 | 0.0592 | 87.733 | 0.2028 | 676979.536 | Pipeline Natural Gas |  | Dry bottom wall-fired boiler |  |  |  |  | ARP | 141 1 | 1958-01-01 | 2000 |  |  | 2.7327 | 3.864% | Electric Utility |  |  | #N/A
AZ | Agua Fria Generating Station | 141 | 2 |  | 2023 | 1164 | 1079.31 | 51981.15 |  | 0.168 | 0.001 | 33228.065 | 0.0596 | 66.245 | 0.1861 | 559117.158 | Pipeline Natural Gas |  | Dry bottom wall-fired boiler |  |  |  |  | ARP | 141 2 | 1957-04-01 | 2000 |  |  | 2.5488 | 3.191% | Electric Utility |  |  | #N/A
AZ | Agua Fria Generating Station | 141 | 3 |  | 2023 | 565 | 537.83 | 29198.04 |  | 0.097 | 0.001 | 19274.15 | 0.06 | 58.028 | 0.214 | 324309.456 | Pipeline Natural Gas |  | Dry bottom turbo-fired boiler |  |  |  |  | ARP | 141 3 | 1961-04-01 | 2350 |  |  | 3.9748 | 1.575% | Electric Utility |  |  | #N/A
AZ | Agua Fria Generating Station | 141 | 7 |  | 2023 | 324 | 227.25 | 8351.27 |  | 0.024 | 0.001 | 4666.058 | 0.0594 | 0.627 | 0.0323 | 78528.853 | Pipeline Natural Gas |  | Combustion turbine |  | Water Injection,Selective Catalytic Reduction |  |  | ARP | 141 7 | 2022-07-20 | 439 |  | Y | 0.15016 | 2.042% | Electric Utility | GE LM6000 | Aeroderivative | 0.035194 | 9.5376
AZ | Agua Fria Generating Station | 141 | 8 |  | 2023 | 359 | 252.56 | 9766.33 |  | 0.027 | 0.001 | 5344.736 | 0.0593 | 0.647 | 0.0322 | 89927.026 | Pipeline Natural Gas |  | Combustion turbine |  | Water Injection,Selective Catalytic Reduction |  |  | ARP | 141 8 | 2022-08-04 | 439 |  | Y | 0.1325 | 2.338% | Electric Utility | GE LM6000 | Aeroderivative | 0.021557 | 5.842
LA | Arsenal Hill Power Plant | 1416 | 5A |  | 2023 | 3709 | 3692.53 | 189481.82 |  | 0.676 | 0.001 | 133864.33 | 0.0592 | 149.569 | 0.114 | 2252533.059 | Pipeline Natural Gas |  | Tangentially-fired |  |  |  |  | ARP, CSOSG2E | 1416 5A | 1960-03-01 | 1274 |  |  | 1.5787 | 20.18% | Electric Utility |  |  | #N/A
LA | Arsenal Hill Power Plant | 1416 | CTG-6A |  | 2023 | 7399 | 7391.2 | 1115730.79 |  | 3.606 | 0.001 | 714222.499 | 0.059 | 61.573 | 0.0104 | 12018097.479 | Pipeline Natural Gas |  | Combined cycle |  | Dry Low NOx Burners,Selective Catalytic Reduction |  |  | ARP, CSOSG2E | 1416 CTG-6A | 2010-02-28 | 2110 |  | Y | 0.11037 | 65.02% | Electric Utility |  |  | 0.01057
LA | Arsenal Hill Power Plant | 1416 | CTG-6B |  | 2023 | 7660 | 7653.69 | 1158891.97 |  | 3.716 | 0.001 | 736152.286 | 0.059 | 64.738 | 0.0106 | 12387204.506 | Pipeline Natural Gas |  | Combined cycle |  | Dry Low NOx Burners,Selective Catalytic Reduction |  |  | ARP, CSOSG2E | 1416 CTG-6B | 2010-03-05 | 2110 |  | Y | 0.11172 | 67.02% | Electric Utility |  |  | 0.010623
LA | Lieberman Power Plant | 1417 | 3 |  | 2023 | 2011 | 1986.98 | 76189.45 |  | 0.268 | 0.001 | 53105.549 | 0.0611 | 82.819 | 0.1705 | 893527.234 | Pipeline Natural Gas |  | Tangentially-fired |  |  |  |  | ARP, CSOSG2E | 1417 3 | 1957-05-01 | 1170 |  |  | 2.174 | 8.718% | Electric Utility |  |  | #N/A
LA | Lieberman Power Plant | 1417 | 4 |  | 2023 | 1710 | 1691.13 | 69212.24 |  | 0.231 | 0.001 | 45734.657 | 0.0594 | 76.292 | 0.1808 | 769575.627 | Pipeline Natural Gas |  | Tangentially-fired |  |  |  |  | ARP, CSOSG2E | 1417 4 | 1959-04-01 | 1150 |  |  | 2.2046 | 7.639% | Electric Utility |  |  | #N/A
LA | Houma | 1439 | 15 |  | 2023 | 0 | 0 | [9 empty] | Pipeline Natural Gas |  | Dry bottom wall-fired boiler |  |  |  |  | ARP, CSOSG2E | 1439 15 | 1969-05-01 | 450 |  |  |  | 0% | Electric Utility |  |  | #N/A
LA | Houma | 1439 | 16 |  | 2023 | 0 | 0 | [9 empty] | Pipeline Natural Gas |  | Tangentially-fired |  |  |  |  | ARP, CSOSG2E | 1439 16 | 1976-05-01 | 550 |  |  |  | 0% | Electric Utility |  |  | #N/A
LA | Big Cajun 1 | 1464 | 1B1 |  | 2023 | 2301 | 2275.32 | 100071.33 |  | 0.34 | 0.001 | 68061.456 | 0.0601 | 49.602 | 0.0857 | 1131819.612 | Pipeline Natural Gas | Diesel Oil | Dry bottom wall-fired boiler |  | Low NOx Burner Technology (Dry Bottom only),Other |  |  | ARP, CSOSG2E | 1464 1B1 | 1972-05-01 | 1250 |  |  | 0.99133 | 10.34% | Electric Utility |  |  | #N/A
LA | Big Cajun 1 | 1464 | 1B2 |  | 2023 | 1531 | 1511.21 | 64270.58 |  | 0.234 | 0.001 | 46829.914 | 0.06 | 29.546 | 0.0725 | 779145.713 | Pipeline Natural Gas | Diesel Oil | Dry bottom wall-fired boiler |  | Low NOx Burner Technology (Dry Bottom only),Other |  |  | ARP, CSOSG2E | 1464 1B2 | 1972-02-01 | 1250 |  |  | 0.91943 | 7.115% | Electric Utility |  |  | #N/A
LA | Big Cajun 1 | 1464 | CTG1 |  | 2023 | 857 | 769.01 | 56238.19 |  | 0.228 | 0.001 | 45742.566 | 0.0599 | 25.682 | 0.0776 | 761453.965 | Pipeline Natural Gas |  | Combustion turbine |  | Dry Low NOx Burners |  |  | ARP, CSOSG2E | 1464 CTG1 | 2001-06-01 | 1638 |  |  | 0.91333 | 5.307% | Electric Utility |  |  | 0.067753
LA | Big Cajun 1 | 1464 | CTG2 |  | 2023 | 891 | 807.73 | 57596.26 |  | 0.234 | 0.001 | 46931.26 | 0.0601 | 26.368 | 0.0827 | 779707.75 | Pipeline Natural Gas |  | Combustion turbine |  | Dry Low NOx Burners |  |  | ARP, CSOSG2E | 1464 CTG2 | 2001-07-01 | 1638 |  |  | 0.91562 | 5.434% | Electric Utility |  |  | 0.06921
AZ | Kyrene Generating Station | 147 | K-7 |  | 2023 | 6069 | 5997.33 | 1285009.72 |  | 2.676 | 0.001 | 530083.426 | 0.059 | 42.571 | 0.0131 | 8919617.088 | Pipeline Natural Gas |  | Combined cycle |  | Dry Low NOx Burners,Selective Catalytic Reduction |  |  | ARP | 147 K-7 | 2002-03-07 | 2310 |  | Y | 0.066258 | 44.08% | Electric Utility |  |  | 0.0095106
ME | William F Wyman | 1507 | 3 |  | 2023 | 309 | 291.94 | 3164.94 |  | 13.999 | 0.5193 | 4523.441 | 0.1144 | 3.015 | 0.0803 | 53301.325 | Residual Oil |  | Tangentially-fired |  | Other | Cyclone |  | ARP, MATS, RGGI | 1507 3 | 1965-01-01 | 1190 |  |  | 1.9052 | 0.5113% | Electric Utility |  |  | #N/A
ME | William F Wyman | 1507 | 4 |  | 2023 | 235 | 224 | 38861.17 |  | 122.018 | 0.4809 | 39652.32 | 0.5964 | 40.013 | 0.1351 | 464931.068 | Residual Oil |  | Dry bottom wall-fired boiler |  | Combustion Modification/Fuel Reburning | Electrostatic Precipitator |  | ARP, MATS, RGGI | 1507 4 | 1978-12-05 | 6290 |  |  | 2.0593 | 0.8438% | Electric Utility |  |  | #N/A
MD | Herbert A Wagner | 1554 | 1 |  | 2023 | 404 | 393.07 | 9591.04 |  | 1.634 | 0.1058 | 2404.947 | 0.0701 | 1.491 | 0.0875 | 34931.975 | Pipeline Natural Gas | Other Oil | Dry bottom wall-fired boiler |  |  | Electrostatic Precipitator |  | ARP, CSNOX, CSOSG3, CSSO2G1, MATS, RGGI | 1554 1 | 1955-12-01 | 1504 |  |  | 0.31092 | 0.2651% | Electric Utility |  |  | #N/A
MD | Herbert A Wagner | 1554 | 2 |  | 2023 | 1597 | 1584.48 |  |  | 0.038 | 0.001 | 7479.236 | 0.0595 | 1.533 | 0.0241 | 125828.331 | Pipeline Natural Gas |  | Dry bottom wall-fired boiler |  | Low NOx Burner Technology (Dry Bottom only),Selective Non-catalytic Reduction | Electrostatic Precipitator |  | ARP, CSNOX, CSOSG3, CSSO2G1, RGGI | 1554 2 | 1958-12-01 | 250 |  | Y |  | 5.746% | Electric Utility |  |  | #N/A
MD | Herbert A Wagner | 1554 | 3 |  | 2023 | 598 | 588.41 | 57291.2 |  | 280.202 | 0.6801 | 71880.126 | 0.1019 | 26.895 | 0.1065 | 700591.16 | Coal |  | Dry bottom wall-fired boiler |  | Low NOx Burner Technology w/ Overfire Air,Selective Catalytic Reduction | Electrostatic Precipitator |  | ARP, CSNOX, CSOSG3, CSSO2G1, MATS, RGGI | 1554 3 | 1966-06-01 | 2740 |  | Y | 0.93889 | 2.919% | Electric Utility |  |  | #N/A
MD | Herbert A Wagner | 1554 | 4 |  | 2023 | 393 | 381.35 | 25306.75 |  | 5.589 | 0.158 | 5791.003 | 0.0735 | 10.207 | 0.2691 | 80563.52 | Other Oil | Pipeline Natural Gas | Dry bottom wall-fired boiler |  |  | Electrostatic Precipitator |  | ARP, CSNOX, CSOSG3, CSSO2G1, MATS, RGGI | 1554 4 | 1972-06-01 | 4800 |  |  | 0.80666 | 0.1916% | Electric Utility |  |  | #N/A
MD | Perryman | 1556 | **51 |  | 2023 | 1201 | 1021.64 | 136831.13 |  | 0.477 | 0.001 | 93676.604 | 0.0594 | 34.577 | 0.0602 | 1570871.93 | Pipeline Natural Gas | Diesel Oil | Combustion turbine |  | Water Injection |  |  | ARP, CSNOX, CSOSG3, CSSO2G1, RGGI | 1556 **51 | 1995-06-01 | 1900 |  |  | 0.5054 | 9.438% | Electric Utility | GE 7FA | Frame | 0.062405
MD | Perryman | 1556 | 6-1 | CS6A | 2023 | 2047 | 1821.21 | 98007.61 |  | 0.296 | 0.001 | 58435.251 | 0.0593 | 5.21 | 0.0205 | 981598.328 | Pipeline Natural Gas | Diesel Oil | Combustion turbine |  | Water Injection,Selective Catalytic Reduction |  |  | ARP, CSNOX, CSOSG3, CSSO2G1, RGGI | 1556 6-1 | #N/A | #N/A |  | #N/A | 0.10632 | #N/A | #N/A | Pratt & Whitney FT4000 SWIFTPAC | Aeroderivative | #N/A
MD | Perryman | 1556 | 6-2 | CS6A | 2023 | 359 | 303.76 | 16325.29 |  | 0.049 | 0.001 | 9692.466 | 0.0592 | 0.995 | 0.0249 | 163092.883 | Pipeline Natural Gas | Diesel Oil | Combustion turbine |  | Water Injection,Selective Catalytic Reduction |  |  | ARP, CSNOX, CSOSG3, CSSO2G1, RGGI | 1556 6-2 | #N/A | #N/A |  | #N/A | 0.1219 | #N/A | #N/A | Pratt & Whitney FT4000 SWIFTPAC | Aeroderivative | #N/A
MD | Perryman | 1556 | CT1 |  | 2023 | 76 | 53.75 | 1900.77 |  | 0.02 | 0.0013 | 2417.437 | 0.081 | 9.943 | 0.5722 | 29794.53 | Diesel Oil |  | Combustion turbine |  |  |  |  | CSNOX, CSOSG3, CSSO2G1, RGGI | 1556 CT1 | 1972-01-11 | 817 |  |  | 10.4621 | 0.4163% | Electric Utility | Siemens Unknown |  | 0.70485
MD | Perryman | 1556 | CT3 |  | 2023 | 73 | 51.22 | 1763.02 |  | 0.021 | 0.0014 | 2360.56 | 0.081 | 9.304 | 0.529 | 29092.527 | Diesel Oil |  | Combustion turbine |  |  |  |  | CSNOX, CSOSG3, CSSO2G1, RGGI | 1556 CT3 | 1972-04-29 | 830 |  |  | 10.5546 | 0.4001% | Electric Utility | Siemens Unknown |  | 0.80836
MD | Perryman | 1556 | CT4 |  | 2023 | 55 | 36.51 | 1219.56 |  | 0.012 | 0.0011 | 1595.631 | 0.081 | 5.012 | 0.4541 | 19663.47 | Diesel Oil |  | Combustion turbine |  |  |  |  | CSNOX, CSOSG3, CSSO2G1, RGGI | 1556 CT4 | 1970-09-25 | 830 |  |  | 8.2194 | 0.2704% | Electric Utility | Siemens Unknown |  | 0.8012
MD | Vienna | 1564 | 8 |  | 2023 | 175 | 163.64 | 6611.05 |  | 101.596 | 1.2145 | 12159.089 | 0.081 | 20.159 | 0.2301 | 149853.059 | Residual Oil |  | Tangentially-fired |  |  |  |  | ARP, CSNOX, CSOSG3, CSSO2G1, MATS, RGGI | 1564 8 | 1971-12-01 | 2400 |  |  | 6.0986 | 0.7128% | Electric Utility |  |  | #N/A
MD | Chalk Point | 1571 | **GT3 |  | 2023 | 63 | 47.02 | 3375.41 |  | 0.991 | 0.0469 | 2997.6 | 0.0629 | 2.051 | 0.0865 | 47198.8 | Pipeline Natural Gas | Diesel Oil | Combustion turbine |  | Water Injection |  |  | ARP, CSNOX, CSOSG3, CSSO2G1, RGGI | 1571 **GT3 | 1991-06-01 | 1187 |  |  | 1.2153 | 0.4539% | Electric Utility | GE Unknown |  | 0.10378
MD | Chalk Point | 1571 | **GT4 |  | 2023 | 134 | 99.3 | 7115.66 |  | 0.457 | 0.0134 | 5746.2 | 0.059 | 3.789 | 0.0801 | 95810 | Pipeline Natural Gas | Diesel Oil | Combustion turbine |  | Water Injection |  |  | ARP, CSNOX, CSOSG3, CSSO2G1, RGGI | 1571 **GT4 | 1991-06-01 | 1187 |  |  | 1.065 | 0.9214% | Electric Utility | GE Unknown |  | 0.10559
MD | Chalk Point | 1571 | **GT5 |  | 2023 | 65 | 48.64 | 4511.64 |  | 1.237 | 0.0404 | 3732.2 | 0.0623 | 3.005 | 0.1002 | 58757.2 | Pipeline Natural Gas | Diesel Oil | Combustion turbine |  | Water Injection |  |  | ARP, CSNOX, CSOSG3, CSSO2G1, RGGI | 1571 **GT5 | 1991-06-01 | 1354 |  |  | 1.3321 | 0.4954% | Electric Utility | Siemens Unknown |  | 0.1067
MD | Chalk Point | 1571 | **GT6 |  | 2023 | 103 | 79.14 | 7756.47 |  | 0.031 | 0.0009 | 6088.7 | 0.0591 | 4.438 | 0.0868 | 103192.1 | Pipeline Natural Gas | Diesel Oil | Combustion turbine |  | Water Injection |  |  | ARP, CSNOX, CSOSG3, CSSO2G1, RGGI | 1571 **GT6 | 1991-06-01 | 1354 |  |  | 1.1443 | 0.87% | Electric Utility |  |  | 0.10797
MD | Chalk Point | 1571 | 3 |  | 2023 | 1050 | 1035.64 | 424844.37 |  | 6.404 | 0.0502 | 268340.644 | 0.0578 | 236.241 | 0.0906 | 4526704.486 | Pipeline Natural Gas | Residual Oil | Tangentially-fired |  | Overfire Air |  |  | ARP, CSNOX, CSOSG3, CSSO2G1, MATS, RGGI | 1571 3 | 1975-06-01 | 7366 |  |  | 1.1121 | 7.015% | Electric Utility |  |  | #N/A
MD | Chalk Point | 1571 | 4 |  | 2023 | 871 | 852.22 | 330996.83 |  | 8.57 | 0.0555 | 227205.339 | 0.0586 | 211.43 | 0.0925 | 3832768.766 | Pipeline Natural Gas | Residual Oil | Tangentially-fired |  | Overfire Air |  |  | ARP, CSNOX, CSOSG3, CSSO2G1, MATS, RGGI | 1571 4 | 1981-12-01 | 9817 |  |  | 1.2775 | 4.457% | Electric Utility |  |  | #N/A
MD | Chalk Point | 1571 | GT2 |  | 2023 | 14 | 9.48 | 176.77 |  | 0.486 | 0.3099 | 259.8 | 0.0754 | 1.923 | 1.1999 | 3204.9 | Diesel Oil |  | Combustion turbine |  |  |  |  | CSNOX, CSOSG3, CSSO2G1, RGGI | 1571 GT2 | 1974-06-01 | 420 |  |  | 21.7571 | 0.08711% | Electric Utility | Siemens Unknown |  | 1.2
MD | Chalk Point | 1571 | SMECO |  | 2023 | 28 | 16.29 | 569.58 |  | 1.392 | 0.2781 | 837.2 | 0.0788 | 0.761 | 0.1458 | 10763.9 | Pipeline Natural Gas | Diesel Oil | Combustion turbine |  | Water Injection |  |  | CSNOX, CSOSG3, CSSO2G1, RGGI | 1571 SMECO | 1990-06-01 | 940 |  |  | 2.6721 | 0.1307% | Electric Utility | Pratt & Whitney Unknown |  | 0.17079
MD | Dickerson | 1572 | GT2 |  | 2023 | 1438 | 1248.61 | 139751.93 |  | 0.579 | 0.0012 | 103632.088 | 0.0591 | 94.115 | 0.109 | 1742921.328 | Pipeline Natural Gas | Diesel Oil | Combustion turbine |  | Water Injection |  |  | ARP, CSNOX, CSOSG3, CSSO2G1, RGGI | 1572 GT2 | 1992-06-01 | 1850 |  |  | 1.3469 | 10.75% | Electric Utility | GE Unknown |  | 0.11297
MD | Dickerson | 1572 | GT3 |  | 2023 | 1553 | 1372.96 | 157641.97 |  | 0.64 | 0.0013 | 114662.192 | 0.0592 | 74.766 | 0.0776 | 1928500.382 | Pipeline Natural Gas | Diesel Oil | Combustion turbine |  | Water Injection |  |  | ARP, CSNOX, CSOSG3, CSSO2G1, RGGI | 1572 GT3 | 1993-06-01 | 1915 |  |  | 0.94855 | 11.5% | Electric Utility | GE Unknown |  | 0.0936
MD | Morgantown | 1573 | GT3 |  | 2023 | 21 | 9.57 | 242.94 |  | 0.486 | 0.3035 | 259.4 | 0.0808 | 0.832 | 0.5187 | 3204.9 | Diesel Oil |  | Combustion turbine |  |  |  |  | CSNOX, CSOSG3, CSSO2G1, RGGI | 1573 GT3 | 1973-06-01 | 705 |  |  | 6.8494 | 0.05189% | Electric Utility | GE Unknown |  | 0.5392
MD | Morgantown | 1573 | GT4 |  | 2023 | 12 | 6.75 | 214.09 |  | 0.482 | 0.303 | 257.7 | 0.0809 | 0.825 | 0.5192 | 3180 | Diesel Oil |  | Combustion turbine |  |  |  |  | CSNOX, CSOSG3, CSSO2G1, RGGI | 1573 GT4 | 1973-06-01 | 690 |  |  | 7.707 | 0.05261% | Electric Utility | GE Unknown |  | 0.53755
MD | Morgantown | 1573 | GT5 |  | 2023 | 0 | 0 | [9 empty] | Diesel Oil |  | Combustion turbine |  |  |  |  | CSNOX, CSOSG3, CSSO2G1, RGGI | 1573 GT5 | 1973-06-01 | 670 |  |  |  | 0% | Electric Utility | GE Unknown |  | 0.54063
MD | Morgantown | 1573 | GT6 |  | 2023 | 0 | 0 | [9 empty] | Diesel Oil |  | Combustion turbine |  |  |  |  | CSNOX, CSOSG3, CSSO2G1, RGGI | 1573 GT6 | 1973-06-01 | 654 |  |  |  | 0% | Electric Utility | GE Unknown |  | 0.54049
MA | Mystic | 1588 | 81 |  | 2023 | 1189 | 1172.36 | 332521.23 |  | 0.718 | 0.001 | 142316.944 | 0.0591 | 9.227 | 0.0115 | 2394750.295 | Pipeline Natural Gas |  | Combined cycle |  | Selective Catalytic Reduction |  |  | ARP, RGGI, SIPNOX | 1588 81 | 2002-09-11 | 3048 |  | Y | 0.055497 | 8.969% | Electric Utility |  |  | 0.0074517
MA | Mystic | 1588 | 82 |  | 2023 | 1210 | 1196.76 | 334200.86 |  | 0.726 | 0.001 | 143828.124 | 0.0591 | 9.554 | 0.0119 | 2420175.688 | Pipeline Natural Gas |  | Combined cycle |  | Selective Catalytic Reduction |  |  | ARP, RGGI, SIPNOX | 1588 82 | 2002-12-12 | 3005.1 |  | Y | 0.057175 | 9.194% | Electric Utility |  |  | 0.0081029
MA | Mystic | 1588 | 93 |  | 2023 | 1234 | 1217.45 | 337613.23 |  | 0.738 | 0.001 | 146251.056 | 0.059 | 9.001 | 0.0101 | 2460961.233 | Pipeline Natural Gas |  | Combined cycle |  | Selective Catalytic Reduction |  |  | ARP, RGGI, SIPNOX | 1588 93 | 2003-03-23 | 3107 |  | Y | 0.053321 | 9.042% | Electric Utility |  |  | 0.0076931
MA | Mystic | 1588 | 94 |  | 2023 | 1238 | 1223.29 | 333373.32 |  | 0.731 | 0.001 | 144889.105 | 0.059 | 9.102 | 0.0109 | 2438066.507 | Pipeline Natural Gas |  | Combined cycle |  | Selective Catalytic Reduction |  |  | ARP, RGGI, SIPNOX | 1588 94 | 2003-04-21 | 3086 |  | Y | 0.054605 | 9.019% | Electric Utility |  |  | 0.0075094
MA | Medway Station | 1592 | J1T1 |  | 2023 | 68 | 42.84 | 574.67 |  |  |  | 1361.7 | 0.081 | 4.534 | 0.5393 | 16806.1 | Diesel Oil | Pipeline Natural Gas | Combustion turbine |  |  |  |  | RGGI, SIPNOX | 1592 J1T1 | 1970-01-01 | 392 |  |  | 15.7795 | 0.4894% | Electric Utility | Rolls Royce Unknown |  | 0.52108
MA | Medway Station | 1592 | J1T2 |  | 2023 | 64 | 36.72 | 447.01 |  |  |  | 1167.2 | 0.081 | 3.926 | 0.5451 | 14405.4 | Diesel Oil | Pipeline Natural Gas | Combustion turbine |  |  |  |  | RGGI, SIPNOX | 1592 J1T2 | 1970-01-01 | 392 |  |  | 17.5656 | 0.4195% | Electric Utility |  |  | 0.5567
MA | Medway Station | 1592 | J2T1 |  | 2023 | 73 | 44.36 | 567 |  |  |  | 1410.1 | 0.081 | 4.132 | 0.4749 | 17402.5 | Diesel Oil | Pipeline Natural Gas | Combustion turbine |  |  |  |  | RGGI, SIPNOX | 1592 J2T1 | 1970-01-01 | 392 |  |  | 14.575 | 0.5068% | Electric Utility | Rolls Royce Unknown |  | 0.49624
MA | Medway Station | 1592 | J2T2 |  | 2023 | 65 | 40.88 | 468.76 |  |  |  | 1299.3 | 0.081 | 3.969 | 0.4951 | 16037 | Diesel Oil | Pipeline Natural Gas | Combustion turbine |  |  |  |  | RGGI, SIPNOX | 1592 J2T2 | 1970-01-01 | 392 |  |  | 16.934 | 0.467% | Electric Utility |  |  | 0.51186
MA | Medway Station | 1592 | J3T1 |  | 2023 | 122 | 74.99 | 832.91 |  |  |  | 2383.6 | 0.0811 | 6.986 | 0.475 | 29418.7 | Diesel Oil | Pipeline Natural Gas | Combustion turbine |  |  |  |  | RGGI, SIPNOX | 1592 J3T1 | 1970-01-01 | 392 |  |  | 16.7749 | 0.8567% | Electric Utility | Rolls Royce Unknown |  | 0.52543
MA | Medway Station | 1592 | J3T2 |  | 2023 | 109 | 70.49 | 815.99 |  |  |  | 2240.6 | 0.081 | 6.983 | 0.5051 | 27653.7 | Diesel Oil | Pipeline Natural Gas | Combustion turbine |  |  |  |  | RGGI, SIPNOX | 1592 J3T2 | 1970-01-01 | 392 |  |  | 17.1154 | 0.8053% | Electric Utility |  |  | 0.50267
MA | Kendall Green Energy LLC | 1595 | 2 |  | 2023 | 1317 | 841.89 |  | 23250.23 | 0.016 | 0.001 | 3092.964 | 0.0593 | 2.954 | 0.0742 | 52043.606 | Pipeline Natural Gas | Residual Oil | Dry bottom wall-fired boiler |  |  |  |  | ARP, RGGI, SIPNOX | 1595 2 | 1949-06-01 | 273 |  |  |  | 2.176% | Electric Utility |  |  | #N/A |  | x
MA | Kendall Green Energy LLC | 1595 | 3 |  | 2023 | 1684 | 1345.93 |  | 70532.26 | 0.037 | 0.001 | 7416.954 | 0.0594 | 4.917 | 0.0576 | 124779.921 | Pipeline Natural Gas | Residual Oil | Dry bottom wall-fired boiler |  | Low NOx Burner Technology (Dry Bottom only) |  |  | ARP, RGGI, SIPNOX | 1595 3 | 1954-11-01 | 409 |  |  |  | 3.483% | Electric Utility |  |  | #N/A
MA | Kendall Green Energy LLC | 1595 | 4 |  | 2023 | 8277 | 8267.03 | 2246107.61 |  | 4.326 | 0.001 | 855829.421 | 0.0591 | 46.599 | 0.0076 | 14377984.849 | Pipeline Natural Gas | Diesel Oil | Combined cycle |  | Dry Low NOx Burners,Selective Catalytic Reduction |  |  | ARP, RGGI, SIPNOX | 1595 4 | 2002-08-08 | 2450 |  | Y | 0.041493 | 66.99% | Electric Utility |  |  | 0.0070371
MA | Canal Station | 1599 | 1 |  | 2023 | 101 | 96.17 | 28780.14 |  | 42.471 | 0.3096 | 22270.035 | 0.081 | 21.575 | 0.1378 | 274448.842 | Residual Oil |  | Dry bottom wall-fired boiler |  | Low NOx Burner Technology w/ Overfire Air,Other,Selective Catalytic Reduction,Combustion Modification/Fuel Reburning | Electrostatic Precipitator |  | ARP, MATS, RGGI, SIPNOX | 1599 1 | 1968-07-01 | 5450 |  | Y | 1.4993 | 0.5749% | Electric Utility |  |  | #N/A
MA | Canal Station | 1599 | 2 |  | 2023 | 265 | 258.68 | 58696.53 |  | 34.341 | 0.0832 | 39780.665 | 0.065 | 35.357 | 0.0918 | 588570.01 | Pipeline Natural Gas | Residual Oil | Dry bottom wall-fired boiler |  | Low NOx Burner Technology w/ Overfire Air,Overfire Air,Combustion Modification/Fuel Reburning | Electrostatic Precipitator |  | ARP, MATS, RGGI, SIPNOX | 1599 2 | 1976-02-01 | 6213.1 |  |  | 1.2047 | 1.081% | Electric Utility |  |  | #N/A
MA | Canal Station | 1599 | 3 |  | 2023 | 9 | 6.53 | 1391.23 |  | 0.005 | 0.001 | 1142.372 | 0.0698 | 0.139 | 0.0238 | 15227.421 | Pipeline Natural Gas | Diesel Oil | Combustion turbine |  | Dry Low NOx Burners,Water Injection,Selective Catalytic Reduction |  |  | ARP, RGGI, SIPNOX | 1599 3 | 2019-04-05 | 3667.4 |  | Y | 0.19982 | 0.0474% | Electric Utility | GE 7HA.02 | Frame | 0.010566 | 2.8633
AZ | Apache Station | 160 | 1 |  | 2023 | 4695 | 4683.41 | 204101.85 |  | 0.679 | 0.001 | 134427.425 | 0.0591 | 42.274 | 0.0373 | 2261985.194 | Pipeline Natural Gas |  | Dry bottom wall-fired boiler |  |  |  |  | ARP | 160 1 | 1964-09-01 | 919 |  |  | 0.41424 | 28.1% | Electric Utility |  |  | #N/A
AZ | Apache Station | 160 | 2 |  | 2023 | 5549 | 5523.98 | 605459.45 |  | 1.864 | 0.001 | 370786.485 | 0.0586 | 182.5 | 0.0583 | 6254897.448 | Pipeline Natural Gas |  | Dry bottom turbo-fired boiler | Wet Lime FGD | Overfire Air | Electrostatic Precipitator,Wet Scrubber |  | ARP, MATS | 160 2 | 1979-01-01 | 1900 |  |  | 0.60285 | 37.58% | Electric Utility |  |  | #N/A
AZ | Apache Station | 160 | 3 |  | 2023 | 6933 | 6917.01 | 1103443.31 |  | 135.944 | 0.0217 | 898737.494 | 0.0801 | 944.665 | 0.1647 | 10838290.972 | Coal | Pipeline Natural Gas | Dry bottom turbo-fired boiler | Wet Lime FGD | Overfire Air | Electrostatic Precipitator,Wet Scrubber |  | ARP, MATS | 160 3 | 1979-09-01 | 1900 |  |  | 1.7122 | 65.12% | Electric Utility |  |  | #N/A
AZ | Apache Station | 160 | 4 |  | 2023 | 4081 | 3802.49 | 124919.63 |  | 0.4 | 0.001 | 79170.619 | 0.0593 | 13.665 | 0.0258 | 1332189.498 | Pipeline Natural Gas |  | Combustion turbine |  | Water Injection,Selective Catalytic Reduction |  |  | ARP | 160 4 | 2002-11-01 | 413.1 |  | Y | 0.21878 | 36.81% | Electric Utility | GE LM6000PC | Aeroderivative | 0.024799
OK | Grand River Dam Authority | 165 | 1 |  | 2023 | 0 | 0 | [9 empty] | Coal | Diesel Oil, Pipeline Natural Gas | Dry bottom wall-fired boiler |  | Overfire Air | Electrostatic Precipitator |  | ARP, CSOSG2, MATS | 165 1 | 1982-01-01 | 6100 |  |  |  | 0% | Electric Utility |  |  | #N/A
OK | Grand River Dam Authority | 165 | 2 |  | 2023 | 3140 | 3100.24 | 848229.09 |  | 779.634 | 0.1554 | 1009177.033 | 0.0964 | 734.563 | 0.1297 | 9747312.387 | Coal | Diesel Oil, Pipeline Natural Gas | Dry bottom wall-fired boiler | Dry Lime FGD | Low NOx Burner Technology w/ Overfire Air | Baghouse | Untreated PAC Sorbent Injection | ARP, CSOSG2, MATS | 165 2 | 1986-04-01 | 6400 |  |  | 1.732 | 17.39% | Electric Utility |  |  | #N/A
OK | Grand River Dam Authority | 165 | 3 |  | 2023 | 7327 | 7305.37 | 2942005.71 |  | 5.777 | 0.001 | 1144409.512 | 0.059 | 262.167 | 0.0279 | 19256874.529 | Pipeline Natural Gas |  | Combined cycle |  | Selective Catalytic Reduction |  |  | ARP, CSOSG2 | 165 3 | 2017-03-17 | 3627 |  | Y | 0.17822 | 60.61% | Electric Utility | Mitsubishi 501J 1x1 | Frame | 0.02983
MA | Potter | 1660 | 3 |  | 2023 | 0 | 0 | [9 empty] | Pipeline Natural Gas | Diesel Oil | Combined cycle |  | Steam Injection |  |  | RGGI, SIPNOX | 1660 3 | 1977-04-01 | 975 |  |  |  | 0% | Electric Utility |  |  | 0.27587
MA | Potter | 1660 | 4 |  | 2023 | 526 | 363.29 | 14792.29 |  | 0.046 | 0.001 | 9065.377 | 0.062 | 0.932 | 0.0177 | 146356.511 | Pipeline Natural Gas | Diesel Oil | Combustion turbine |  | Water Injection,Ammonia Injection,Selective Catalytic Reduction |  |  | ARP, RGGI, SIPNOX | 1660 4 | 2009-04-28 | 565 |  | Y | 0.12601 | 2.957% | Electric Utility | Rolls Royce Trent 60 WLE | Aeroderivative | 0.013275
MA | Potter | 1660 | 5 |  | 2023 | 647 | 442.93 | 17691.46 |  | 0.055 | 0.001 | 10972.448 | 0.0618 | 1.417 | 0.022 | 176757.378 | Pipeline Natural Gas | Diesel Oil | Combustion turbine |  | Water Injection,Ammonia Injection,Selective Catalytic Reduction |  |  | ARP, RGGI, SIPNOX | 1660 5 | 2009-04-21 | 565 |  | Y | 0.16019 | 3.571% | Electric Utility | Rolls Royce Trent 60 WLE | Aeroderivative | 0.018064
MA | Waters River | 1678 | 2 | CP1 | 2023 | 109 | 74.49 | 2191.19 |  |  |  | 1924.1 | 0.0715 | 6.374 | 0.6963 | 27420 | Pipeline Natural Gas | Diesel Oil | Combustion turbine |  | Water Injection |  |  | RGGI, SIPNOX | 1678 2 | 1990-11-05 | 485.9 |  |  | 5.8178 | 0.6442% | Electric Utility | GE Unknown |  | 0.30275
MA | Cleary Flood | 1682 | 9 |  | 2023 | 1020 | 902.34 | 52713.74 |  | 0.382 | 0.0019 | 33940.177 | 0.0603 | 45.314 | 0.1428 | 561871.236 | Pipeline Natural Gas | Diesel Oil | Other boiler |  | Low NOx Burner Technology w/ Overfire Air |  |  | ARP, RGGI, SIPNOX | 1682 9 | 1975-07-01 | 1334 |  |  | 1.7192 | 4.808% | Electric Utility |  |  | #N/A
AR | Lake Catherine | 170 | 4 |  | 2023 | 798 | 783.65 | 175675.9 |  | 0.558 | 0.001 | 110584.027 | 0.059 | 234.077 | 0.215 | 1860793.213 | Pipeline Natural Gas |  | Dry bottom wall-fired boiler |  |  |  |  | ARP, CSOSG2 | 170 4 | 1970-04-07 | 7606 |  |  | 2.6649 | 2.793% | Electric Utility |  |  | #N/A
MI | Dan E Karn | 1702 | 1 |  | 2023 | 2655 | 2650.61 | 489722.48 |  | 148.509 | 0.0575 | 542716.167 | 0.105 | 149.95 | 0.0588 | 5174620.282 | Coal | Diesel Oil | Tangentially-fired | Dry Lime FGD | Selective Catalytic Reduction | Baghouse | Halogenated PAC Sorbent Injection | ARP, CSNOX, CSOSG3, CSSO2G1, MATS | 1702 1 | 1956-07-01 | 3400 |  | Y | 0.61239 | 17.37% | Electric Utility |  |  | #N/A
MI | Dan E Karn | 1702 | 2 |  | 2023 | 811 | 810.03 | 186608.61 |  | 51.463 | 0.0557 | 195275.443 | 0.105 | 58.206 | 0.0628 | 1861881.789 | Coal | Diesel Oil | Dry bottom wall-fired boiler | Dry Lime FGD | Low NOx Burner Technology w/ Overfire Air,Selective Catalytic Reduction | Baghouse | Halogenated PAC Sorbent Injection | ARP, CSNOX, CSOSG3, CSSO2G1, MATS | 1702 2 | 1956-07-01 | 3100 |  | Y | 0.62383 | 6.856% | Electric Utility |  |  | #N/A
MI | Dan E Karn | 1702 | 3 | CS0009 | 2023 | 244 | 227.92 |  | 213201.16 | 34.668 | 0.0997 | 20718.538 | 0.0604 | 30.656 | 0.0821 | 323594.422 | Pipeline Natural Gas | Residual Oil | Dry bottom wall-fired boiler |  | Low NOx Burner Technology (Dry Bottom only) |  |  | ARP, CSNOX, CSOSG3, CSSO2G1 | 1702 3 | 1974-01-01 | 10856.4 |  |  |  | 0.3403% | Electric Utility |  |  | #N/A
MI | Dan E Karn | 1702 | 4 | CS0009 | 2023 | 389 | 375.32 |  | 280669.97 | 3.208 | 0.0253 | 24756.386 | 0.059 | 20.117 | 0.0745 | 417552.992 | Pipeline Natural Gas | Residual Oil | Dry bottom wall-fired boiler |  | Low NOx Burner Technology (Dry Bottom only) |  |  | ARP, CSNOX, CSOSG3, CSSO2G1 | 1702 4 | 1977-01-01 | 11475.5 |  |  |  | 0.4154% | Electric Utility |  |  | #N/A
MI | J H Campbell | 1710 | 1 |  | 2023 | 6427 | 6416.25 | 1343999.5 |  | 1825.247 | 0.2628 | 1426936.33 | 0.105 | 1066.561 | 0.1601 | 13605385.301 | Coal |  | Tangentially-fired | Dry Sorbent Injection | Low NOx Burner Technology w/ Closed-coupled/Separated OFA | Baghouse | Halogenated PAC Sorbent Injection | ARP, CSNOX, CSOSG3, CSSO2G1, MATS | 1710 1 | 1962-08-01 | 3237 |  |  | 1.5871 | 47.98% | Electric Utility |  |  | #N/A
MI | J H Campbell | 1710 | 2 |  | 2023 | 3842 | 3836.13 | 858609.6 |  | 1178.21 | 0.2728 | 892125.784 | 0.105 | 213.087 | 0.0515 | 8506133.552 | Coal |  | Cell burner boiler | Dry Sorbent Injection | Low NOx Cell Burner,Selective Catalytic Reduction | Baghouse | Halogenated PAC Sorbent Injection | ARP, CSNOX, CSOSG3, CSSO2G1, MATS | 1710 2 | 1967-05-01 | 4270 |  | Y | 0.49635 | 22.74% | Electric Utility |  |  | #N/A
MI | J H Campbell | 1710 | 3 |  | 2023 | 6553 | 6542.49 | 4949709.45 |  | 1217.085 | 0.0551 | 4995109.546 | 0.105 | 1254.203 | 0.0536 | 47626885.932 | Coal |  | Dry bottom wall-fired boiler | Dry Lime FGD | Low NOx Burner Technology w/ Overfire Air,Selective Catalytic Reduction | Baghouse | Halogenated PAC Sorbent Injection | ARP, CSNOX, CSOSG3, CSSO2G1, MATS | 1710 3 | 1980-06-01 | 9909.7 |  | Y | 0.50678 | 54.86% | Electric Utility |  |  | #N/A
MI | Delray | 1728 | CTG111 |  | 2023 | 212 | 186.66 | 12064.76 |  | 0.044 | 0.001 | 8636.918 | 0.0591 | 2.355 | 0.0327 | 145332.825 | Pipeline Natural Gas |  | Combustion turbine |  | Dry Low NOx Burners |  |  | ARP, CSNOX, CSOSG3, CSSO2G1 | 1728 CTG111 | 1999-09-03 | 1000 |  |  | 0.39039 | 1.659% | Electric Utility |  |  | 0.039517
MI | Delray | 1728 | CTG121 |  | 2023 | 183 | 166.19 | 10770.92 |  | 0.035 | 0.001 | 6934.589 | 0.059 | 2.519 | 0.0433 | 116677.862 | Pipeline Natural Gas |  | Combustion turbine |  | Dry Low NOx Burners |  |  | ARP, CSNOX, CSOSG3, CSSO2G1 | 1728 CTG121 | 1999-12-14 | 950 |  |  | 0.46774 | 1.402% | Electric Utility |  |  | 0.05074
MI | Hancock Peakers | 1730 | CTG121 |  | 2023 | 38 | 31.84 | 1184.16 |  | 0.005 | 0.0008 | 990.4 | 0.0574 | 5.877 | 0.7004 | 16790.5 | Pipeline Natural Gas |  | Combustion turbine |  |  |  |  | CSNOX, CSOSG3, CSSO2G1 | 1730 CTG121 | 1970-05-21 | 514.1 |  |  | 9.926 | 0.3728% | Electric Utility | Pratt & Whitney Unknown |  | 0.70001
MI | Hancock Peakers | 1730 | CTG122 |  | 2023 | 42 | 34.05 | 1266.93 |  | 0.005 | 0.0008 | 1075.2 | 0.059 | 6.378 | 0.7002 | 18220.4 | Pipeline Natural Gas |  | Combustion turbine |  |  |  |  | CSNOX, CSOSG3, CSSO2G1 | 1730 CTG122 | 1966-04-30 | 514.1 |  |  | 10.0684 | 0.4046% | Electric Utility | Pratt & Whitney Unknown |  | 0.70001
MI | Monroe | 1733 | 1 |  | 2023 | 4777 | 4764.72 | 2581033.15 |  | 670.284 | 0.0513 | 2616719.419 | 0.105 | 752.313 | 0.0652 | 24949238.368 | Coal | Diesel Oil | Cell burner boiler | Wet Limestone | Low NOx Cell Burner,Selective Catalytic Reduction | Electrostatic Precipitator |  | ARP, CSNOX, CSOSG3, CSSO2G1, MATS | 1733 1 | 1971-03-01 | 8000 |  | Y | 0.58295 | 35.6% | Electric Utility |  |  | #N/A
MI | Monroe | 1733 | 2 |  | 2023 | 7782 | 7774.43 | 4052737.05 |  | 754.274 | 0.0373 | 4180434.525 | 0.105 | 1303.847 | 0.0677 | 39859248.904 | Coal | Diesel Oil | Cell burner boiler | Wet Limestone | Low NOx Cell Burner,Selective Catalytic Reduction | Electrostatic Precipitator |  | ARP, CSNOX, CSOSG3, CSSO2G1, MATS | 1733 2 | 1972-12-01 | 8220 |  | Y | 0.64344 | 55.35% | Electric Utility |  |  | #N/A
MI | Monroe | 1733 | 3 |  | 2023 | 6623 | 6602.17 | 3321869.2 |  | 800.14 | 0.0601 | 3213600.145 | 0.1049 | 960.752 | 0.0669 | 30624081.407 | Coal | Diesel Oil | Cell burner boiler | Wet Limestone | Low NOx Cell Burner,Selective Catalytic Reduction | Electrostatic Precipitator |  | ARP, CSNOX, CSOSG3, CSSO2G1, MATS | 1733 3 | 1973-02-01 | 8200 |  | Y | 0.57844 | 42.63% | Electric Utility |  |  | #N/A
MI | Monroe | 1733 | 4 |  | 2023 | 5341 | 5323.79 | 2571451.43 |  | 611.17 | 0.0552 | 2465466.826 | 0.105 | 807.972 | 0.0768 | 23494723.535 | Coal | Diesel Oil | Cell burner boiler | Wet Limestone | Low NOx Cell Burner,Selective Catalytic Reduction | Electrostatic Precipitator |  | ARP, CSNOX, CSOSG3, CSSO2G1, MATS | 1733 4 | 1974-02-01 | 8005 |  | Y | 0.62842 | 33.5% | Electric Utility |  |  | #N/A
MI | Wyandotte | 1866 | 5 |  | 2023 | 0 | 0 | [9 empty] | Pipeline Natural Gas |  | Stoker |  |  |  |  | ARP, CSNOX, CSOSG3, CSSO2G1 | 1866 5 | 1958-06-01 | 260 |  |  |  | 0% | Electric Utility |  |  | #N/A
MI | Wyandotte | 1866 | 7 |  | 2023 | 0 | 0 | [9 empty] | Pipeline Natural Gas |  | Dry bottom wall-fired boiler |  | Low NOx Burner Technology (Dry Bottom only) | Electrostatic Precipitator |  | ARP, CSNOX, CSOSG3, CSSO2G1 | 1866 7 | 1982-07-15 | 439 |  |  |  | 0% | Electric Utility |  |  | #N/A
MN | Laskin Energy Center | 1891 | 1 | CS0001 | 2023 | 2275 | 2248.74 | 59763.53 |  | 0.645 | 0.002 | 45623.399 | 0.0593 | 35.684 | 0.0946 | 767697.829 | Natural Gas |  | Tangentially-fired |  | Low NOx Burner Technology w/ Separated OFA |  |  | ARP, CSNOX, CSSO2G2 | 1891 1 | 1953-04-29 | 660 |  |  | 1.1942 | 13.28% | Electric Utility |  |  | #N/A
MN | Laskin Energy Center | 1891 | 2 | CS0001 | 2023 | 1908 | 1884.26 | 49543.33 |  | 0.544 | 0.002 | 38491.779 | 0.0592 | 31.114 | 0.0979 | 647716.151 | Natural Gas |  | Tangentially-fired |  | Low NOx Burner Technology w/ Separated OFA |  |  | ARP, CSNOX, CSSO2G2 | 1891 2 | 1953-08-29 | 660 |  |  | 1.256 | 11.2% | Electric Utility |  |  | #N/A
MN | Boswell Energy Center | 1893 | 3 |  | 2023 | 7762 | 7741.47 | 2335890.93 |  | 170.832 | 0.0161 | 2464472.846 | 0.1038 | 648.701 | 0.054 | 23522734.159 | Coal | Pipeline Natural Gas | Tangentially-fired | Wet Limestone | Low NOx Burner Technology w/ Separated OFA,Ammonia Injection,Selective Catalytic Reduction | Baghouse | Untreated PAC Sorbent Injection | ARP, CSNOX, CSSO2G2, MATS | 1893 3 | 1973-02-01 | 4500 |  | Y | 0.55542 | 59.67% | Electric Utility |  |  | #N/A
MN | Boswell Energy Center | 1893 | 4 |  | 2023 | 6589 | 6579.52 | 3167054.45 |  | 407.793 | 0.0271 | 3218145.5 | 0.104 | 1686.603 | 0.1071 | 30706645.935 | Coal |  | Tangentially-fired | Dry Sorbent Injection | Selective Non-catalytic Reduction,Low NOx Burner Technology w/ Closed-coupled/Separated OFA | Baghouse | Halogenated PAC Sorbent Injection | ARP, CSNOX, CSSO2G2, MATS | 1893 4 | 1980-05-01 | 7000 |  | Y | 1.0651 | 50.08% | Electric Utility |  |  | #N/A
MN | Hibbard Energy Center | 1897 | 3 | CS0001 | 2023 | 3150 | 3119.66 |  | 500889.83 | 21.531 | 0.0475 | 88736.528 | 0.1021 | 141.374 | 0.3196 | 853345.747 | Wood | Coal | Stoker |  |  | Electrostatic Precipitator |  | ARP, CSNOX, CSSO2G2 | 1897 3 | 1949-07-01 | 686 |  |  |  | 14.2% | Cogeneration |  |  | #N/A
MN | Hibbard Energy Center | 1897 | 4 | CS0001 | 2023 | 2233 | 2204.69 |  | 314691.83 | 14.61 | 0.0521 | 53211.813 | 0.1014 | 85.371 | 0.3153 | 512576.371 | Wood | Coal | Stoker |  |  | Electrostatic Precipitator |  | ARP, CSNOX, CSSO2G2 | 1897 4 | 1951-03-01 | 661 |  |  |  | 8.852% | Cogeneration |  |  | #N/A
MN | Black Dog | 1904 | 5 |  | 2023 | 5556 | 5493.59 | 1420854.76 |  | 3.258 | 0.001 | 638399.695 | 0.059 | 79.04 | 0.0187 | 10742291.129 | Pipeline Natural Gas |  | Combined cycle |  | Selective Catalytic Reduction |  |  | ARP, CSNOX, CSSO2G2 | 1904 5 | 2002-06-14 | 2900 |  | Y | 0.11126 | 42.29% | Electric Utility |  |  | 0.015635
MN | Black Dog | 1904 | 6 |  | 2023 | 2595 | 2430.05 | 413243.43 |  | 1.352 | 0.001 | 267780.68 | 0.059 | 64.816 | 0.0311 | 4505877.331 | Pipeline Natural Gas |  | Combustion turbine |  |  |  |  | ARP, CSNOX, CSSO2G2 | 1904 6 | 2018-03-21 | 2420 |  |  | 0.31369 | 21.25% | Electric Utility | GE 7FA.05 | Frame | 0.029264
MN | High Bridge | 1912 | 7 |  | 2023 | 5305 | 5260.37 | 1347939.82 |  | 2.972 | 0.001 | 588712.001 | 0.059 | 65.717 | 0.014 | 9906248.558 | Pipeline Natural Gas |  | Combined cycle |  | Dry Low NOx Burners,Selective Catalytic Reduction |  |  | ARP, CSNOX, CSSO2G2 | 1912 7 | 2008-02-13 | 2400 |  | Y | 0.097507 | 47.12% | Electric Utility |  |  | 0.013805
MN | High Bridge | 1912 | 8 |  | 2023 | 4569 | 4528.53 | 1158463.4 |  | 2.532 | 0.001 | 501648.778 | 0.059 | 56.458 | 0.0144 | 8441126.127 | Pipeline Natural Gas |  | Combined cycle |  | Dry Low NOx Burners,Selective Catalytic Reduction |  |  | ARP, CSNOX, CSSO2G2 | 1912 8 | 2008-02-27 | 2400 |  | Y | 0.09747 | 40.15% | Electric Utility |  |  | 0.013854
MN | Inver Hills | 1913 | 1 |  | 2023 | 391 | 333.77 | 6604.35 |  | 0.038 | 0.001 |  |  | 13.483 | 0.2064 | 125126.189 | Pipeline Natural Gas | Diesel Oil | Combustion turbine |  |  |  |  | CSNOX, CSSO2G2 | 1913 1 | 1972-01-01 | 852.5 |  |  | 4.0831 | 1.676% | Electric Utility | GE Unknown |  | 0.57907
MN | Inver Hills | 1913 | 2 |  | 2023 | 297 | 260.72 | 8159.95 |  | 0.083 | 0.0042 |  |  | 50.331 | 0.647 | 177759.2 | Pipeline Natural Gas | Diesel Oil | Combustion turbine |  |  |  |  | CSNOX, CSSO2G2 | 1913 2 | 1972-01-01 | 728.4 |  |  | 12.3361 | 2.786% | Electric Utility | GE Unknown |  | 0.67027
MN | Inver Hills | 1913 | 3 |  | 2023 | 358 | 303.6 | 9352.27 |  | 0.924 | 0.0154 |  |  | 31.044 | 0.4346 | 144551.2 | Pipeline Natural Gas | Diesel Oil | Combustion turbine |  |  |  |  | CSNOX, CSSO2G2 | 1913 3 | 1972-01-01 | 761.6 |  |  | 6.6388 | 2.167% | Electric Utility | GE Unknown |  | 0.5834
MN | Inver Hills | 1913 | 4 |  | 2023 | 487 | 424.52 | 12800.33 |  | 0.058 | 0.001 |  |  | 35.601 | 0.3548 | 195226.581 | Pipeline Natural Gas | Diesel Oil | Combustion turbine |  |  |  |  | CSNOX, CSSO2G2 | 1913 4 | 1972-01-01 | 779.3 |  |  | 5.5625 | 2.86% | Electric Utility | GE Unknown |  | 0.60652
MN | Inver Hills | 1913 | 5 |  | 2023 | 581 | 491.82 | 17199.22 |  | 0.243 | 0.0051 |  |  | 56.224 | 0.5494 | 220333.7 | Pipeline Natural Gas | Diesel Oil | Combustion turbine |  |  |  |  | CSNOX, CSSO2G2 | 1913 5 | 1972-01-01 | 727.5 |  |  | 6.538 | 3.457% | Electric Utility | GE Unknown |  | 0.62603
MN | Inver Hills | 1913 | 6 |  | 2023 | 686 | 612 | 19708.92 |  | 0.996 | 0.0081 |  |  | 78.897 | 0.5361 | 291927.2 | Pipeline Natural Gas | Diesel Oil | Combustion turbine |  |  |  |  | CSNOX, CSSO2G2 | 1913 6 | 1972-01-01 | 779.1 |  |  | 8.0062 | 4.277% | Electric Utility | GE Unknown |  | 0.63113
MN | Allen S King | 1915 | 1 |  | 2023 | 2357 | 2350.33 | 1052113.21 |  | 557.515 | 0.1162 | 1090211.399 | 0.1049 | 492.607 | 0.1058 | 10394871.612 | Coal |  | Cyclone boiler | Dry Lime FGD | Overfire Air,Selective Catalytic Reduction | Baghouse,Electrostatic Precipitator | Halogenated PAC Sorbent Injection | ARP, CSNOX, CSSO2G2, MATS | 1915 1 | 1968-02-01 | 7530 |  | Y | 0.93641 | 15.76% | Electric Utility |  |  | #N/A
MN | Riverside (1927) | 1927 | 10 |  | 2023 | 5550 | 5468.81 | 1205115.33 |  | 2.529 | 0.001 | 500931.677 | 0.059 | 79.685 | 0.0233 | 8429105.068 | Pipeline Natural Gas |  | Combined cycle |  | Dry Low NOx Burners,Selective Catalytic Reduction |  |  | ARP, CSNOX, CSSO2G2 | 1927 10 | 2008-12-13 | 1975 |  | Y | 0.13224 | 48.72% | Electric Utility |  |  | 0.018073
MN | Riverside (1927) | 1927 | 9 |  | 2023 | 5946 | 5871.13 | 1313415.39 |  | 2.747 | 0.001 | 544209.998 | 0.059 | 77.266 | 0.0203 | 9157389.876 | Pipeline Natural Gas |  | Combined cycle |  | Dry Low NOx Burners,Selective Catalytic Reduction |  |  | ARP, CSNOX, CSSO2G2 | 1927 9 | 2008-12-17 | 1975 |  | Y | 0.11766 | 52.93% | Electric Utility |  |  | 0.017787
MN | New Ulm | 2001 | 7 |  | 2023 | 16 | 7.01 | 177.25 |  | 0.417 | 0.3404 |  |  | 1.472 | 1.2 | 2453.5 | Diesel Oil |  | Combustion turbine |  | Water Injection |  |  | CSNOX, CSSO2G2 | 2001 7 | 2001-05-21 | 350 |  |  | 16.6093 | 0.08002% | Electric Utility | Pratt & Whitney FT4 |  | 1.1999
AR | Thomas Fitzhugh | 201 | 2 |  | 2023 | 3225 | 3173.83 | 411773.43 |  | 1.153 | 0.0011 | 211302.118 | 0.059 | 143.356 | 0.0812 | 3555359.688 | Pipeline Natural Gas | Diesel Oil | Combined cycle |  | Dry Low NOx Burners,Water Injection |  |  | ARP, CSOSG2 | 201 2 | 2002-12-31 | 1750 |  |  | 0.69629 | 23.19% | Electric Utility |  |  | 0.08204
AR | Carl Bailey | 202 | 1 |  | 2023 | 0 | 0 | [9 empty] | Pipeline Natural Gas | Residual Oil | Dry bottom wall-fired boiler |  |  |  |  | ARP, CSOSG2 | 202 1 | 1966-03-15 | 1436 |  |  |  | 0% | Electric Utility |  |  | #N/A
AR | McClellan | 203 | 1 |  | 2023 | 982 | 936.26 |  | 297379.1 | 0.67 | 0.002 | 28488.873 | 0.0585 | 80.597 | 0.2344 | 488713.488 | Pipeline Natural Gas | Residual Oil | Dry bottom wall-fired boiler |  |  |  |  | ARP, CSOSG2 | 203 1 | 1970-04-01 | 1436 |  |  |  | 3.885% | Electric Utility |  |  | #N/A
MN | Cambridge Station | 2038 | 1 |  | 2023 | 23 | 16.37 | 197.35 |  | 0.002 | 0.0011 |  |  | 2.038 | 1.201 | 3397.1 | Diesel Oil |  | Combustion turbine |  |  |  |  | CSNOX, CSSO2G2 | 2038 1 | 1978-04-12 | 363.3 |  |  | 20.6537 | 0.1067% | Electric Utility |  |  | 1.2
MN | Cambridge Station | 2038 | 2 |  | 2023 | 569 | 471.13 | 49714.82 |  | 0.173 | 0.001 | 34318.547 | 0.059 | 13.346 | 0.0542 | 577473.677 | Pipeline Natural Gas |  | Combustion turbine |  | Dry Low NOx Burners |  |  | ARP, CSNOX, CSSO2G2 | 2038 2 | 2007-05-03 | 1885 |  |  | 0.5369 | 3.497% | Electric Utility | Siemens Unknown |  | 0.052888
MN | Elk River | 2039 | ERPS11 |  | 2023 | 547 | 468.41 | 58015.12 |  | 0.205 | 0.001 | 40576.474 | 0.0591 | 10.764 | 0.0378 | 682188.959 | Pipeline Natural Gas | Diesel Oil | Combustion turbine |  | Dry Low NOx Burners |  |  | ARP, CSNOX, CSSO2G2 | 2039 ERPS11 | 2009-06-13 | 2269 |  |  | 0.37108 | 3.432% | Electric Utility |  |  | 0.037984
MN | Maple Lake Station | 2042 | 1 |  | 2023 | 23 | 15.3 | 184.32 |  | 0.003 | 0.0012 |  |  | 2.051 | 1.2003 | 3419.1 | Diesel Oil |  | Combustion turbine |  |  |  |  | CSNOX, CSSO2G2 | 2042 1 | 1978-04-26 | 363.3 |  |  | 22.2548 | 0.1074% | Electric Utility |  |  | 1.2
MS | Chevron Cogenerating Station | 2047 | 5 |  | 2023 | 8361 | 8350.47 | 595735.51 |  | 2.09 | 0.001 | 413930.766 | 0.059 | 189.794 | 0.055 | 6965205.608 | Natural Gas |  | Combustion turbine |  | Dry Low NOx Burners |  |  | ARP, CSOSG2 | 2047 5 | 1994-05-14 | 1096 |  |  | 0.63718 | 72.55% | Cogeneration |  |  | 0.054368
MS | Watson Electric Generating Plant | 2049 | 4 |  | 2023 | 7895 | 7886.69 | 1359016.86 |  | 3.873 | 0.001 | 767167.562 | 0.059 | 1341.548 | 0.1888 | 12909019.344 | Pipeline Natural Gas |  | Dry bottom wall-fired boiler |  | Low NOx Burner Technology (Dry Bottom only) | Electrostatic Precipitator |  | ARP, CSOSG2 | 2049 4 | 1968-07-20 | 2526 |  |  | 1.9743 | 58.34% | Electric Utility |  |  | #N/A
MS | Watson Electric Generating Plant | 2049 | 5 |  | 2023 | 8147 | 8140.21 | 2107967.19 |  | 6.343 | 0.001 | 1256370.482 | 0.059 | 2721.916 | 0.2446 | 21141213.158 | Pipeline Natural Gas |  | Dry bottom wall-fired boiler |  | Low NOx Burner Technology (Dry Bottom only) | Electrostatic Precipitator |  | ARP, CSOSG2 | 2049 5 | 1973-05-31 | 5095 |  |  | 2.5825 | 47.37% | Electric Utility |  |  | #N/A
MS | Baxter Wilson | 2050 | 1 |  | 2023 | 0 | 0 | [9 empty] | Pipeline Natural Gas | Residual Oil | Tangentially-fired |  |  |  |  | ARP | 2050 1 | 1966-10-01 | 5585 |  |  |  | 0% | Electric Utility |  |  | #N/A
MS | Moselle Generation Complex | 2070 | **4 |  | 2023 | 1898 | 1748.13 | 120554.93 |  | 0.431 | 0.001 | 85410.95 | 0.059 | 25.429 | 0.0403 | 1437322.571 | Pipeline Natural Gas | Diesel Oil | Combustion turbine |  | Dry Low NOx Burners |  |  | ARP, CSOSG2 | 2070 **4 | 1997-06-01 | 1200 |  |  | 0.42187 | 13.67% | Electric Utility | GE Unknown |  | 0.039526
MS | Moselle Generation Complex | 2070 | 3 |  | 2023 | 2415 | 2259.61 | 61465.98 |  | 0.2 | 0.001 | 39646.129 | 0.0593 | 139.701 | 0.3102 | 667144.268 | Pipeline Natural Gas | Diesel Oil | Dry bottom wall-fired boiler |  |  |  |  | ARP, CSOSG2 | 2070 3 | 1970-08-01 | 725 |  |  | 4.5456 | 10.5% | Electric Utility |  |  | #N/A
MS | Moselle Generation Complex | 2070 | 5 |  | 2023 | 2009 | 1841.2 | 127868.82 |  | 0.464 | 0.001 | 91918.955 | 0.059 | 17.99 | 0.0282 | 1546711.819 | Pipeline Natural Gas |  | Combustion turbine |  | Dry Low NOx Burners |  |  | ARP, CSOSG2 | 2070 5 | 2006-03-02 | 1143.3 |  |  | 0.28138 | 15.44% | Electric Utility | GE MS7001EA | Frame | 0.024848
MS | Moselle Generation Complex | 2070 | 6 |  | 2023 | 6583 | 6539.09 | 875444.9 |  | 2.099 | 0.001 | 415773.305 | 0.0591 | 23.134 | 0.0076 | 6995155.101 | Pipeline Natural Gas |  | Combined cycle |  | Dry Low NOx Burners,Selective Catalytic Reduction |  |  | ARP, CSOSG2 | 2070 6 | 2011-10-12 | 1540 |  | Y | 0.052851 | 51.85% | Electric Utility |  |  | 0.0063101
MS | Moselle Generation Complex | 2070 | 7 |  | 2023 | 7513 | 7491.13 | 1014877.46 |  | 2.52 | 0.001 | 499145.512 | 0.059 | 24.64 | 0.0069 | 8397459.511 | Pipeline Natural Gas |  | Combined cycle |  | Dry Low NOx Burners,Selective Catalytic Reduction |  |  | ARP, CSOSG2 | 2070 7 | 2011-09-24 | 1540 |  | Y | 0.048558 | 62.25% | Electric Utility |  |  | 0.0076333
MO | Hawthorn | 2079 | 5A |  | 2023 | 6074 | 6048.99 | 2386415.87 |  | 1293.885 | 0.1094 | 2404229.159 | 0.101 | 760.031 | 0.066 | 23303011.712 | Coal |  | Dry bottom wall-fired boiler | Dry Lime FGD | Low NOx Burner Technology w/ Overfire Air,Selective Catalytic Reduction | Baghouse | Halogenated PAC Sorbent Injection | ARP, CSNOX, CSOSG2, CSSO2G1, MATS | 2079 5A | 2001-05-11 | 7179 |  | Y | 0.63696 | 37.05% | Electric Utility |  |  | #N/A
MO | Hawthorn | 2079 | 6 |  | 2023 | 0 | 0 | [9 empty] | Pipeline Natural Gas |  | Combustion turbine |  | Other |  |  | ARP, CSNOX, CSOSG2, CSSO2G1 | 2079 6 | 1997-10-21 | 1602 |  |  |  | 0% | Electric Utility | Siemens V84.3A | Frame | #DIV/0!
MO | Hawthorn | 2079 | 7 |  | 2023 | 1725 | 1552.18 | 93014.38 |  | 0.368 | 0.001 | 72974.569 | 0.059 | 17.599 | 0.0315 | 1227946.139 | Pipeline Natural Gas |  | Combustion turbine |  | Other |  |  | ARP, CSNOX, CSOSG2, CSSO2G1 | 2079 7 | 2000-05-31 | 925 |  |  | 0.37841 | 15.15% | Electric Utility | GE MS7001EA | Frame | 0.027394
MO | Hawthorn | 2079 | 8 |  | 2023 | 1863 | 1688.59 | 102075.11 |  | 0.353 | 0.001 | 69918.039 | 0.0591 | 15.248 | 0.0298 | 1176503.819 | Pipeline Natural Gas |  | Combustion turbine |  | Other |  |  | ARP, CSNOX, CSOSG2, CSSO2G1 | 2079 8 | 2000-06-14 | 925 |  |  | 0.29876 | 14.52% | Electric Utility | GE MS7001EA | Frame | 0.026865
MO | Hawthorn | 2079 | 9 |  | 2023 | 2011 | 1893.68 | 247655.18 |  | 0.633 | 0.001 | 125477.079 | 0.059 | 13.473 | 0.0156 | 2111386.55 | Pipeline Natural Gas |  | Combined cycle |  | Selective Catalytic Reduction |  |  | ARP, CSNOX, CSOSG2, CSSO2G1 | 2079 9 | 2000-07-15 | 2439 |  | Y | 0.1088 | 9.882% | Electric Utility |  |  | 0.015764
MO | Northeast Generating Station | 2081 | 11 |  | 2023 | 318 | 266.82 | 3745.89 |  | 1.189 | 0.03 |  |  | 47.62 | 1.1999 | 79365.1 | Diesel Oil |  | Combustion turbine |  |  |  |  | CSNOX, CSOSG2, CSSO2G1 | 2081 11 | 1972-05-30 | 1000 |  |  | 25.4252 | 0.906% | Electric Utility |  |  | 1.2
MO | Northeast Generating Station | 2081 | 12 |  | 2023 | 273 | 233.23 | 2992.59 |  | 1.037 | 0.03 |  |  | 41.586 | 1.2 | 69314.9 | Diesel Oil |  | Combustion turbine |  |  |  |  | CSNOX, CSOSG2, CSSO2G1 | 2081 12 | 1972-05-30 | 1000 |  |  | 27.7926 | 0.7913% | Electric Utility |  |  | 1.2
MO | Northeast Generating Station | 2081 | 13 |  | 2023 | 160 | 132.29 | 1685.59 |  | 0.546 | 0.0302 |  |  | 21.835 | 1.2 | 36392.5 | Diesel Oil |  | Combustion turbine |  |  |  |  | CSNOX, CSOSG2, CSSO2G1 | 2081 13 | 1976-06-25 | 1000 |  |  | 25.9078 | 0.4154% | Electric Utility |  |  | 1.2
MO | Northeast Generating Station | 2081 | 14 |  | 2023 | 348 | 294.43 | 3936.59 |  | 1.255 | 0.03 |  |  | 50.235 | 1.2 | 83730.3 | Diesel Oil |  | Combustion turbine |  |  |  |  | CSNOX, CSOSG2, CSSO2G1 | 2081 14 | 1976-05-28 | 1000 |  |  | 25.5221 | 0.9558% | Electric Utility |  |  | 1.2
MO | Northeast Generating Station | 2081 | 15 |  | 2023 | 341 | 292.95 | 3874.84 |  | 1.244 | 0.0301 |  |  | 49.723 | 1.1999 | 82867.8 | Diesel Oil |  | Combustion turbine |  |  |  |  | CSNOX, CSOSG2, CSSO2G1 | 2081 15 | 1975-05-28 | 1000 |  |  | 25.6645 | 0.946% | Electric Utility |  |  | 1.2
MO | Northeast Generating Station | 2081 | 16 |  | 2023 | 301 | 261.24 | 3329.65 |  | 1.133 | 0.03 |  |  | 45.401 | 1.2 | 75671.8 | Diesel Oil |  | Combustion turbine |  |  |  |  | CSNOX, CSOSG2, CSSO2G1 | 2081 16 | 1975-05-28 | 1000 |  |  | 27.2707 | 0.8638% | Electric Utility |  |  | 1.2
MO | Northeast Generating Station | 2081 | 17 |  | 2023 | 355 | 304.78 | 4266.52 |  | 1.372 | 0.0301 |  |  | 54.893 | 1.2 | 91482.9 | Diesel Oil |  | Combustion turbine |  |  |  |  | CSNOX, CSOSG2, CSSO2G1 | 2081 17 | 1977-05-31 | 1000 |  |  | 25.732 | 1.044% | Electric Utility |  |  | 1.2
MO | Northeast Generating Station | 2081 | 18 |  | 2023 | 345 | 295.84 | 4070.21 |  | 1.297 | 0.03 |  |  | 51.904 | 1.2 | 86509 | Diesel Oil |  | Combustion turbine |  |  |  |  | CSNOX, CSOSG2, CSSO2G1 | 2081 18 | 1977-05-31 | 1000 |  |  | 25.5043 | 0.9875% | Electric Utility |  |  | 1.2
MO | Fairgrounds | 2082 | CT01 |  | 2023 | 9 | 3.19 | 57.88 |  | 0.711 | 0.5 |  |  | 1.706 | 1.2 | 2842.5 | Diesel Oil |  | Combustion turbine |  |  |  |  | CSNOX, CSOSG2, CSSO2G1 | 2082 CT01 | 1974-01-01 | 891 |  |  | 58.9496 | 0.03642% | Electric Utility |  |  | 1.2
MO | Ralph Green Station | 2092 | 3 |  | 2023 | 2391 | 2108.46 | 39654.11 |  | 0.249 | 0.001 |  |  | 100.08 | 0.2199 | 828923.505 | Pipeline Natural Gas |  | Combustion turbine |  | Water Injection |  |  | CSNOX, CSOSG2, CSSO2G1 | 2092 3 | 1981-06-01 | 1187 |  |  | 5.0476 | 7.972% | Electric Utility | GE MS7001E |  | 0.20289
MO | Lake Road | 2098 | 6 |  | 2023 | 2238 | 2065.66 | 58279.42 |  | 0.551 | 0.0012 | 40950.366 | 0.0596 | 88.31 | 0.2188 | 676143.965 | Pipeline Natural Gas |  | Cyclone boiler |  | Overfire Air |  |  | ARP, CSNOX, CSOSG2, CSSO2G1 | 2098 6 | 1966-06-01 | 1571 |  |  | 3.0306 | 4.913% | Electric Utility |  |  | #N/A
MO | Lake Road | 2098 | GT5 |  | 2023 | 1040 | 925.66 | 15285.46 |  | 0.443 | 0.0011 |  |  | 84.154 | 0.3445 | 426544.879 | Pipeline Natural Gas | Diesel Oil | Combustion turbine |  |  |  |  | CSNOX, CSOSG2, CSSO2G1 | 2098 GT5 | 1973-06-15 | 867 |  |  | 11.011 | 5.616% | Electric Utility | Siemens Unknown |  | 0.53566
MO | Labadie | 2103 | 1 |  | 2023 | 8410 | 8402.06 | 4499455.05 |  | 10504.223 | 0.4775 | 4561012.369 | 0.105 | 2025.726 | 0.0928 | 43487898.526 | Coal |  | Tangentially-fired |  | Low NOx Burner Technology w/ Closed-coupled/Separated OFA | Electrostatic Precipitator | Halogenated PAC Sorbent Injection | ARP, CSNOX, CSOSG2, CSSO2G1, MATS | 2103 1 | 1970-05-01 | 6183 |  |  | 0.90043 | 80.29% | Electric Utility |  |  | #N/A
MO | Labadie | 2103 | 2 |  | 2023 | 8400 | 8390.9 | 4485606 |  | 10280.337 | 0.4805 | 4454176.102 | 0.105 | 1888.987 | 0.0883 | 42469239.14 | Coal |  | Tangentially-fired |  | Low NOx Burner Technology w/ Closed-coupled/Separated OFA | Electrostatic Precipitator | Halogenated PAC Sorbent Injection | ARP, CSNOX, CSOSG2, CSSO2G1, MATS | 2103 2 | 1971-04-01 | 6183 |  |  | 0.84224 | 78.41% | Electric Utility |  |  | #N/A
MO | Labadie | 2103 | 3 |  | 2023 | 7974 | 7965.11 | 4021243.4 |  | 9926.876 | 0.4901 | 4228222.455 | 0.105 | 1822.362 | 0.089 | 40314852.618 | Coal |  | Tangentially-fired |  | Low NOx Burner Technology w/ Closed-coupled/Separated OFA | Electrostatic Precipitator | Halogenated PAC Sorbent Injection | ARP, CSNOX, CSOSG2, CSSO2G1, MATS | 2103 3 | 1972-07-01 | 6107 |  |  | 0.90637 | 75.36% | Electric Utility |  |  | #N/A
MO | Labadie | 2103 | 4 |  | 2023 | 7062 | 7048.04 | 3637505.49 |  | 8534.216 | 0.4947 | 3586587.623 | 0.105 | 1518.531 | 0.0877 | 34197049.899 | Coal |  | Tangentially-fired |  | Low NOx Burner Technology w/ Closed-coupled/Separated OFA | Electrostatic Precipitator | Halogenated PAC Sorbent Injection | ARP, CSNOX, CSOSG2, CSSO2G1, MATS | 2103 4 | 1973-06-01 | 6107 |  |  | 0.83493 | 63.92% | Electric Utility |  |  | #N/A
MO | Sioux | 2107 | 1 |  | 2023 | 5088 | 5069.63 | 1715115.12 |  | 498.391 | 0.0547 | 1788684.761 | 0.105 | 1879.194 | 0.228 | 17054592.16 | Coal |  | Cyclone boiler | Wet Limestone | Overfire Air,Other | Wet Scrubber,Electrostatic Precipitator |  | ARP, CSNOX, CSOSG2, CSSO2G1, MATS | 2107 1 | 1967-03-01 | 4920 |  |  | 2.1913 | 39.57% | Electric Utility |  |  | #N/A
MO | Sioux | 2107 | 2 |  | 2023 | 4656 | 4641.66 | 1639343.01 |  | 403.496 | 0.0502 | 1744198.345 | 0.1049 | 1666.43 | 0.2069 | 16630433.501 | Coal |  | Cyclone boiler | Wet Limestone | Overfire Air,Other | Wet Scrubber,Electrostatic Precipitator |  | ARP, CSNOX, CSOSG2, CSSO2G1, MATS | 2107 2 | 1968-03-01 | 4920 |  |  | 2.033 | 38.59% | Electric Utility |  |  | #N/A
MO | Chillicothe | 2122 | GT1A | CP0 | 2023 | 0 | 0 | [9 empty] | Pipeline Natural Gas | Diesel Oil | Combustion turbine |  |  |  |  | CSNOX, CSOSG2, CSSO2G1 | 2122 GT1A | 1986-06-01 | 297 |  |  |  | 0% | Electric Utility |  |  | 0.7236
MO | Chillicothe | 2122 | GT1B | CP0 | 2023 | 0 | 0 | [9 empty] | Pipeline Natural Gas | Diesel Oil | Combustion turbine |  |  |  |  | CSNOX, CSOSG2, CSSO2G1 | 2122 GT1B | 1986-06-01 | 297 |  |  |  | 0% | Electric Utility |  |  | 0.72568
MO | Chillicothe | 2122 | GT2A | CP0 | 2023 | 351 | 351 | 4521 |  | 3.427 | 0.0918 |  |  | 28.493 | 0.7911 | 71682.6 | Pipeline Natural Gas | Diesel Oil | Combustion turbine |  |  |  |  | CSNOX, CSOSG2, CSSO2G1 | 2122 GT2A | 1986-06-01 | 297 |  |  | 12.6047 | 2.755% | Electric Utility |  |  | 0.83723
MO | Chillicothe | 2122 | GT2B | CP0 | 2023 | 351 | 351 | 4523 |  | 3.435 | 0.0918 |  |  | 28.512 | 0.7911 | 71715.7 | Pipeline Natural Gas | Diesel Oil | Combustion turbine |  |  |  |  | CSNOX, CSOSG2, CSSO2G1 | 2122 GT2B | 1986-06-01 | 297 |  |  | 12.6076 | 2.756% | Electric Utility |  |  | 0.8444
MO | Columbia | 2123 | 6 | CS5 | 2023 | 0 | 0 | [9 empty] | Coal |  | Stoker |  |  | Baghouse |  | ARP, CSNOX, CSOSG2, CSSO2G1, MATS | 2123 6 | 1957-01-01 | 260 |  |  |  | 0% | Electric Utility |  |  | #N/A
MO | Columbia | 2123 | 7 | CS5 | 2023 | 0 | 0 | [9 empty] | Coal |  | Stoker |  |  | Baghouse |  | ARP, CSNOX, CSOSG2, CSSO2G1, MATS | 2123 7 | 1965-01-01 | 345 |  |  |  | 0% | Electric Utility |  |  | #N/A
MO | Columbia | 2123 | 8 |  | 2023 | 409 | 396.01 |  | 41532.1 | 0.02 | 0.001 | 4014.792 | 0.0594 | 0.642 | 0.0221 | 67560.319 | Pipeline Natural Gas |  | Dry bottom wall-fired boiler |  |  |  |  | ARP, CSNOX, CSOSG2, CSSO2G1 | 2123 8 | 1970-01-01 | 490 |  |  |  | 1.574% | Electric Utility |  |  | #N/A
MO | Higginsville Municipal Power Plant | 2131 | 4A |  | 2023 | 108 | 79.05 | 1363.95 |  | 0.121 | 0.0193 |  |  | 7.944 | 0.7187 | 22371.3 | Pipeline Natural Gas | Diesel Oil | Combustion turbine |  | Water Injection |  |  | CSNOX, CSOSG2, CSSO2G1 | 2131 4A | 1996-01-01 | 283 |  |  | 11.6485 | 0.9024% | Electric Utility |  |  | 0.70048
MO | Higginsville Municipal Power Plant | 2131 | 4B |  | 2023 | 103 | 71.47 | 1314.49 |  | 0.012 | 0.0055 |  |  | 7.085 | 0.705 | 20226.4 | Pipeline Natural Gas | Diesel Oil | Combustion turbine |  | Water Injection |  |  | CSNOX, CSOSG2, CSSO2G1 | 2131 4B | 1996-01-01 | 283 |  |  | 10.7798 | 0.8159% | Electric Utility |  |  | 0.69991
MO | James River | 2161 | **GT1 |  | 2023 | 1315 | 1162.84 | 64001.27 |  | 0.358 | 0.001 | 50184.913 | 0.0591 | 67.023 | 0.1525 | 843803.976 | Natural Gas | Diesel Oil | Combustion turbine |  | Water Injection |  |  | CSNOX, CSOSG2, CSSO2G1 | 2161 **GT1 | 1989-04-01 | 991 |  |  | 2.0944 | 9.72% | Electric Utility | GE Unknown |  | 0.15328
MO | James River | 2161 | **GT2 |  | 2023 | 1536 | 1368.36 | 74159.95 |  | 0.423 | 0.001 | 59295.409 | 0.0594 | 72.548 | 0.1459 | 993555.035 | Natural Gas | Diesel Oil | Combustion turbine |  | Water Injection |  |  | ARP, CSNOX, CSOSG2, CSSO2G1 | 2161 **GT2 | 1992-04-01 | 973 |  |  | 1.9565 | 11.66% | Electric Utility |  |  | 0.15208
MO | New Madrid Power Plant | 2167 | 1 |  | 2023 | 7616 | 7601.28 | 3091013.55 |  | 5197.589 | 0.3636 | 2970312.973 | 0.105 | 5319.221 | 0.3988 | 28321119.925 | Coal | Diesel Oil | Cyclone boiler |  | Selective Catalytic Reduction,Overfire Air | Electrostatic Precipitator | Additives to Enhance PAC and Existing Equipment Performance | ARP, CSNOX, CSOSG2, CSSO2G1, MATS | 2167 1 | 1972-12-01 | 6728 |  | Y | 3.4417 | 48.05% | Electric Utility |  |  | #N/A
MO | New Madrid Power Plant | 2167 | 2 |  | 2023 | 4832 | 4814.73 | 1888805.16 |  | 5615.397 | 0.662 | 1775234.409 | 0.1049 | 4699.354 | 0.5589 | 16929303.234 | Coal | Diesel Oil | Cyclone boiler |  | Selective Catalytic Reduction,Overfire Air | Electrostatic Precipitator | Additives to Enhance PAC and Existing Equipment Performance | ARP, CSNOX, CSOSG2, CSSO2G1, MATS | 2167 2 | 1977-06-01 | 6985 |  | Y | 4.976 | 27.67% | Electric Utility |  |  | #N/A
MO | Thomas Hill Energy Center | 2168 | MB1 |  | 2023 | 7271 | 7218.42 | 1083906.59 |  | 2053.509 | 0.3518 | 1196063.479 | 0.1045 | 2147.863 | 0.3828 | 11406282.966 | Coal | Diesel Oil | Cyclone boiler |  | Overfire Air,Selective Catalytic Reduction | Electrostatic Precipitator | Additives to Enhance PAC and Existing Equipment Performance | ARP, CSNOX, CSOSG2, CSSO2G1, MATS | 2168 MB1 | 1966-11-30 | 2065 |  | Y | 3.9632 | 63.06% | Electric Utility |  |  | #N/A
MO | Thomas Hill Energy Center | 2168 | MB2 |  | 2023 | 7332 | 7316.36 | 1841573.33 |  | 3138.772 | 0.3439 | 1907298.975 | 0.105 | 2520.183 | 0.2798 | 18185598.671 | Coal | Diesel Oil | Cyclone boiler |  | Overfire Air,Selective Catalytic Reduction | Electrostatic Precipitator | Additives to Enhance PAC and Existing Equipment Performance | ARP, CSNOX, CSOSG2, CSSO2G1, MATS | 2168 MB2 | 1969-03-01 | 3122 |  | Y | 2.737 | 66.5% | Electric Utility |  |  | #N/A
MO | Thomas Hill Energy Center | 2168 | MB3 |  | 2023 | 5109 | 5089.94 | 3259773.96 |  | 6096.894 | 0.3642 | 3429205.378 | 0.1048 | 3160.951 | 0.1889 | 32698524.753 | Coal | Diesel Oil | Dry bottom wall-fired boiler |  | Overfire Air,Low NOx Burner Technology (Dry Bottom only),Selective Catalytic Reduction | Electrostatic Precipitator | Additives to Enhance PAC and Existing Equipment Performance | ARP, CSNOX, CSOSG2, CSSO2G1, MATS | 2168 MB3 | 1982-06-01 | 7823 |  | Y | 1.9394 | 47.71% | Electric Utility |  |  | #N/A
MT | Glendive Generating Station | 2176 | GT-2 |  | 2023 | 116 | 99.77 | 1918.42 |  | 0.011 | 0.0012 | 1390.035 | 0.0604 | 1.733 | 0.1469 | 22820.626 | Pipeline Natural Gas | Diesel Oil | Combustion turbine |  | Dry Low NOx Burners |  |  | ARP | 2176 GT-2 | 2003-06-01 | 420.8 |  |  | 1.8067 | 0.6191% | Electric Utility |  |  | 0.11449
NE | Canaday | 2226 | 1 |  | 2023 | 942 | 934.87 | 26021.16 |  | 0.102 | 0.0009 | 18436.7 | 0.0589 | 39.084 | 0.2501 | 312623.9 | Pipeline Natural Gas |  | Tangentially-fired |  |  |  |  | ARP, CSNOX, CSSO2G2 | 2226 1 | 1958-05-01 | 1275 |  |  | 3.004 | 2.799% | Electric Utility |  |  | #N/A
NE | Lon D Wright Power Plant | 2240 | 50T |  | 2023 | 445 | 391.65 | 13780.3 |  | 0.06 | 0.001 | 13355.9 | 0.059 | 79.271 | 0.7 | 226491.6 | Pipeline Natural Gas | Diesel Oil | Combustion turbine |  | Dry Low NOx Burners,Water Injection |  |  | ARP, CSNOX, CSSO2G2 | 2240 50T | 2003-10-17 | 578.3 |  |  | 11.505 | 4.471% | Electric Utility |  |  | 0.69999
NE | Lon D Wright Power Plant | 2240 | 8 |  | 2023 | 7928 | 7924.84 | 426429.86 |  | 889.216 | 0.3788 | 481367.459 | 0.104 | 458.31 | 0.1957 | 4629704.034 | Coal | Pipeline Natural Gas | Dry bottom wall-fired boiler | Wet Limestone | Low NOx Burner Technology (Dry Bottom only) | Baghouse,Electrostatic Precipitator | Halogenated PAC Sorbent Injection | ARP, CSNOX, CSSO2G2, MATS | 2240 8 | 1976-07-15 | 1192 |  |  | 2.1495 | 44.34% | Electric Utility |  |  | #N/A
NE | C W Burdick | 2241 | GT-2 |  | 2023 | 73 | 60.47 | 1429.46 |  | 0.034 | 0.003 | 1359.734 | 0.0643 | 0.678 | 0.0604 | 20748.967 | Pipeline Natural Gas | Diesel Oil | Combustion turbine |  | Dry Low NOx Burners,Water Injection |  |  | ARP, CSNOX, CSSO2G2 | 2241 GT-2 | 2003-03-27 | 530 |  |  | 0.94861 | 0.4469% | Electric Utility | GE MS6001B | Frame | 0.034482
NE | C W Burdick | 2241 | GT-3 |  | 2023 | 264 | 214.94 | 4703.76 |  | 0.043 | 0.0014 | 4270.196 | 0.0604 | 1.476 | 0.0409 | 70234.542 | Pipeline Natural Gas | Diesel Oil | Combustion turbine |  | Dry Low NOx Burners,Water Injection |  |  | ARP, CSNOX, CSSO2G2 | 2241 GT-3 | 2003-03-27 | 530 |  |  | 0.62758 | 1.513% | Electric Utility | GE MS6001B | Frame | 0.045268
NE | J Street | 2250 | 1 |  | 2023 | 304 | 255.05 | 4937.84 |  | 0.235 | 0.0074 |  |  | 29.97 | 0.7165 | 84147.4 | Pipeline Natural Gas | Diesel Oil | Combustion turbine |  | Water Injection |  |  | CSNOX, CSSO2G2 | 2250 1 | 1972-06-01 | 548.8 |  |  | 12.1389 | 1.75% | Electric Utility | Siemens Unknown |  | 0.78209
NE | Hallam Peaking | 2265 | 1A |  | 2023 | 153 | 108.29 | 1509.63 |  | 5.996 | 0.4572 |  |  | 14.509 | 1.1555 | 24324.8 | Pipeline Natural Gas | Diesel Oil | Combustion turbine |  |  |  |  | CSNOX, CSSO2G2 | 2265 1A | 1973-06-01 | 487 |  |  | 19.2219 | 0.5702% | Electric Utility | GE Unknown |  | 0.86485
NE | Hallam Peaking | 2265 | 1B |  | 2023 | 89 | 53.58 | 665.13 |  | 2.919 | 0.4222 |  |  | 7.144 | 1.1235 | 12072.5 | Pipeline Natural Gas | Diesel Oil | Combustion turbine |  |  |  |  | CSNOX, CSSO2G2 | 2265 1B | 1973-06-01 | 487 |  |  | 21.4815 | 0.283% | Electric Utility |  |  | 0.84758
NE | Hebron Peaking | 2266 | 1A |  | 2023 | 165 | 135.84 | 2098.91 |  | 8.055 | 0.5005 |  |  | 19.331 | 1.2003 | 32215.2 | Diesel Oil |  | Combustion turbine |  |  |  |  | CSNOX, CSSO2G2 | 2266 1A | 1973-06-01 | 477.7 |  |  | 18.42 | 0.7698% | Electric Utility | GE Unknown |  | 1.2
NE | Hebron Peaking | 2266 | 1B |  | 2023 | 167 | 136.43 | 2098.98 |  | 7.7 | 0.5008 |  |  | 18.474 | 1.2003 | 30793.2 | Diesel Oil |  | Combustion turbine |  |  |  |  | CSNOX, CSSO2G2 | 2266 1B | 1973-06-01 | 477.7 |  |  | 17.6028 | 0.7359% | Electric Utility |  |  | 1.2
NE | McCook Peaking | 2271 | 1A |  | 2023 | 99 | 74.46 | 1069.11 |  | 4.122 | 0.5013 |  |  | 9.891 | 1.2002 | 16484.4 | Diesel Oil |  | Combustion turbine |  |  |  |  | CSNOX, CSSO2G2 | 2271 1A | 1973-06-01 | 454.8 |  |  | 18.5032 | 0.4138% | Electric Utility | GE Unknown |  | 1.2
NE | McCook Peaking | 2271 | 1B |  | 2023 | 34 | 20.29 | 238.44 |  | 1.034 | 0.5016 |  |  | 2.482 | 1.2 | 4136.3 | Diesel Oil |  | Combustion turbine |  |  |  |  | CSNOX, CSSO2G2 | 2271 1B | 1973-06-01 | 454.8 |  |  | 20.8187 | 0.1038% | Electric Utility |  |  | 1.2
NE | Sheldon | 2277 | 1 |  | 2023 | 4853 | 4836.07 | 417716.36 |  | 1290.599 | 0.5649 | 468599.676 | 0.105 | 1095.843 | 0.491 | 4467957.819 | Coal | Pipeline Natural Gas | Cyclone boiler |  | Overfire Air | Baghouse |  | ARP, CSNOX, CSSO2G2, MATS | 2277 1 | 1968-07-01 | 1495.5 |  |  | 5.2468 | 34.11% | Electric Utility |  |  | #N/A
NE | Sheldon | 2277 | 2 |  | 2023 | 4276 | 4256.16 | 396330.9 |  | 1216.417 | 0.5648 | 433812.484 | 0.105 | 843.562 | 0.3914 | 4136281.95 | Coal | Pipeline Natural Gas | Cyclone boiler |  | Overfire Air | Baghouse |  | ARP, CSNOX, CSSO2G2, MATS | 2277 2 | 1961-07-01 | 1619.7 |  |  | 4.2569 | 29.15% | Electric Utility |  |  | #N/A
NE | Jones Street | 2290 | 1 | CP100 | 2023 | 376 | 306.97 | 6547.3 |  | 2.779 | 0.0501 |  |  | 66.024 | 1.1995 | 110039.5 | Diesel Oil |  | Combustion turbine |  |  |  |  | CSNOX, CSSO2G2 | 2290 1 | 1973-06-01 | 795 |  |  | 20.1683 | 1.58% | Electric Utility | GE Unknown |  | 1.2
NE | Jones Street | 2290 | 2 | CP100 | 2023 | 235 | 182.64 | 4585.98 |  | 1.94 | 0.0496 |  |  | 46.116 | 1.1989 | 76860.7 | Diesel Oil |  | Combustion turbine |  |  |  |  | CSNOX, CSSO2G2 | 2290 2 | 1973-06-01 | 795 |  |  | 20.1117 | 1.104% | Electric Utility | GE Unknown |  | 1.2
NE | North Omaha Station | 2291 | 1 | CS000A | 2023 | 394 | 384.93 | 10686.45 |  | 0.038 | 0.001 | 7513.412 | 0.059 | 3.502 | 0.0555 | 126747.609 | Pipeline Natural Gas |  | Tangentially-fired |  |  | Electrostatic Precipitator |  | ARP, CSNOX, CSSO2G2 | 2291 1 | 1954-07-01 | 1010 |  |  | 0.65541 | 1.433% | Electric Utility |  |  | #N/A
NE | North Omaha Station | 2291 | 2 | CS000A | 2023 | 662 | 650.24 | 27763.71 |  | 0.096 | 0.001 | 18904.153 | 0.059 | 10.245 | 0.0605 | 318907.287 | Pipeline Natural Gas |  | Tangentially-fired |  | Low NOx Burner Technology w/ Closed-coupled OFA | Electrostatic Precipitator |  | ARP, CSNOX, CSSO2G2 | 2291 2 | 1957-04-09 | 1511 |  |  | 0.73801 | 2.409% | Electric Utility |  |  | #N/A
NE | North Omaha Station | 2291 | 3 | CS000A | 2023 | 3202 | 3155.47 | 136742.02 |  | 0.478 | 0.0007 | 94172.972 | 0.0507 | 49.697 | 0.046 | 1589072.987 | Pipeline Natural Gas |  | Tangentially-fired |  | Low NOx Burner Technology w/ Closed-coupled OFA | Electrostatic Precipitator |  | ARP, CSNOX, CSSO2G2 | 2291 3 | 1959-04-11 | 1357 |  |  | 0.72687 | 13.37% | Electric Utility |  |  | #N/A
NE | North Omaha Station | 2291 | 4 |  | 2023 | 7010 | 6996.96 | 541543.19 |  | 1638.274 | 0.5742 | 611616.355 | 0.1022 | 912.126 | 0.3015 | 5842470.049 | Coal | Natural Gas | Tangentially-fired |  |  | Electrostatic Precipitator | Halogenated PAC Sorbent Injection | ARP, CSNOX, CSSO2G2, MATS | 2291 4 | 1963-03-15 | 1691 |  |  | 3.3686 | 39.44% | Electric Utility |  |  | #N/A
NE | North Omaha Station | 2291 | 5 |  | 2023 | 8222 | 8209.67 | 1007619.66 |  | 2675.655 | 0.5489 | 1005436.712 | 0.1041 | 1501.114 | 0.3143 | 9596058.988 | Coal | Natural Gas | Dry bottom wall-fired boiler |  | Low NOx Burner Technology (Dry Bottom only) | Electrostatic Precipitator | Halogenated PAC Sorbent Injection | ARP, CSNOX, CSSO2G2, MATS | 2291 5 | 1968-05-01 | 2586 |  |  | 2.9795 | 42.36% | Electric Utility |  |  | #N/A
NE | Sarpy County Station | 2292 | 1 |  | 2023 | 340 | 284.85 | 7507.02 |  | 0.04 | 0.001 |  |  | 16.581 | 0.263 | 122967.016 | Diesel Oil | Pipeline Natural Gas | Combustion turbine |  |  |  |  | CSNOX, CSSO2G2 | 2292 1 | 1972-06-01 | 1001 |  |  | 4.4175 | 1.402% | Electric Utility | GE Unknown |  | 0.53845
NE | Sarpy County Station | 2292 | 2 |  | 2023 | 1127 | 978.3 | 27317.48 |  | 0.133 | 0.001 |  |  | 63.062 | 0.2771 | 433322.537 | Pipeline Natural Gas | Diesel Oil | Combustion turbine |  |  |  |  | CSNOX, CSSO2G2 | 2292 2 | 1972-06-01 | 1001 |  |  | 4.617 | 4.942% | Electric Utility | GE Unknown |  | 0.44682
NE | Sarpy County Station | 2292 | CT3 |  | 2023 | 1568 | 1352.11 | 87838.18 |  | 0.348 | 0.001 | 68678.759 | 0.0595 | 30.813 | 0.0539 | 1145876.907 | Pipeline Natural Gas | Diesel Oil | Combustion turbine |  | Dry Low NOx Burners,Water Injection |  |  | ARP, CSNOX, CSSO2G2 | 2292 CT3 | 1996-06-01 | 1418 |  |  | 0.70159 | 9.225% | Electric Utility | Siemens Unknown |  | 0.055835
NE | Sarpy County Station | 2292 | CT4A |  | 2023 | 760 | 615.08 | 10572.37 |  | 0.037 | 0.001 | 7366.251 | 0.0603 | 4.695 | 0.0788 | 122421.877 | Pipeline Natural Gas | Diesel Oil | Combustion turbine |  | Water Injection |  |  | ARP, CSNOX, CSSO2G2 | 2292 CT4A | 2000-05-19 | 315 |  |  | 0.88816 | 4.437% | Electric Utility | Pratt & Whitney FT8 Twinpac | Aeroderivative | 0.080742
NE | Sarpy County Station | 2292 | CT4B |  | 2023 | 766 | 624.16 | 10404.79 |  | 0.036 | 0.001 | 7111.539 | 0.0604 | 4.867 | 0.0836 | 117947.505 | Pipeline Natural Gas | Diesel Oil | Combustion turbine |  | Water Injection |  |  | ARP, CSNOX, CSSO2G2 | 2292 CT4B | 2000-05-19 | 315 |  |  | 0.93553 | 4.274% | Electric Utility |  |  | 0.080152
NE | Sarpy County Station | 2292 | CT5A |  | 2023 | 754 | 607.47 | 10369.16 |  | 0.037 | 0.001 | 7240.291 | 0.0608 | 4.56 | 0.0776 | 118965.188 | Pipeline Natural Gas | Diesel Oil | Combustion turbine |  | Water Injection |  |  | ARP, CSNOX, CSSO2G2 | 2292 CT5A | 2000-05-19 | 315 |  |  | 0.87953 | 4.311% | Electric Utility | Pratt & Whitney FT8 Twinpac | Aeroderivative | 0.076551
NE | Sarpy County Station | 2292 | CT5B |  | 2023 | 755 | 609.44 | 10680.29 |  | 0.038 | 0.001 | 7526.447 | 0.0607 | 4.897 | 0.0798 | 123760.119 | Pipeline Natural Gas | Diesel Oil | Combustion turbine |  | Water Injection |  |  | ARP, CSNOX, CSSO2G2 | 2292 CT5B | 2000-05-19 | 315 |  |  | 0.91702 | 4.485% | Electric Utility |  |  | 0.08044
NV | Clark | 2322 | 11A | CS11 | 2023 | 339 | 221.58 | 4668.1 |  | 0.015 | 0.001 | 2890.831 | 0.0597 | 0.833 | 0.0646 | 48654.897 | Pipeline Natural Gas |  | Combustion turbine |  | Selective Catalytic Reduction |  |  | ARP | 2322 11A | 2008-07-23 | 328.4 |  | Y | 0.35689 | 1.691% | Electric Utility | Pratt & Whitney FT8 SwiftPac | Aeroderivative | 0.027822
NV | Clark | 2322 | 11B | CS11 | 2023 | 339 | 221.81 | 4673.07 |  | 0.014 | 0.0009 | 2719.54 | 0.0624 | 0.691 | 0.0626 | 45744.894 | Pipeline Natural Gas |  | Combustion turbine |  | Selective Catalytic Reduction |  |  | ARP | 2322 11B | 2008-07-23 | 328.4 |  | Y | 0.29574 | 1.59% | Electric Utility | Pratt & Whitney FT8 SwiftPac | Aeroderivative | 0.027551
NV | Clark | 2322 | 12A | CS12 | 2023 | 255 | 162.05 | 3314.4 |  | 0.011 | 0.001 | 2184.489 | 0.06 | 0.554 | 0.0511 | 36756.612 | Pipeline Natural Gas |  | Combustion turbine |  | Selective Catalytic Reduction |  |  | ARP | 2322 12A | 2008-07-23 | 328.4 |  | Y | 0.3343 | 1.278% | Electric Utility | Pratt & Whitney FT8 SwiftPac | Aeroderivative | 0.023668
NV | Clark | 2322 | 12B | CS12 | 2023 | 256 | 163.74 | 3324.58 |  | 0.011 | 0.0009 | 2106.618 | 0.0594 | 0.533 | 0.0551 | 35449.766 | Pipeline Natural Gas |  | Combustion turbine |  | Selective Catalytic Reduction |  |  | ARP | 2322 12B | 2008-07-23 | 328.4 |  | Y | 0.32064 | 1.232% | Electric Utility | Pratt & Whitney FT8 SwiftPac | Aeroderivative | 0.02373
NV | Clark | 2322 | 13A | CS13 | 2023 | 257 | 167.36 | 3647.23 |  | 0.012 | 0.001 | 2349.085 | 0.0596 | 0.624 | 0.062 | 39519.931 | Pipeline Natural Gas |  | Combustion turbine |  | Selective Catalytic Reduction |  |  | ARP | 2322 13A | 2008-07-29 | 328.4 |  | Y | 0.34218 | 1.374% | Electric Utility | Pratt & Whitney FT8 SwiftPac | Aeroderivative | 0.02474
NV | Clark | 2322 | 13B | CS13 | 2023 | 252 | 163.96 | 3595.73 |  | 0.012 | 0.001 | 2293.872 | 0.0595 | 0.567 | 0.0625 | 38596.752 | Pipeline Natural Gas |  | Combustion turbine |  | Selective Catalytic Reduction |  |  | ARP | 2322 13B | 2008-07-29 | 328.4 |  | Y | 0.31537 | 1.342% | Electric Utility | Pratt & Whitney FT8 SwiftPac | Aeroderivative | 0.024769
NV | Clark | 2322 | 14A | CS14 | 2023 | 282 | 180.74 | 3810.91 |  | 0.013 | 0.001 | 2500.714 | 0.0597 | 0.73 | 0.0659 | 42078.985 | Pipeline Natural Gas |  | Combustion turbine |  | Selective Catalytic Reduction |  |  | ARP | 2322 14A | 2008-07-23 | 328.4 |  | Y | 0.38311 | 1.463% | Electric Utility | Pratt & Whitney FT8 SwiftPac | Aeroderivative | 0.024829
NV | Clark | 2322 | 14B | CS14 | 2023 | 281 | 182.13 | 3848.69 |  | 0.013 | 0.001 | 2483.431 | 0.0605 | 0.7 | 0.0656 | 41794.414 | Pipeline Natural Gas |  | Combustion turbine |  | Selective Catalytic Reduction |  |  | ARP | 2322 14B | 2008-07-23 | 328.4 |  | Y | 0.36376 | 1.453% | Electric Utility | Pratt & Whitney FT8 SwiftPac | Aeroderivative | 0.024784
NV | Clark | 2322 | 15A | CS15 | 2023 | 633 | 470.4 | 10794.7 |  | 0.035 | 0.001 | 6945.151 | 0.0595 | 1.386 | 0.0417 | 116855.656 | Pipeline Natural Gas |  | Combustion turbine |  | Selective Catalytic Reduction |  |  | ARP | 2322 15A | 2008-05-12 | 328.4 |  | Y | 0.25679 | 4.062% | Electric Utility | Pratt & Whitney FT8 SwiftPac | Aeroderivative | 0.022341
NV | Clark | 2322 | 15B | CS15 | 2023 | 628 | 466.38 | 10736.03 |  | 0.035 | 0.001 | 6916.533 | 0.0596 | 1.337 | 0.0423 | 116382.93 | Pipeline Natural Gas |  | Combustion turbine |  | Selective Catalytic Reduction |  |  | ARP | 2322 15B | 2008-05-12 | 328.4 |  | Y | 0.24907 | 4.046% | Electric Utility | Pratt & Whitney FT8 SwiftPac | Aeroderivative | 0.022603
NV | Clark | 2322 | 16A | CS16 | 2023 | 578 | 441.52 | 10249.69 |  | 0.033 | 0.001 | 6492.085 | 0.0593 | 1.161 | 0.0366 | 109261.685 | Pipeline Natural Gas |  | Combustion turbine |  | Selective Catalytic Reduction |  |  | ARP | 2322 16A | 2008-05-22 | 328.4 |  | Y | 0.22654 | 3.798% | Electric Utility | Pratt & Whitney FT8 SwiftPac | Aeroderivative | 0.023344
NV | Clark | 2322 | 16B | CS16 | 2023 | 566 | 431.98 | 10129.92 |  | 0.033 | 0.001 | 6543.777 | 0.0594 | 1.142 | 0.0367 | 110104.535 | Pipeline Natural Gas |  | Combustion turbine |  | Selective Catalytic Reduction |  |  | ARP | 2322 16B | 2008-05-22 | 328.4 |  | Y | 0.22547 | 3.827% | Electric Utility | Pratt & Whitney FT8 SwiftPac | Aeroderivative | 0.022858
NV | Clark | 2322 | 17A | CS17 | 2023 | 538 | 411.13 | 9035.05 |  | 0.03 | 0.001 | 5950.225 | 0.0594 | 1.125 | 0.0403 | 100110.922 | Pipeline Natural Gas |  | Combustion turbine |  | Selective Catalytic Reduction |  |  | ARP | 2322 17A | 2008-05-22 | 328.4 |  | Y | 0.24903 | 3.48% | Electric Utility | Pratt & Whitney FT8 SwiftPac | Aeroderivative | 0.023471
NV | Clark | 2322 | 17B | CS17 | 2023 | 537 | 410.16 | 9012.43 |  | 0.029 | 0.001 | 5760.778 | 0.0594 | 1.078 | 0.0409 | 96922.248 | Pipeline Natural Gas |  | Combustion turbine |  | Selective Catalytic Reduction |  |  | ARP | 2322 17B | 2008-05-22 | 328.4 |  | Y | 0.23923 | 3.369% | Electric Utility | Pratt & Whitney FT8 SwiftPac | Aeroderivative | 0.023232
NV | Clark | 2322 | 18A | CS18 | 2023 | 515 | 388.89 | 8291.18 |  | 0.028 | 0.001 | 5575.497 | 0.0594 | 1.116 | 0.0432 | 93825.242 | Pipeline Natural Gas |  | Combustion turbine |  | Selective Catalytic Reduction |  |  | ARP | 2322 18A | 2008-05-12 | 328.4 |  | Y | 0.2692 | 3.261% | Electric Utility | Pratt & Whitney FT8 SwiftPac | Aeroderivative | 0.023874
NV | Clark | 2322 | 18B | CS18 | 2023 | 511 | 383.53 | 8245.16 |  | 0.027 | 0.001 | 5304.257 | 0.0594 | 1.05 | 0.0434 | 89250.299 | Pipeline Natural Gas |  | Combustion turbine |  | Selective Catalytic Reduction |  |  | ARP | 2322 18B | 2008-05-12 | 328.4 |  | Y | 0.25469 | 3.102% | Electric Utility | Pratt & Whitney FT8 SwiftPac | Aeroderivative | 0.023629
NV | Clark | 2322 | 19A | CS19 | 2023 | 287 | 193.22 | 4137.67 |  | 0.013 | 0.001 | 2664.631 | 0.0595 | 0.612 | 0.0523 | 44842.042 | Pipeline Natural Gas |  | Combustion turbine |  | Selective Catalytic Reduction |  |  | ARP | 2322 19A | 2008-04-11 | 328.4 |  | Y | 0.29582 | 1.559% | Electric Utility | Pratt & Whitney FT8 SwiftPac | Aeroderivative | 0.025175
NV | Clark | 2322 | 19B | CS19 | 2023 | 278 | 190.54 | 4106 |  | 0.013 | 0.001 | 2668.588 | 0.0593 | 0.596 | 0.051 | 44905.254 | Pipeline Natural Gas |  | Combustion turbine |  | Selective Catalytic Reduction |  |  | ARP | 2322 19B | 2008-04-11 | 328.4 |  | Y | 0.29031 | 1.561% | Electric Utility | Pratt & Whitney FT8 SwiftPac | Aeroderivative | 0.024734
NV | Clark | 2322 | 20A | CS20 | 2023 | 231 | 148.24 | 3062.03 |  | 0.01 | 0.001 | 2014.176 | 0.0594 | 0.477 | 0.056 | 33890.039 | Pipeline Natural Gas |  | Combustion turbine |  | Selective Catalytic Reduction |  |  | ARP | 2322 20A | 2008-04-10 | 328.4 |  | Y | 0.31156 | 1.178% | Electric Utility | Pratt & Whitney FT8 SwiftPac | Aeroderivative | 0.025188
NV | Clark | 2322 | 20B | CS20 | 2023 | 225 | 148.59 | 3085.41 |  | 0.01 | 0.001 | 2062.426 | 0.0597 | 0.453 | 0.0549 | 34709.908 | Pipeline Natural Gas |  | Combustion turbine |  | Selective Catalytic Reduction |  |  | ARP | 2322 20B | 2008-04-10 | 328.4 |  | Y | 0.29364 | 1.207% | Electric Utility | Pratt & Whitney FT8 SwiftPac | Aeroderivative | 0.025181
NV | Clark | 2322 | 21A | CS21 | 2023 | 292 | 202.73 | 4506.62 |  | 0.015 | 0.001 | 3054.723 | 0.06 | 0.677 | 0.0477 | 51403.912 | Pipeline Natural Gas |  | Combustion turbine |  | Selective Catalytic Reduction |  |  | ARP | 2322 21A | 2008-04-20 | 328.4 |  | Y | 0.30045 | 1.787% | Electric Utility | Pratt & Whitney FT8 SwiftPac | Aeroderivative | 0.024932
NV | Clark | 2322 | 21B | CS21 | 2023 | 286 | 199.62 | 4461.61 |  | 0.014 | 0.001 | 2825.195 | 0.0597 | 0.598 | 0.0477 | 47524.347 | Pipeline Natural Gas |  | Combustion turbine |  | Selective Catalytic Reduction |  |  | ARP | 2322 21B | 2008-04-20 | 328.4 |  | Y | 0.26806 | 1.652% | Electric Utility | Pratt & Whitney FT8 SwiftPac | Aeroderivative | 0.024564
NV | Clark | 2322 | 22A | CS22 | 2023 | 161 | 117.15 | 2679.78 |  | 0.009 | 0.001 | 1699.729 | 0.0593 | 0.32 | 0.0351 | 28600.847 | Pipeline Natural Gas |  | Combustion turbine |  | Selective Catalytic Reduction |  |  | ARP | 2322 22A | 2008-04-20 | 328.4 |  | Y | 0.23883 | 0.9942% | Electric Utility | Pratt & Whitney FT8 SwiftPac | Aeroderivative | 0.025367
NV | Clark | 2322 | 22B | CS22 | 2023 | 163 | 117.8 | 2688.12 |  | 0.009 | 0.001 | 1748.984 | 0.0594 | 0.311 | 0.0348 | 29420.673 | Pipeline Natural Gas |  | Combustion turbine |  | Selective Catalytic Reduction |  |  | ARP | 2322 22B | 2008-04-20 | 328.4 |  | Y | 0.23139 | 1.023% | Electric Utility | Pratt & Whitney FT8 SwiftPac | Aeroderivative | 0.025337
NV | Fort Churchill | 2330 | 1 |  | 2023 | 5385 | 5300.5 | 223058.74 |  | 0.758 | 0.001 | 150113.62 | 0.0592 | 177.587 | 0.1406 | 2525952.944 | Pipeline Natural Gas |  | Dry bottom wall-fired boiler |  | Low NOx Burner Technology w/ Overfire Air |  |  | ARP | 2330 1 | 1968-07-01 | 1319.8 |  |  | 1.5923 | 21.85% | Electric Utility |  |  | #N/A
NV | Fort Churchill | 2330 | 2 |  | 2023 | 5035 | 4913.4 | 219035.3 |  | 0.729 | 0.001 | 144463.274 | 0.0591 | 149.302 | 0.1241 | 2430880.733 | Pipeline Natural Gas |  | Dry bottom wall-fired boiler |  |  |  |  | ARP | 2330 2 | 1971-06-01 | 1320 |  |  | 1.3633 | 21.02% | Electric Utility |  |  | #N/A
NV | Tracy | 2336 | 3 |  | 2023 | 881 | 840.52 | 42154.29 |  | 0.148 | 0.001 | 29291.621 | 0.0592 | 32.601 | 0.1201 | 492879.977 | Pipeline Natural Gas |  | Dry bottom wall-fired boiler |  |  |  |  | ARP | 2336 3 | 1974-12-14 | 1150 |  |  | 1.5467 | 4.893% | Electric Utility |  |  | #N/A
NV | Tracy | 2336 | 4 |  | 2023 | 1095 | 976.58 | 46012.27 |  | 0.187 | 0.001 | 37137.016 | 0.059 | 9.557 | 0.0371 | 624901.628 | Pipeline Natural Gas | Diesel Oil | Combustion turbine |  | Dry Low NOx Burners |  |  | ARP | 2336 4 | 1994-06-17 | 1011 |  |  | 0.41541 | 7.056% | Electric Utility | GE Unknown |  | 0.028358
NV | Tracy | 2336 | 5 |  | 2023 | 1793 | 1690.55 | 75875.76 |  | 0.312 | 0.001 | 61878.186 | 0.059 | 13.949 | 0.0287 | 1041237.423 | Pipeline Natural Gas | Diesel Oil | Combustion turbine |  | Dry Low NOx Burners |  |  | ARP | 2336 5 | 1994-06-17 | 1011 |  |  | 0.36768 | 11.76% | Electric Utility | GE Unknown |  | 0.030038
NV | Tracy | 2336 | 6 |  | 2023 | 5780 | 5658.36 | 398620.61 |  | 0.978 | 0.001 | 193733.116 | 0.0591 | 249.408 | 0.1523 | 3259931.461 | Pipeline Natural Gas |  | Combined cycle |  | Other |  |  | ARP | 2336 6 | 1996-10-28 | 920 |  |  | 1.2514 | 40.45% | Electric Utility |  |  | 0.15315
NV | Tracy | 2336 | 8 |  | 2023 | 8326 | 8291.45 | 1729068.95 |  | 3.859 | 0.001 | 764381.71 | 0.059 | 33.335 | 0.0059 | 12862204.436 | Pipeline Natural Gas |  | Combined cycle |  | Dry Low NOx Burners,Selective Catalytic Reduction |  |  | ARP | 2336 8 | 2008-02-02 | 2522 |  | Y | 0.038558 | 58.22% | Electric Utility |  |  | 0.0055263
NV | Tracy | 2336 | 9 |  | 2023 | 8089 | 8029.91 | 1699541.86 |  | 3.8 | 0.001 | 752657.932 | 0.059 | 33.155 | 0.006 | 12664796.613 | Pipeline Natural Gas |  | Combined cycle |  | Dry Low NOx Burners,Selective Catalytic Reduction |  |  | ARP | 2336 9 | 2008-02-13 | 2522 |  | Y | 0.039016 | 57.33% | Electric Utility |  |  | 0.0054263
NH | Merrimack | 2364 | 1 | CS001 | 2023 | 483 | 462.34 | 39884.79 |  | 29.684 | 0.1495 | 42281.94 | 0.103 | 49.745 | 0.2838 | 412099.782 | Coal |  | Cyclone boiler | Wet Lime FGD | Selective Catalytic Reduction | Electrostatic Precipitator |  | ARP, MATS, NHNOX, RGGI | 2364 1 | 1960-12-01 | 1400 |  | Y | 2.4944 | 3.36% | Electric Utility |  |  | #N/A
NH | Merrimack | 2364 | 2 | CS001 | 2023 | 721 | 708.31 | 140333.63 |  | 69.804 | 0.0893 | 143698.68 | 0.103 | 225.972 | 0.3959 | 1400554.98 | Coal |  | Cyclone boiler | Wet Lime FGD | Selective Catalytic Reduction | Electrostatic Precipitator |  | ARP, MATS, NHNOX, RGGI | 2364 2 | 1968-05-01 | 4090 |  | Y | 3.2205 | 3.909% | Electric Utility |  |  | #N/A
NH | Schiller | 2367 | 4 |  | 2023 | 0 | 0 | [9 empty] | Coal | Residual Oil | Dry bottom wall-fired boiler |  | Selective Non-catalytic Reduction,Low NOx Burner Technology w/ Overfire Air | Electrostatic Precipitator | Halogenated PAC Sorbent Injection,Sodium Based | ARP, MATS, NHNOX, RGGI | 2367 4 | 1952-10-01 | 619 |  | Y |  | 0% | Electric Utility |  |  | #N/A
NH | Schiller | 2367 | 5 |  | 2023 | 0 | 0 | [9 empty] | Wood | Coal, Pipeline Natural Gas | Circulating fluidized bed boiler | Fluidized Bed Limestone Injection | Selective Non-catalytic Reduction | Baghouse |  | ARP, NHNOX, RGGI | 2367 5 | 1955-05-01 | 775 |  | Y |  | 0% | Electric Utility |  |  | #N/A
NH | Schiller | 2367 | 6 |  | 2023 | 0 | 0 | [9 empty] | Coal | Residual Oil | Dry bottom wall-fired boiler |  | Selective Non-catalytic Reduction,Low NOx Burner Technology w/ Overfire Air | Electrostatic Precipitator | Halogenated PAC Sorbent Injection,Sodium Based | ARP, MATS, NHNOX, RGGI | 2367 6 | 1957-07-01 | 610 |  | Y |  | 0% | Electric Utility |  |  | #N/A
NJ | Carlls Corner Energy Center | 2379 | 2001 |  | 2023 | 118 | 93.91 | 2622.53 |  | 0.103 | 0.0093 | 2851 | 0.0596 | 3.802 | 0.1678 | 48177.4 | Pipeline Natural Gas | Diesel Oil | Combustion turbine |  | Water Injection |  |  | CSNOX, CSOSG3, CSSO2G1, RGGI | 2379 2001 | 1973-04-12 | 680 |  |  | 2.8995 | 0.8088% | Electric Utility |  |  | 0.70406
NJ | Carlls Corner Energy Center | 2379 | 3001 |  | 2023 | 73 | 57.86 | 1594.76 |  | 0.104 | 0.0077 | 1687 | 0.0592 | 2.336 | 0.1641 | 28455.6 | Pipeline Natural Gas | Diesel Oil | Combustion turbine |  | Water Injection |  |  | CSNOX, CSOSG3, CSSO2G1, RGGI | 2379 3001 | 1973-04-30 | 680 |  |  | 2.9296 | 0.4777% | Electric Utility |  |  | 0.70114
NJ | Sayreville | 2390 | 12001 |  | 2023 | 25 | 10.01 | 149.17 |  | 0.323 | 0.202 | 259.1 | 0.081 | 0.24 | 0.15 | 3200.9 | Pipeline Natural Gas | Diesel Oil | Combustion turbine |  | Water Injection,Selective Catalytic Reduction |  |  | CSNOX, CSOSG3, CSSO2G1, RGGI | 2390 12001 | 1973-10-01 | 858 |  | Y | 3.2178 | 0.04259% | Electric Utility |  |  | 0.17559
NJ | Sayreville | 2390 | 14001 |  | 2023 | 21 | 11.4 | 266.59 |  | 0.426 | 0.1518 | 427.7 | 0.0756 | 0.426 | 0.1522 | 5679.1 | Pipeline Natural Gas | Diesel Oil | Combustion turbine |  | Water Injection,Selective Catalytic Reduction |  |  | CSNOX, CSOSG3, CSSO2G1, RGGI | 2390 14001 | 1972-06-01 | 858 |  | Y | 3.1959 | 0.07556% | Electric Utility |  |  | 0.16956
NJ | Sayreville | 2390 | 15001 |  | 2023 | 6 | 3.83 | 103 |  | 0.001 | 0.001 | 119.5 | 0.059 | 0.152 | 0.15 | 2022.9 | Pipeline Natural Gas | Diesel Oil | Combustion turbine |  | Water Injection,Selective Catalytic Reduction |  |  | CSNOX, CSOSG3, CSSO2G1, RGGI | 2390 15001 | 1972-03-01 | 858 |  | Y | 2.9515 | 0.02691% | Electric Utility |  |  | 0.17279
NJ | Sayreville | 2390 | 16001 |  | 2023 | 19 | 9.43 | 187 |  | 0.34 | 0.1246 | 402 | 0.0727 | 0.417 | 0.15 | 5559 | Pipeline Natural Gas | Diesel Oil | Combustion turbine |  | Water Injection,Selective Catalytic Reduction |  |  | CSNOX, CSOSG3, CSSO2G1, RGGI | 2390 16001 | 1972-03-01 | 858 |  | Y | 4.4599 | 0.07396% | Electric Utility |  |  | 0.17692
NJ | Gilbert Generating Station | 2393 | 4 |  | 2023 | 139 | 115.99 | 5246.42 |  | 0.021 | 0.001 | 4147.14 | 0.0591 | 1.093 | 0.0475 | 69771.612 | Pipeline Natural Gas |  | Combined cycle |  | Dry Low NOx Burners |  |  | ARP, CSNOX, CSOSG3, CSSO2G1, RGGI | 2393 4 | 1974-01-08 | 915 |  |  | 0.41667 | 0.8705% | Electric Utility |  |  | 0.029482
NJ | Gilbert Generating Station | 2393 | 5 |  | 2023 | 132 | 111.98 | 5212.89 |  | 0.021 | 0.001 | 4075.832 | 0.0591 | 0.953 | 0.0405 | 68586.683 | Pipeline Natural Gas |  | Combined cycle |  | Dry Low NOx Burners |  |  | ARP, CSNOX, CSOSG3, CSSO2G1, RGGI | 2393 5 | 1974-04-22 | 911 |  |  | 0.36563 | 0.8594% | Electric Utility |  |  | 0.026336
NJ | Gilbert Generating Station | 2393 | 6 |  | 2023 | 142 | 122.89 | 5839.14 |  | 0.023 | 0.001 | 4561.396 | 0.0591 | 0.778 | 0.0351 | 76752.476 | Pipeline Natural Gas |  | Combined cycle |  | Dry Low NOx Burners |  |  | ARP, CSNOX, CSOSG3, CSSO2G1, RGGI | 2393 6 | 1974-04-22 | 952 |  |  | 0.26648 | 0.9203% | Electric Utility |  |  | 0.01947
NJ | Gilbert Generating Station | 2393 | 7 |  | 2023 | 148 | 132.92 | 6345.5 |  | 0.025 | 0.001 | 4932.623 | 0.0591 | 1.182 | 0.0417 | 82995.591 | Pipeline Natural Gas |  | Combined cycle |  | Dry Low NOx Burners |  |  | ARP, CSNOX, CSOSG3, CSSO2G1, RGGI | 2393 7 | 1974-05-23 | 997 |  |  | 0.37255 | 0.9503% | Electric Utility |  |  | 0.02921
NJ | Gilbert Generating Station | 2393 | 9 |  | 2023 | 97 | 77.22 | 9089.17 |  | 0.032 | 0.0016 | 5747.091 | 0.0617 | 4.527 | 0.1831 | 96663.727 | Pipeline Natural Gas | Diesel Oil | Combustion turbine |  | Dry Low NOx Burners,Water Injection |  |  | ARP, CSNOX, CSOSG3, CSSO2G1, RGGI | 2393 9 | 1996-03-19 | 1835 |  |  | 0.99613 | 0.6013% | Electric Utility | ALSTOM-GT24 | Frame | 0.10756
NJ | Bergen Generating Station | 2398 | 1101 |  | 2023 | 1157 | 1056.78 | 117512.26 |  | 0.296 | 0.001 | 58633.565 | 0.0591 | 16.656 | 0.0409 | 986021.066 | Pipeline Natural Gas | Diesel Oil | Combined cycle |  | Dry Low NOx Burners,Water Injection |  |  | ARP, CSNOX, CSOSG3, CSSO2G1, RGGI | 2398 1101 | 1995-06-01 | 1515 |  |  | 0.28348 | 7.43% | Electric Utility |  |  | 0.036331
NJ | Bergen Generating Station | 2398 | 1201 |  | 2023 | 1842 | 1698.5 | 200203.57 |  | 0.493 | 0.001 | 97643.624 | 0.0591 | 27.052 | 0.0396 | 1641839.247 | Pipeline Natural Gas | Diesel Oil | Combined cycle |  | Dry Low NOx Burners,Water Injection |  |  | ARP, CSNOX, CSOSG3, CSSO2G1, RGGI | 2398 1201 | 1995-06-01 | 1515 |  |  | 0.27024 | 12.37% | Electric Utility |  |  | 0.032464
NJ | Bergen Generating Station | 2398 | 1301 |  | 2023 | 2621 | 2525.32 | 291904.25 |  | 0.711 | 0.001 | 140869.11 | 0.059 | 29.955 | 0.027 | 2369696.395 | Pipeline Natural Gas | Diesel Oil | Combined cycle |  | Dry Low NOx Burners,Water Injection |  |  | ARP, CSNOX, CSOSG3, CSSO2G1, RGGI | 2398 1301 | 1995-06-01 | 1515 |  |  | 0.20524 | 17.86% | Electric Utility |  |  | 0.032203
NJ | Bergen Generating Station | 2398 | 1401 |  | 2023 | 2427 | 2330.11 | 299494.91 |  | 0.73 | 0.001 | 145078.818 | 0.0592 | 42.019 | 0.0364 | 2434544.671 | Pipeline Natural Gas | Diesel Oil | Combined cycle |  | Dry Low NOx Burners,Water Injection |  |  | ARP, CSNOX, CSOSG3, CSSO2G1, RGGI | 2398 1401 | 1995-06-01 | 1515 |  |  | 0.2806 | 18.34% | Electric Utility |  |  | 0.032109
NJ | Bergen Generating Station | 2398 | 2101 |  | 2023 | 4448 | 4273.23 | 871536.84 |  | 1.865 | 0.001 | 370354.608 | 0.0592 | 29.017 | 0.0181 | 6219116.455 | Pipeline Natural Gas | Diesel Oil | Combined cycle |  | Dry Low NOx Burners,Water Injection,Selective Catalytic Reduction |  |  | ARP, CSNOX, CSOSG3, CSSO2G1, RGGI | 2398 2101 | 2002-05-01 | 2450 |  | Y | 0.066588 | 28.98% | Electric Utility |  |  | 0.0069897
NJ | Bergen Generating Station | 2398 | 2201 |  | 2023 | 4658 | 4529.76 | 966313.47 |  | 2.052 | 0.001 | 406502.257 | 0.059 | 27.557 | 0.0148 | 6839481.909 | Pipeline Natural Gas | Diesel Oil | Combined cycle |  | Dry Low NOx Burners,Water Injection,Selective Catalytic Reduction |  |  | ARP, CSNOX, CSOSG3, CSSO2G1, RGGI | 2398 2201 | 2002-05-01 | 2450 |  | Y | 0.057035 | 31.87% | Electric Utility |  |  | 0.0074349
NJ | Burlington Generating Station | 2399 | 121 |  | 2023 | 316 | 186.07 | 6873.39 |  | 0.02 | 0.001 | 3918.782 | 0.0597 | 3.257 | 0.149 | 65462.485 | Pipeline Natural Gas | Diesel Oil | Combustion turbine |  | Water Injection |  |  | ARP, CSNOX, CSOSG3, CSSO2G1, RGGI | 2399 121 | 2000-05-12 | 463 |  |  | 0.94771 | 1.614% | Electric Utility | Siemens Unknown |  | 0.10253
NJ | Burlington Generating Station | 2399 | 122 |  | 2023 | 295 | 179.38 | 6789.08 |  | 0.02 | 0.001 | 3852.732 | 0.0598 | 3.024 | 0.1384 | 64346.823 | Pipeline Natural Gas | Diesel Oil | Combustion turbine |  | Water Injection |  |  | ARP, CSNOX, CSOSG3, CSSO2G1, RGGI | 2399 122 | 2000-05-16 | 463 |  |  | 0.89084 | 1.587% | Electric Utility | Siemens Unknown |  | 0.095974
NJ | Burlington Generating Station | 2399 | 123 |  | 2023 | 316 | 179.6 | 6789.21 |  | 0.02 | 0.001 | 3766.479 | 0.0597 | 3.064 | 0.1486 | 62857.78 | Pipeline Natural Gas | Diesel Oil | Combustion turbine |  | Water Injection |  |  | ARP, CSNOX, CSOSG3, CSSO2G1, RGGI | 2399 123 | 2000-06-12 | 463 |  |  | 0.90261 | 1.55% | Electric Utility | Siemens Unknown |  | 0.099124
NJ | Burlington Generating Station | 2399 | 124 |  | 2023 | 334 | 193.79 | 7125.27 |  | 0.022 | 0.001 | 4250.477 | 0.0598 | 3.458 | 0.1515 | 71178.662 | Pipeline Natural Gas | Diesel Oil | Combustion turbine |  | Water Injection |  |  | ARP, CSNOX, CSOSG3, CSSO2G1, RGGI | 2399 124 | 2000-06-16 | 463 |  |  | 0.97063 | 1.755% | Electric Utility | Siemens Unknown |  | 0.10018
NJ | Kearny Generating Station | 2404 | 121 |  | 2023 | 702 | 506.66 | 13972.35 |  | 0.047 | 0.001 | 9342.926 | 0.0594 | 7.049 | 0.1169 | 156909.441 | Pipeline Natural Gas | Diesel Oil | Combustion turbine |  | Water Injection |  |  | ARP, CSNOX, CSOSG3, CSSO2G1, RGGI | 2404 121 | 2001-06-01 | 463 |  |  | 1.009 | 3.869% | Electric Utility | GE LM6000PC | Aeroderivative | 0.094189
NJ | Kearny Generating Station | 2404 | 122 |  | 2023 | 396 | 223.14 | 6343.81 |  | 0.021 | 0.001 | 4205.759 | 0.0595 | 3.128 | 0.1386 | 70570.165 | Pipeline Natural Gas | Diesel Oil | Combustion turbine |  | Water Injection |  |  | ARP, CSNOX, CSOSG3, CSSO2G1, RGGI | 2404 122 | 2001-05-31 | 463 |  |  | 0.98616 | 1.74% | Electric Utility | GE LM6000PC | Aeroderivative | 0.090718
NJ | Kearny Generating Station | 2404 | 123 |  | 2023 | 690 | 502.72 | 13794.83 |  | 0.049 | 0.001 | 9711.814 | 0.0594 | 7.093 | 0.1081 | 163154.31 | Pipeline Natural Gas | Diesel Oil | Combustion turbine |  | Water Injection |  |  | ARP, CSNOX, CSOSG3, CSSO2G1, RGGI | 2404 123 | 2001-06-01 | 463 |  |  | 1.0284 | 4.023% | Electric Utility | GE LM6000PC | Aeroderivative | 0.091569
NJ | Kearny Generating Station | 2404 | 124 |  | 2023 | 682 | 501.47 | 13702.33 |  | 0.101 | 0.0024 | 9076.457 | 0.0593 | 6.829 | 0.1141 | 152689.391 | Pipeline Natural Gas | Diesel Oil | Combustion turbine |  | Water Injection |  |  | ARP, CSNOX, CSOSG3, CSSO2G1, RGGI | 2404 124 | 2001-06-01 | 463 |  |  | 0.99676 | 3.765% | Electric Utility | GE LM6000PC | Aeroderivative | 0.089323
NJ | Kearny Generating Station | 2404 | 131 |  | 2023 | 521 | 337.31 | 10396.19 |  | 0.034 | 0.001 | 6770.001 | 0.0593 | 0.55 | 0.0244 | 113913.464 | Pipeline Natural Gas |  | Combustion turbine |  | Water Injection,Selective Catalytic Reduction |  |  | ARP, CSNOX, CSOSG3, CSSO2G1, RGGI | 2404 131 | 2012-04-24 | 490 |  | Y | 0.10581 | 2.654% | Electric Utility | GE LM6000PC | Aeroderivative | 0.0089145
NJ | Kearny Generating Station | 2404 | 132 |  | 2023 | 379 | 213.09 | 6170.57 |  | 0.021 | 0.001 | 4103.956 | 0.0593 | 0.395 | 0.0308 | 69053.354 | Pipeline Natural Gas |  | Combustion turbine |  | Water Injection,Selective Catalytic Reduction |  |  | ARP, CSNOX, CSOSG3, CSSO2G1, RGGI | 2404 132 | 2012-05-05 | 490 |  | Y | 0.12803 | 1.609% | Electric Utility | GE LM6000PC | Aeroderivative | 0.0087726
NJ | Kearny Generating Station | 2404 | 133 |  | 2023 | 541 | 352.12 | 10891.18 |  | 0.035 | 0.001 | 6931.557 | 0.0593 | 0.448 | 0.0148 | 116628.44 | Pipeline Natural Gas |  | Combustion turbine |  | Water Injection,Selective Catalytic Reduction |  |  | ARP, CSNOX, CSOSG3, CSSO2G1, RGGI | 2404 133 | 2012-05-09 | 490 |  | Y | 0.082268 | 2.717% | Electric Utility | GE LM6000PC | Aeroderivative | 0.0077231
NJ | Kearny Generating Station | 2404 | 134 |  | 2023 | 440 | 276.08 | 8574.27 |  | 0.025 | 0.0009 | 5017.281 | 0.0538 | 0.449 | 0.0286 | 84423.521 | Pipeline Natural Gas |  | Combustion turbine |  | Water Injection,Selective Catalytic Reduction |  |  | ARP, CSNOX, CSOSG3, CSSO2G1, RGGI | 2404 134 | 2012-05-14 | 490 |  | Y | 0.10473 | 1.967% | Electric Utility | GE LM6000PC | Aeroderivative | 0.0074857
NJ | Kearny Generating Station | 2404 | 141 |  | 2023 | 1295 | 1036.86 | 30861.89 |  | 0.102 | 0.001 | 20278.645 | 0.0593 | 1.201 | 0.0091 | 341216.928 | Pipeline Natural Gas |  | Combustion turbine |  | Water Injection,Selective Catalytic Reduction |  |  | ARP, CSNOX, CSOSG3, CSSO2G1, RGGI | 2404 141 | 2012-04-05 | 490 |  | Y | 0.077831 | 7.949% | Electric Utility | GE LM6000PC | Aeroderivative | 0.0077263
NJ | Kearny Generating Station | 2404 | 142 |  | 2023 | 1196 | 967.52 | 29595.88 |  | 0.093 | 0.001 | 18404.535 | 0.0579 | 1.19 | 0.0104 | 309708.059 | Pipeline Natural Gas |  | Combustion turbine |  | Water Injection,Selective Catalytic Reduction |  |  | ARP, CSNOX, CSOSG3, CSSO2G1, RGGI | 2404 142 | 2012-04-12 | 490 |  | Y | 0.080417 | 7.215% | Electric Utility | GE LM6000PC | Aeroderivative | 0.0075767
NJ | Linden Generating Station | 2406 | 1101 |  | 2023 | 4779 | 4690.92 | 1034364.31 |  | 2.225 | 0.001 | 438986.221 | 0.0592 | 27.113 | 0.0125 | 7370763.361 | Pipeline Natural Gas | Diesel Oil | Combined cycle |  | Dry Low NOx Burners,Water Injection,Selective Catalytic Reduction |  |  | ARP, CSNOX, CSOSG3, CSSO2G1, RGGI | 2406 1101 | 2005-05-10 | 2650 |  | Y | 0.052424 | 31.75% | Electric Utility |  |  | 0.006739
NJ | Linden Generating Station | 2406 | 1201 |  | 2023 | 4607 | 4518.48 | 1009464.83 |  | 2.19 | 0.001 | 433546.227 | 0.0591 | 23.611 | 0.0111 | 7292761.535 | Pipeline Natural Gas | Diesel Oil | Combined cycle |  | Dry Low NOx Burners,Water Injection,Selective Catalytic Reduction |  |  | ARP, CSNOX, CSOSG3, CSSO2G1, RGGI | 2406 1201 | 2005-05-11 | 2650 |  | Y | 0.046779 | 31.42% | Electric Utility |  |  | 0.0071579
NJ | Linden Generating Station | 2406 | 2101 |  | 2023 | 6197 | 6032.97 | 1389213.65 |  | 3.704 | 0.0021 | 587717.412 | 0.0591 | 36.719 | 0.0131 | 9875491.892 | Pipeline Natural Gas | Diesel Oil | Combined cycle |  | Dry Low NOx Burners,Water Injection,Selective Catalytic Reduction |  |  | ARP, CSNOX, CSOSG3, CSSO2G1, RGGI | 2406 2101 | 2005-07-01 | 2650 |  | Y | 0.052863 | 42.54% | Electric Utility |  |  | 0.0070035
NJ | Linden Generating Station | 2406 | 2201 |  | 2023 | 6008 | 5868.03 | 1351909.71 |  | 2.88 | 0.001 | 570560.903 | 0.059 | 32.857 | 0.0119 | 9600748.637 | Pipeline Natural Gas | Diesel Oil | Combined cycle |  | Dry Low NOx Burners,Water Injection,Selective Catalytic Reduction |  |  | ARP, CSNOX, CSOSG3, CSSO2G1, RGGI | 2406 2201 | 2005-07-01 | 2650 |  | Y | 0.048608 | 41.36% | Electric Utility |  |  | 0.0068982
NJ | Linden Generating Station | 2406 | 5 |  | 2023 | 114 | 82.25 | 5134.17 |  | 0.018 | 0.001 | 3608.051 | 0.0582 | 1.371 | 0.0616 | 60447.909 | Pipeline Natural Gas | Diesel Oil | Combustion turbine |  | Dry Low NOx Burners,Water Injection |  |  | ARP, CSNOX, CSOSG3, CSSO2G1, RGGI | 2406 5 | 1999-10-28 | 1200 |  |  | 0.53407 | 0.575% | Electric Utility | GE MS7001EA | Frame | 0.048548
NJ | Linden Generating Station | 2406 | 6 |  | 2023 | 103 | 75.13 | 5175.77 |  | 0.018 | 0.001 | 3539.285 | 0.0599 | 1.44 | 0.0674 | 59033.552 | Pipeline Natural Gas | Diesel Oil | Combustion turbine |  | Dry Low NOx Burners,Water Injection |  |  | ARP, CSNOX, CSOSG3, CSSO2G1, RGGI | 2406 6 | 2000-04-11 | 1200 |  |  | 0.55644 | 0.5616% | Electric Utility | GE MS7001EA | Frame | 0.052887
NJ | Linden Generating Station | 2406 | 7 |  | 2023 | 147 | 114.89 | 7320.32 |  | 0.027 | 0.001 | 5208.573 | 0.0596 | 2.103 | 0.0625 | 87191.574 | Pipeline Natural Gas | Diesel Oil | Combustion turbine |  | Dry Low NOx Burners,Water Injection |  |  | ARP, CSNOX, CSOSG3, CSSO2G1, RGGI | 2406 7 | 1995-06-01 | 1150 |  |  | 0.57457 | 0.8655% | Electric Utility | GE Unknown |  | 0.057656
NJ | Linden Generating Station | 2406 | 8 |  | 2023 | 134 | 94.72 | 5917.64 |  | 0.022 | 0.001 | 4325.395 | 0.0588 | 1.715 | 0.0677 | 72438.217 | Pipeline Natural Gas | Diesel Oil | Combustion turbine |  | Dry Low NOx Burners,Water Injection |  |  | ARP, CSNOX, CSOSG3, CSSO2G1, RGGI | 2406 8 | 1995-06-01 | 1150 |  |  | 0.57962 | 0.7191% | Electric Utility | GE Unknown |  | 0.057
NJ | Salem Generating Station | 2410 | 2001 |  | 2023 | 0 | 0 | [9 empty] | Diesel Oil |  | Combustion turbine |  |  |  |  | CSNOX, CSOSG3, CSSO2G1 | 2410 2001 | 1971-06-17 | 810 |  |  |  | 0% | Electric Utility | Pratt & Whitney Unknown |  | 1.2
NJ | Sewaren Generating Station | 2411 | 7 |  | 2023 | 7734 | 7716.19 | 3351747.81 |  | 6.673 | 0.001 | 1321921.114 | 0.0591 | 68.662 | 0.0063 | 22225226.031 | Pipeline Natural Gas | Diesel Oil | Combined cycle |  | Dry Low NOx Burners,Selective Catalytic Reduction |  |  | ARP, CSNOX, CSOSG3, CSSO2G1, RGGI | 2411 7 | 2018-04-27 | 4182 |  | Y | 0.040971 | 60.67% | Electric Utility | GE 7HA.02 1x1 | Frame | 0.0061865
NJ | Howard M Down | 2434 | U11 |  | 2023 | 1464 | 1276.59 | 71422.25 |  | 0.21 | 0.001 | 41615.554 | 0.0592 | 9.237 | 0.043 | 699870.105 | Natural Gas | Diesel Oil | Combustion turbine |  | Water Injection,Selective Catalytic Reduction |  |  | ARP, CSNOX, CSOSG3, CSSO2G1, RGGI | 2434 U11 | 2012-04-05 | 610 |  | Y | 0.25866 | 13.1% | Electric Utility | Rolls Royce Trent 60 | Aeroderivative | 0.01762
NM | Four Corners Steam Elec Station | 2442 | 4 |  | 2023 | 5933 | 5920.43 | 4061492.86 |  | 788.759 | 0.0425 | 3927509.133 | 0.103 | 1313.775 | 0.0756 | 38279806.732 | Coal |  | Cell burner boiler | Wet Lime FGD | Low NOx Cell Burner,Selective Catalytic Reduction | Baghouse |  | ARP, MATS | 2442 4 | 1969-06-30 | 8612 |  | Y | 0.64694 | 50.74% | Electric Utility |  |  | #N/A
NM | Four Corners Steam Elec Station | 2442 | 5 |  | 2023 | 5712 | 5697.42 | 3944073.23 |  | 1024.624 | 0.0558 | 3925240.774 | 0.1029 | 1294.279 | 0.0779 | 38257694.065 | Coal |  | Cell burner boiler | Wet Lime FGD | Low NOx Cell Burner,Selective Catalytic Reduction | Baghouse |  | ARP, MATS | 2442 5 | 1970-05-01 | 8612 |  | Y | 0.65632 | 50.71% | Electric Utility |  |  | #N/A
NM | Rio Grande | 2444 | 6 |  | 2023 | 2842 | 2833.85 | 87433.91 |  | 0.148 | 0 | 62715.645 | 0.0592 | 105.896 | 0.1885 | 1055282.819 | Pipeline Natural Gas | Diesel Oil | Dry bottom wall-fired boiler |  |  |  |  | ARP | 2444 6 | 1957-01-01 | 610 |  |  | 2.4223 | 19.75% | Electric Utility |  |  | #N/A
NM | Rio Grande | 2444 | 7 |  | 2023 | 4156 | 4132.26 | 104218.42 |  | 0.183 | 0 | 77791.298 | 0.0588 | 52.307 | 0.077 | 1308985.017 | Pipeline Natural Gas | Diesel Oil | Dry bottom wall-fired boiler |  |  |  |  | ARP | 2444 7 | 1958-01-01 | 615 |  |  | 1.0038 | 24.3% | Electric Utility |  |  | #N/A
NM | Rio Grande | 2444 | 8 |  | 2023 | 7319 | 7287.85 | 699947.59 |  | 0.949 | 0 | 402802.592 | 0.059 | 807.681 | 0.2327 | 6777776.326 | Pipeline Natural Gas | Diesel Oil | Dry bottom wall-fired boiler |  |  |  |  | ARP | 2444 8 | 1968-01-01 | 1569 |  |  | 2.3078 | 49.31% | Electric Utility |  |  | #N/A
NM | Rio Grande | 2444 | 9 |  | 2023 | 1379 | 1172 | 76291.15 |  | 0.102 | 0 | 43423.269 | 0.0591 | 3.346 | 0.0125 | 730676.532 | Pipeline Natural Gas |  | Combustion turbine |  | Dry Low NOx Burners,Selective Catalytic Reduction |  |  | ARP | 2444 9 | 2013-04-17 | 888.1 |  | Y | 0.087717 | 9.392% | Electric Utility | GE LMS100PB-DLE2 | Aeroderivative | 0.0090044
NM | Maddox | 2446 | 051B |  | 2023 | 7837 | 7825.68 | 502608.49 |  | 1.543 | 0.001 | 305706.218 | 0.0591 | 377.482 | 0.1338 | 5144081.956 | Pipeline Natural Gas |  | Tangentially-fired |  | Overfire Air |  |  | ARP | 2446 051B | 1967-07-01 | 2155 |  |  | 1.5021 | 27.25% | Electric Utility |  |  | #N/A
NM | Reeves Generating Station | 2450 | 1 |  | 2023 | 4926 | 4641.28 | 134570.23 |  | 0.487 | 0.001 | 96437.302 | 0.0592 | 203.593 | 0.2203 | 1622772.418 | Pipeline Natural Gas |  | Dry bottom wall-fired boiler |  |  |  |  | ARP | 2450 1 | 1960-10-01 | 623.4 |  |  | 3.0258 | 29.72% | Electric Utility |  |  | #N/A
NM | Reeves Generating Station | 2450 | 2 |  | 2023 | 3354 | 3168.62 | 90483.99 |  | 0.336 | 0.001 | 66568.377 | 0.0593 | 135.151 | 0.2159 | 1120087.136 | Pipeline Natural Gas |  | Dry bottom wall-fired boiler |  |  |  |  | ARP | 2450 2 | 1958-10-01 | 623.4 |  |  | 2.9873 | 20.51% | Electric Utility |  |  | #N/A
NM | Reeves Generating Station | 2450 | 3 |  | 2023 | 5310 | 5046.38 | 225156.05 |  | 0.786 | 0.001 | 155701.954 | 0.0591 | 310.569 | 0.2227 | 2620053.649 | Pipeline Natural Gas |  | Dry bottom wall-fired boiler |  |  |  |  | ARP | 2450 3 | 1962-10-01 | 872 |  |  | 2.7587 | 34.3% | Electric Utility |  |  | #N/A
NM | Cunningham | 2454 | 121B |  | 2023 | 0 | 0 | [9 empty] | Pipeline Natural Gas |  | Tangentially-fired |  | Overfire Air |  |  | ARP | 2454 121B | 1957-07-01 | 1000 |  |  |  | 0% | Electric Utility |  |  | #N/A
NM | Cunningham | 2454 | 122B |  | 2023 | 5581 | 5566.14 | 660594.36 |  | 1.94 | 0.001 | 384219.354 | 0.059 | 532.106 | 0.1518 | 6465244.31 | Pipeline Natural Gas | Other Oil | Tangentially-fired |  | Overfire Air |  |  | ARP | 2454 122B | 1965-07-01 | 1902 |  |  | 1.611 | 38.8% | Electric Utility |  |  | #N/A
NM | Cunningham | 2454 | 123T |  | 2023 | 4949 | 4876.12 | 455090.22 |  | 1.593 | 0.001 | 315465.381 | 0.059 | 155.079 | 0.0589 | 5308325.273 | Pipeline Natural Gas |  | Combustion turbine |  | Dry Low NOx Burners |  |  | ARP | 2454 123T | 1998-06-22 | 1246 |  |  | 0.68153 | 48.63% | Electric Utility | Siemens AG-501D5A | Frame | 0.060173
NM | Cunningham | 2454 | 124T |  | 2023 | 4064 | 4008.77 | 358025.96 |  | 1.284 | 0.001 | 254283.257 | 0.059 | 122.939 | 0.0581 | 4278746.68 | Pipeline Natural Gas |  | Combustion turbine |  | Dry Low NOx Burners |  |  | ARP | 2454 124T | 1998-06-15 | 1282 |  |  | 0.68676 | 38.1% | Electric Utility | Siemens AG-501D5A | Frame | 0.056382
NY | Danskammer Generating Station | 2480 | 1 |  | 2023 | 72 | 67.14 | 1582.16 |  | 0.007 | 0.0008 | 1375.56 | 0.0591 | 0.943 | 0.0563 | 23203.442 | Pipeline Natural Gas | Residual Oil | Tangentially-fired |  |  |  |  | ARP, CSNOX, CSOSG3, CSSO2G1, RGGI | 2480 1 | 1951-01-01 | 1654 |  |  | 1.192 | 0.1601% | Electric Utility |  |  | #N/A
NY | Danskammer Generating Station | 2480 | 2 |  | 2023 | 53 | 47.05 | 1404.42 |  | 0.006 | 0.0008 | 1089.178 | 0.0591 | 0.817 | 0.0698 | 18378.245 | Pipeline Natural Gas | Residual Oil | Tangentially-fired |  |  |  |  | ARP, CSNOX, CSOSG3, CSSO2G1, RGGI | 2480 2 | 1954-01-01 | 1100 |  |  | 1.1635 | 0.1907% | Electric Utility |  |  | #N/A
NY | Danskammer Generating Station | 2480 | 3 |  | 2023 | 99 | 95.68 | 4826.24 |  | 0.015 | 0.0008 | 2872.604 | 0.0591 | 1.977 | 0.0621 | 48459.489 | Pipeline Natural Gas |  | Tangentially-fired |  | Low NOx Burner Technology w/ Separated OFA | Electrostatic Precipitator |  | ARP, CSNOX, CSOSG3, CSSO2G1, RGGI | 2480 3 | 1959-10-01 | 3260 |  |  | 0.81927 | 0.1697% | Electric Utility |  |  | #N/A
NY | Danskammer Generating Station | 2480 | 4 |  | 2023 | 201 | 195.17 | 12189.06 |  | 0.039 | 0.0009 | 7522.67 | 0.0588 | 4.161 | 0.0544 | 126906.986 | Pipeline Natural Gas |  | Tangentially-fired |  | Low NOx Burner Technology w/ Separated OFA | Electrostatic Precipitator |  | ARP, CSNOX, CSOSG3, CSSO2G1, RGGI | 2480 4 | 1967-09-01 | 2419 |  |  | 0.68274 | 0.5989% | Electric Utility |  |  | #N/A
NY | Arthur Kill | 2490 | 20 | CS0002 | 2023 | 6438 | 6415.99 | 869132.14 |  | 2.719 | 0.001 | 538586.836 | 0.059 | 300.994 | 0.061 | 9062772.443 | Pipeline Natural Gas |  | Dry bottom wall-fired boiler |  |  |  |  | ARP, CSNOX, CSOSG3, CSSO2G1, RGGI | 2490 20 | 1959-08-01 | 3717 |  |  | 0.69263 | 27.83% | Electric Utility |  |  | #N/A
NY | Arthur Kill | 2490 | 30 | CS0002 | 2023 | 1385 | 1368.2 | 248256.59 |  | 0.807 | 0.001 | 159931.1 | 0.0591 | 107.328 | 0.071 | 2691165.023 | Pipeline Natural Gas |  | Tangentially-fired |  |  |  |  | ARP, CSNOX, CSOSG3, CSSO2G1, RGGI | 2490 30 | 1969-06-01 | 5502 |  |  | 0.86465 | 5.584% | Electric Utility |  |  | #N/A
NY | Arthur Kill | 2490 | CT0001 |  | 2023 | 83 | 59.39 | 619.34 |  |  |  | 825.4 | 0.0592 | 2.269 | 0.325 | 13957.7 | Pipeline Natural Gas |  | Combustion turbine |  |  |  |  | RGGI, SIPNOX | 2490 CT0001 | 1970-06-01 | 235 |  |  | 7.3272 | 0.678% | Electric Utility |  |  | 0.31891
NY | East River | 2493 | 1 |  | 2023 | 7373 | 7356.25 | 1087150 |  | 3.556 | 0.001 | 694026.85 | 0.059 | 40.265 | 0.0071 | 11676993 | Pipeline Natural Gas |  | Combined cycle |  | Ammonia Injection,Selective Catalytic Reduction |  |  | ARP, CSNOX, CSOSG3, CSSO2G1, RGGI | 2493 1 | 2005-03-08 | 3165 |  | Y | 0.074074 | 42.12% | Cogeneration |  |  | 0.0071964
NY | East River | 2493 | 2 |  | 2023 | 7033 | 7023.25 | 1045461 |  | 3.349 | 0.001 | 655700.45 | 0.059 | 40.041 | 0.0079 | 11032476.325 | Pipeline Natural Gas |  | Combined cycle |  | Ammonia Injection,Selective Catalytic Reduction |  |  | ARP, CSNOX, CSOSG3, CSSO2G1, RGGI | 2493 2 | 2005-03-13 | 3165 |  | Y | 0.0766 | 39.79% | Cogeneration |  |  | 0.0074424
NY | East River | 2493 | 60 |  | 2023 | 5587 | 5577.5 |  | 4675727.75 | 10.291 | 0.0034 | 399722.725 | 0.0592 | 446.543 | 0.1266 | 6706140.25 | Pipeline Natural Gas | Residual Oil | Dry bottom wall-fired boiler |  |  |  |  | ARP, CSNOX, CSOSG3, CSSO2G1, MATS, RGGI | 2493 60 | 1951-09-01 | 1930 |  |  |  | 39.67% | Cogeneration |  |  | #N/A
NY | East River | 2493 | 70 |  | 2023 | 5609 | 5604.25 |  | 4745934 | 11.538 | 0.0039 | 412754.275 | 0.0592 | 399.177 | 0.1129 | 6922906.325 | Pipeline Natural Gas | Residual Oil | Dry bottom wall-fired boiler |  |  |  |  | ARP, CSNOX, CSOSG3, CSSO2G1, MATS, RGGI | 2493 70 | 1955-01-01 | 1982 |  |  |  | 39.87% | Electric Utility |  |  | #N/A
NY | Gowanus Generating Station | 2494 | CT01-1 | CP0001 | 2023 | 0 | 0 | [9 empty] | Diesel Oil |  | Combustion turbine |  |  |  |  | RGGI, SIPNOX | 2494 CT01-1 | 1971-06-01 | 299 |  |  |  | 0% | Electric Utility |  |  | 0.61326
NY | Gowanus Generating Station | 2494 | CT01-2 | CP0001 | 2023 | 0 | 0 | [9 empty] | Diesel Oil |  | Combustion turbine |  |  |  |  | RGGI, SIPNOX | 2494 CT01-2 | 1971-06-01 | 299 |  |  |  | 0% | Electric Utility |  |  | 0.64075
NY | Gowanus Generating Station | 2494 | CT01-3 | CP0001 | 2023 | 0 | 0 | [9 empty] | Diesel Oil |  | Combustion turbine |  |  |  |  | RGGI, SIPNOX | 2494 CT01-3 | 1971-06-01 | 299 |  |  |  | 0% | Electric Utility |  |  | 0.62597
NY | Gowanus Generating Station | 2494 | CT01-4 | CP0001 | 2023 | 0 | 0 | [9 empty] | Diesel Oil |  | Combustion turbine |  |  |  |  | RGGI, SIPNOX | 2494 CT01-4 | 1971-06-01 | 299 |  |  |  | 0% | Electric Utility |  |  | 0.61202
NY | Gowanus Generating Station | 2494 | CT01-5 | CP0001 | 2023 | 0 | 0 | [9 empty] | Diesel Oil |  | Combustion turbine |  |  |  |  | RGGI, SIPNOX | 2494 CT01-5 | 1971-06-01 | 299 |  |  |  | 0% | Electric Utility |  |  | 0.63625
NY | Gowanus Generating Station | 2494 | CT01-6 | CP0001 | 2023 | 0 | 0 | [9 empty] | Diesel Oil |  | Combustion turbine |  |  |  |  | RGGI, SIPNOX | 2494 CT01-6 | 1971-06-01 | 299 |  |  |  | 0% | Electric Utility |  |  | 0.62903
NY | Gowanus Generating Station | 2494 | CT01-7 | CP0001 | 2023 | 0 | 0 | [9 empty] | Diesel Oil |  | Combustion turbine |  |  |  |  | RGGI, SIPNOX | 2494 CT01-7 | 1971-06-01 | 299 |  |  |  | 0% | Electric Utility |  |  | 0.65799
NY | Gowanus Generating Station | 2494 | CT01-8 | CP0001 | 2023 | 0 | 0 | [9 empty] | Diesel Oil |  | Combustion turbine |  |  |  |  | RGGI, SIPNOX | 2494 CT01-8 | 1971-06-01 | 299 |  |  |  | 0% | Electric Utility |  |  | 0.69447
NY | Gowanus Generating Station | 2494 | CT02-1 | CP0001 | 2023 | 35 | 26.1 | 392.1 |  |  |  | 398.6 | 0.059 | 1.039 | 0.3077 | 6765.7 | Diesel Oil | Pipeline Natural Gas | Combustion turbine |  |  |  |  | RGGI, SIPNOX | 2494 CT02-1 | 1971-06-01 | 299 |  |  | 5.2997 | 0.2583% | Electric Utility |  |  | 0.32567
NY | Gowanus Generating Station | 2494 | CT02-2 | CP0001 | 2023 | 61 | 48.5 | 719.9 |  |  |  | 729.3 | 0.059 | 1.911 | 0.309 | 12380.1 | Diesel Oil | Pipeline Natural Gas | Combustion turbine |  |  |  |  | RGGI, SIPNOX | 2494 CT02-2 | 1971-06-01 | 299 |  |  | 5.3091 | 0.4727% | Electric Utility |  |  | 0.32386
NY | Gowanus Generating Station | 2494 | CT02-3 | CP0001 | 2023 | 60 | 48.2 | 808 |  |  |  | 822.5 | 0.059 | 2.134 | 0.3063 | 13939.2 | Diesel Oil | Pipeline Natural Gas | Combustion turbine |  |  |  |  | RGGI, SIPNOX | 2494 CT02-3 | 1971-06-01 | 299 |  |  | 5.2822 | 0.5322% | Electric Utility |  |  | 0.32155
NY | Gowanus Generating Station | 2494 | CT02-4 | CP0001 | 2023 | 58 | 44.3 | 622 |  |  |  | 633.2 | 0.059 | 1.645 | 0.3062 | 10729.3 | Diesel Oil | Pipeline Natural Gas | Combustion turbine |  |  |  |  | RGGI, SIPNOX | 2494 CT02-4 | 1971-06-01 | 299 |  |  | 5.2894 | 0.4096% | Electric Utility |  |  | 0.32025
NY | Gowanus Generating Station | 2494 | CT02-5 | CP0001 | 2023 | 78 | 60.8 | 952.2 |  |  |  | 969.9 | 0.059 | 2.536 | 0.3086 | 16424.4 | Diesel Oil | Pipeline Natural Gas | Combustion turbine |  |  |  |  | RGGI, SIPNOX | 2494 CT02-5 | 1971-06-01 | 299 |  |  | 5.3266 | 0.6271% | Electric Utility |  |  | 0.32357
NY | Gowanus Generating Station | 2494 | CT02-6 | CP0001 | 2023 | 58 | 46.4 | 761.5 |  |  |  | 775.7 | 0.059 | 2.013 | 0.3064 | 13142.4 | Diesel Oil | Pipeline Natural Gas | Combustion turbine |  |  |  |  | RGGI, SIPNOX | 2494 CT02-6 | 1971-06-01 | 299 |  |  | 5.2869 | 0.5018% | Electric Utility |  |  | 0.32169
NY | Gowanus Generating Station | 2494 | CT02-7 | CP0001 | 2023 | 83 | 66.8 | 1107.5 |  |  |  | 1123.3 | 0.059 | 2.948 | 0.3102 | 19024.4 | Diesel Oil | Pipeline Natural Gas | Combustion turbine |  |  |  |  | RGGI, SIPNOX | 2494 CT02-7 | 1971-06-01 | 299 |  |  | 5.3237 | 0.7263% | Electric Utility |  |  | 0.31975
NY | Gowanus Generating Station | 2494 | CT02-8 | CP0001 | 2023 | 75 | 57 | 814.3 |  |  |  | 829.1 | 0.059 | 2.183 | 0.3094 | 14056.6 | Diesel Oil | Pipeline Natural Gas | Combustion turbine |  |  |  |  | RGGI, SIPNOX | 2494 CT02-8 | 1971-06-01 | 299 |  |  | 5.3617 | 0.5367% | Electric Utility |  |  | 0.32199
NY | Gowanus Generating Station | 2494 | CT03-1 | CP0001 | 2023 | 41 | 28.7 | 420.8 |  |  |  | 421.7 | 0.0588 | 1.109 | 0.3103 | 7147.7 | Diesel Oil | Pipeline Natural Gas | Combustion turbine |  |  |  |  | RGGI, SIPNOX | 2494 CT03-1 | 1971-06-01 | 299 |  |  | 5.2709 | 0.2729% | Electric Utility |  |  | 0.32805
NY | Gowanus Generating Station | 2494 | CT03-2 | CP0001 | 2023 | 52 | 36.1 | 550.4 |  |  |  | 554.2 | 0.059 | 1.457 | 0.3096 | 9387.3 | Diesel Oil | Pipeline Natural Gas | Combustion turbine |  |  |  |  | RGGI, SIPNOX | 2494 CT03-2 | 1971-06-01 | 299 |  |  | 5.2943 | 0.3584% | Electric Utility |  |  | 0.32523
NY | Gowanus Generating Station | 2494 | CT03-3 | CP0001 | 2023 | 36 | 24.1 | 403.2 |  |  |  | 408.3 | 0.059 | 1.084 | 0.313 | 6912 | Diesel Oil | Pipeline Natural Gas | Combustion turbine |  |  |  |  | RGGI, SIPNOX | 2494 CT03-3 | 1971-06-01 | 299 |  |  | 5.377 | 0.2639% | Electric Utility |  |  | 0.32806
NY | Gowanus Generating Station | 2494 | CT03-4 | CP0001 | 2023 | 56 | 37.7 | 586 |  |  |  | 595.1 | 0.0589 | 1.559 | 0.309 | 10086.5 | Diesel Oil | Pipeline Natural Gas | Combustion turbine |  |  |  |  | RGGI, SIPNOX | 2494 CT03-4 | 1971-06-01 | 299 |  |  | 5.3208 | 0.3851% | Electric Utility |  |  | 0.32948
NY | Gowanus Generating Station | 2494 | CT03-5 | CP0001 | 2023 | 41 | 27 | 447.6 |  |  |  | 455.4 | 0.059 | 1.203 | 0.3113 | 7715.5 | Diesel Oil | Pipeline Natural Gas | Combustion turbine |  |  |  |  | RGGI, SIPNOX | 2494 CT03-5 | 1971-06-01 | 299 |  |  | 5.3753 | 0.2946% | Electric Utility |  |  | 0.32484
NY | Gowanus Generating Station | 2494 | CT03-6 | CP0001 | 2023 | 39 | 23.8 | 357.5 |  |  |  | 364.1 | 0.059 | 0.96 | 0.31 | 6173.9 | Diesel Oil | Pipeline Natural Gas | Combustion turbine |  |  |  |  | RGGI, SIPNOX | 2494 CT03-6 | 1971-06-01 | 299 |  |  | 5.3706 | 0.2357% | Electric Utility |  |  | 0.32655
NY | Gowanus Generating Station | 2494 | CT03-7 | CP0001 | 2023 | 48 | 35.5 | 580.1 |  |  |  | 589.1 | 0.059 | 1.548 | 0.3099 | 9976.5 | Diesel Oil | Pipeline Natural Gas | Combustion turbine |  |  |  |  | RGGI, SIPNOX | 2494 CT03-7 | 1971-06-01 | 299 |  |  | 5.337 | 0.3809% | Electric Utility |  |  | 0.32512
NY | Gowanus Generating Station | 2494 | CT03-8 | CP0001 | 2023 | 35 | 22.7 | 367.3 |  |  |  | 375.6 | 0.0591 | 0.989 | 0.3109 | 6359.5 | Diesel Oil | Pipeline Natural Gas | Combustion turbine |  |  |  |  | RGGI, SIPNOX | 2494 CT03-8 | 1971-06-01 | 299 |  |  | 5.3852 | 0.2428% | Electric Utility |  |  | 0.32351
NY | Gowanus Generating Station | 2494 | CT04-1 | CP0001 | 2023 | 0 | 0 | [9 empty] | Diesel Oil |  | Combustion turbine |  |  |  |  | RGGI, SIPNOX | 2494 CT04-1 | 1971-06-01 | 299 |  |  |  | 0% | Electric Utility |  |  | 0.70739
NY | Gowanus Generating Station | 2494 | CT04-2 | CP0001 | 2023 | 0 | 0 | [9 empty] | Diesel Oil |  | Combustion turbine |  |  |  |  | RGGI, SIPNOX | 2494 CT04-2 | 1971-06-01 | 299 |  |  |  | 0% | Electric Utility |  |  | 0.70705
NY | Gowanus Generating Station | 2494 | CT04-3 | CP0001 | 2023 | 0 | 0 | [9 empty] | Diesel Oil |  | Combustion turbine |  |  |  |  | RGGI, SIPNOX | 2494 CT04-3 | 1971-06-01 | 299 |  |  |  | 0% | Electric Utility |  |  | 0.70543
NY | Gowanus Generating Station | 2494 | CT04-4 | CP0001 | 2023 | 0 | 0 | [9 empty] | Diesel Oil |  | Combustion turbine |  |  |  |  | RGGI, SIPNOX | 2494 CT04-4 | 1971-06-01 | 299 |  |  |  | 0% | Electric Utility |  |  | 0.70449
NY | Gowanus Generating Station | 2494 | CT04-5 | CP0001 | 2023 | 0 | 0 | [9 empty] | Diesel Oil |  | Combustion turbine |  |  |  |  | RGGI, SIPNOX | 2494 CT04-5 | 1971-06-01 | 299 |  |  |  | 0% | Electric Utility |  |  | 0.70722
NY | Gowanus Generating Station | 2494 | CT04-6 | CP0001 | 2023 | 0 | 0 | [9 empty] | Diesel Oil |  | Combustion turbine |  |  |  |  | RGGI, SIPNOX | 2494 CT04-6 | 1971-06-01 | 299 |  |  |  | 0% | Electric Utility |  |  | 0.70966
NY | Gowanus Generating Station | 2494 | CT04-7 | CP0001 | 2023 | 0 | 0 | [9 empty] | Diesel Oil |  | Combustion turbine |  |  |  |  | RGGI, SIPNOX | 2494 CT04-7 | 1971-06-01 | 299 |  |  |  | 0% | Electric Utility |  |  | 0.70245
NY | Gowanus Generating Station | 2494 | CT04-8 | CP0001 | 2023 | 0 | 0 | [9 empty] | Diesel Oil |  | Combustion turbine |  |  |  |  | RGGI, SIPNOX | 2494 CT04-8 | 1971-06-01 | 299 |  |  |  | 0% | Electric Utility |  |  | 0.70623
NY | Narrows Generating Station | 2499 | CT01-1 | CP0001 | 2023 | 145 | 124.4 | 2051.9 |  |  |  | 2078.8 | 0.0592 | 6.338 | 0.3611 | 35207.8 | Pipeline Natural Gas | Diesel Oil | Combustion turbine |  |  |  |  | RGGI, SIPNOX | 2499 CT01-1 | 1972-05-01 | 297 |  |  | 6.1777 | 1.353% | Electric Utility |  |  | 0.35873
NY | Narrows Generating Station | 2499 | CT01-2 | CP0001 | 2023 | 63 | 49.7 | 754.7 |  |  |  | 766.6 | 0.0594 | 2.337 | 0.3627 | 12979.2 | Pipeline Natural Gas | Diesel Oil | Combustion turbine |  |  |  |  | RGGI, SIPNOX | 2499 CT01-2 | 1972-05-01 | 297 |  |  | 6.1932 | 0.4989% | Electric Utility |  |  | 0.36048
NY | Narrows Generating Station | 2499 | CT01-3 | CP0001 | 2023 | 89 | 77 | 1181.1 |  |  |  | 1196 | 0.0593 | 3.646 | 0.3619 | 20248.2 | Pipeline Natural Gas | Diesel Oil | Combustion turbine |  |  |  |  | RGGI, SIPNOX | 2499 CT01-3 | 1972-05-01 | 297 |  |  | 6.1739 | 0.7783% | Electric Utility |  |  | 0.35226
NY | Narrows Generating Station | 2499 | CT01-4 | CP0001 | 2023 | 130 | 109.3 | 1781.6 |  |  |  | 1803.9 | 0.0592 | 5.5 | 0.3612 | 30552.5 | Pipeline Natural Gas | Diesel Oil | Combustion turbine |  |  |  |  | RGGI, SIPNOX | 2499 CT01-4 | 1972-05-01 | 297 |  |  | 6.1742 | 1.174% | Electric Utility |  |  | 0.36064
NY | Narrows Generating Station | 2499 | CT01-5 | CP0001 | 2023 | 194 | 163.8 | 2763.4 |  |  |  | 2804.4 | 0.0591 | 8.556 | 0.3609 | 47515.4 | Pipeline Natural Gas | Diesel Oil | Combustion turbine |  |  |  |  | RGGI, SIPNOX | 2499 CT01-5 | 1972-05-01 | 297 |  |  | 6.1924 | 1.826% | Electric Utility |  |  | 0.36785
NY | Narrows Generating Station | 2499 | CT01-6 | CP0001 | 2023 | 60 | 49.6 | 690.5 |  |  |  | 700.8 | 0.0594 | 2.136 | 0.3628 | 11860.7 | Pipeline Natural Gas | Diesel Oil | Combustion turbine |  |  |  |  | RGGI, SIPNOX | 2499 CT01-6 | 1972-05-01 | 297 |  |  | 6.1868 | 0.4559% | Electric Utility |  |  | 0.36483
NY | Narrows Generating Station | 2499 | CT01-7 | CP0001 | 2023 | 125 | 105.2 | 1744.7 |  |  |  | 1770.5 | 0.0592 | 5.399 | 0.3612 | 29988.8 | Pipeline Natural Gas | Diesel Oil | Combustion turbine |  |  |  |  | RGGI, SIPNOX | 2499 CT01-7 | 1972-05-01 | 297 |  |  | 6.189 | 1.153% | Electric Utility |  |  | 0.35883
NY | Narrows Generating Station | 2499 | CT01-8 | CP0001 | 2023 | 80 | 67.7 | 988.7 |  |  |  | 1001.5 | 0.0593 | 3.054 | 0.3621 | 16957.5 | Pipeline Natural Gas | Diesel Oil | Combustion turbine |  |  |  |  | RGGI, SIPNOX | 2499 CT01-8 | 1972-05-01 | 297 |  |  | 6.1778 | 0.6518% | Electric Utility |  |  | 0.35859
NY | Narrows Generating Station | 2499 | CT02-1 | CP0001 | 2023 | 182 | 149 | 2444.7 |  |  |  | 2496.9 | 0.059 | 7.614 | 0.3599 | 42296.6 | Pipeline Natural Gas | Diesel Oil | Combustion turbine |  |  |  |  | RGGI, SIPNOX | 2499 CT02-1 | 1972-05-01 | 297 |  |  | 6.229 | 1.626% | Electric Utility |  |  | 0.3653
NY | Narrows Generating Station | 2499 | CT02-2 | CP0001 | 2023 | 111 | 90.5 | 1337.8 |  |  |  | 1370.5 | 0.0591 | 4.179 | 0.3615 | 23211.5 | Pipeline Natural Gas | Diesel Oil | Combustion turbine |  |  |  |  | RGGI, SIPNOX | 2499 CT02-2 | 1972-05-01 | 297 |  |  | 6.2476 | 0.8922% | Electric Utility |  |  | 0.36172
NY | Narrows Generating Station | 2499 | CT02-3 | CP0001 | 2023 | 112 | 90.8 | 1405.2 |  |  |  | 1442 | 0.0589 | 4.397 | 0.36 | 24423.8 | Pipeline Natural Gas | Diesel Oil | Combustion turbine |  |  |  |  | RGGI, SIPNOX | 2499 CT02-3 | 1972-05-01 | 297 |  |  | 6.2582 | 0.9388% | Electric Utility |  |  | 0.3595
NY | Narrows Generating Station | 2499 | CT02-4 | CP0001 | 2023 | 218 | 177.8 | 2986.8 |  |  |  | 3048.5 | 0.0591 | 9.299 | 0.3607 | 51649 | Pipeline Natural Gas | Diesel Oil | Combustion turbine |  |  |  |  | RGGI, SIPNOX | 2499 CT02-4 | 1972-05-01 | 297 |  |  | 6.2267 | 1.985% | Electric Utility |  |  | 0.36271
NY | Narrows Generating Station | 2499 | CT02-5 | CP0001 | 2023 | 236 | 188.8 | 3213.1 |  |  |  | 3284.4 | 0.059 | 10.02 | 0.3599 | 55655.4 | Pipeline Natural Gas | Diesel Oil | Combustion turbine |  |  |  |  | RGGI, SIPNOX | 2499 CT02-5 | 1972-05-01 | 297 |  |  | 6.237 | 2.139% | Electric Utility |  |  | 0.358
NY | Narrows Generating Station | 2499 | CT02-6 | CP0001 | 2023 | 100 | 78.1 | 1136.6 |  |  |  | 1167 | 0.059 | 3.558 | 0.36 | 19763.8 | Pipeline Natural Gas | Diesel Oil | Combustion turbine |  |  |  |  | RGGI, SIPNOX | 2499 CT02-6 | 1972-05-01 | 297 |  |  | 6.2608 | 0.7596% | Electric Utility |  |  | 0.35821
NY | Narrows Generating Station | 2499 | CT02-7 | CP0001 | 2023 | 157 | 125.4 | 2023.9 |  |  |  | 2067.4 | 0.059 | 6.304 | 0.3599 | 35021.1 | Pipeline Natural Gas | Diesel Oil | Combustion turbine |  |  |  |  | RGGI, SIPNOX | 2499 CT02-7 | 1972-05-01 | 297 |  |  | 6.2296 | 1.346% | Electric Utility |  |  | 0.3517
NY | Narrows Generating Station | 2499 | CT02-8 | CP0001 | 2023 | 94 | 71.9 | 1029.2 |  |  |  | 1050.6 | 0.0589 | 3.203 | 0.3612 | 17791.9 | Pipeline Natural Gas | Diesel Oil | Combustion turbine |  |  |  |  | RGGI, SIPNOX | 2499 CT02-8 | 1972-05-01 | 297 |  |  | 6.2243 | 0.6839% | Electric Utility |  |  | 0.35102
NY | Ravenswood Generating Station | 2500 | 10 |  | 2023 | 1862 | 1822.64 | 280870.55 |  | 12.696 | 0.0079 | 182796.115 | 0.0596 | 123.634 | 0.0793 | 3046114.705 | Pipeline Natural Gas | Residual Oil | Tangentially-fired |  | Overfire Air |  |  | ARP, CSNOX, CSOSG3, CSSO2G1, RGGI | 2500 10 | 1963-02-01 | 4204 |  |  | 0.88036 | 8.271% | Electric Utility |  |  | #N/A
NY | Ravenswood Generating Station | 2500 | 20 |  | 2023 | 1339 | 1320.52 | 225005.59 |  | 0.714 | 0.001 | 141517.354 | 0.059 | 85.228 | 0.0747 | 2381287.804 | Pipeline Natural Gas | Residual Oil | Tangentially-fired |  | Overfire Air |  |  | ARP, CSNOX, CSOSG3, CSSO2G1, MATS, RGGI | 2500 20 | 1963-05-01 | 4171 |  |  | 0.75756 | 6.517% | Electric Utility |  |  | #N/A
NY | Ravenswood Generating Station | 2500 | 30 |  | 2023 | 1604 | 1581.6 | 374790.4 |  | 1.293 | 0.001 | 256074.059 | 0.0591 | 169.788 | 0.0643 | 4308931.815 | Pipeline Natural Gas | Residual Oil | Tangentially-fired |  |  |  |  | ARP, CSNOX, CSOSG3, CSSO2G1, MATS, RGGI | 2500 30 | 1965-06-01 | 9379 |  |  | 0.90604 | 5.245% | Electric Utility |  |  | #N/A
NY | Ravenswood Generating Station | 2500 | CT0001 |  | 2023 | 0 | 0 | [9 empty] | Pipeline Natural Gas |  | Combustion turbine |  |  |  |  | RGGI, SIPNOX | 2500 CT0001 | 1967-07-01 | 243 |  |  |  | 0% | Electric Utility | GE Unknown |  | 0.70015
NY | Ravenswood Generating Station | 2500 | CT0010 |  | 2023 | 75 | 75 | 786 |  |  |  | 675.9 | 0.0591 | 2.652 | 0.4626 | 11457.1 | Pipeline Natural Gas | Diesel Oil | Combustion turbine |  |  |  |  | RGGI, SIPNOX | 2500 CT0010 | 1970-08-01 | 255 |  |  | 6.7481 | 0.5129% | Electric Utility | Pratt & Whitney Unknown |  | 0.45193
NY | Ravenswood Generating Station | 2500 | CT0011 |  | 2023 | 0 | 0 | [9 empty] | Pipeline Natural Gas | Diesel Oil | Combustion turbine |  |  |  |  | RGGI, SIPNOX | 2500 CT0011 | 1970-08-01 | 255 |  |  |  | 0% | Electric Utility | Pratt & Whitney Unknown |  | 0.38448
NY | Ravenswood Generating Station | 2500 | UCC001 |  | 2023 | 7870 | 7835.6 | 1964171.26 |  | 4.219 | 0.001 | 835256.313 | 0.0591 | 47.877 | 0.0079 | 14035648.425 | Pipeline Natural Gas | Diesel Oil | Combined cycle |  | Dry Low NOx Burners,Ammonia Injection |  |  | ARP, CSNOX, CSOSG3, CSSO2G1, RGGI | 2500 UCC001 | 2004-01-05 | 2156 |  |  | 0.04875 | 74.32% | Electric Utility |  |  | 0.0069004
NY | 74th Street | 2504 | 120 | CS0002 | 2023 | 3230 | 3225.75 |  | 804591.75 | 3.116 | 0.0047 | 63993.7 | 0.0595 | 46.42 | 0.0842 | 1070032.1 | Pipeline Natural Gas | Residual Oil | Tangentially-fired |  |  |  |  | ARP, SIPNOX | 2504 120 | 1956-04-01 | 836 |  |  |  | 14.61% | Electric Utility |  |  | #N/A
NY | 74th Street | 2504 | 121 | CS0002 | 2023 | 4484 | 4478.5 |  | 1224513.5 | 0.463 | 0.001 | 91611.8 | 0.0593 | 69.817 | 0.0879 | 1541435.975 | Pipeline Natural Gas | Residual Oil | Tangentially-fired |  |  |  |  | ARP, SIPNOX | 2504 121 | 1956-04-01 | 836 |  |  |  | 21.05% | Electric Utility |  |  | #N/A
NY | 74th Street | 2504 | 122 | CS0002 | 2023 | 3617 | 3614.5 |  | 949104.75 | 0.342 | 0.001 | 67682.275 | 0.0593 | 47.233 | 0.0795 | 1138852.45 | Pipeline Natural Gas | Residual Oil | Tangentially-fired |  |  |  |  | ARP, SIPNOX | 2504 122 | 1956-04-01 | 836 |  |  |  | 15.55% | Electric Utility |  |  | #N/A
NY | 74th Street | 2504 | CT0001 |  | 2023 | 5 | 5 | 70 |  |  |  | 90.5 | 0.081 | 0.669 | 1.2 | 1115 | Other Oil |  | Combustion turbine |  |  |  |  | RGGI, SIPNOX | 2504 CT0001 | 1968-10-01 | 223 |  |  | 19.1143 | 0.05708% | Electric Utility | Pratt & Whitney Unknown |  | 1.1411
NY | 74th Street | 2504 | CT0002 |  | 2023 | 10 | 10 | 140 |  |  |  | 181 | 0.081 | 1.338 | 1.2 | 2230 | Other Oil |  | Combustion turbine |  |  |  |  | RGGI, SIPNOX | 2504 CT0002 | 1968-10-01 | 223 |  |  | 19.1143 | 0.1142% | Electric Utility | Pratt & Whitney Unknown |  | 1.1406
NY | E F Barrett | 2511 | 10 |  | 2023 | 6838 | 6823 | 859761.15 |  | 12.482 | 0.0036 | 507383.803 | 0.0592 | 385.95 | 0.0896 | 8518755.986 | Pipeline Natural Gas | Residual Oil | Tangentially-fired |  |  |  |  | ARP, CSNOX, CSOSG3, CSSO2G1, RGGI | 2511 10 | 1956-01-01 | 2300 |  |  | 0.89781 | 42.28% | Electric Utility |  |  | #N/A
NY | E F Barrett | 2511 | 20 |  | 2023 | 4247 | 4225.17 | 526082.28 |  | 10.385 | 0.0052 | 310560.833 | 0.0593 | 136.128 | 0.0499 | 5208932.624 | Pipeline Natural Gas | Residual Oil | Tangentially-fired |  | Overfire Air |  |  | ARP, CSNOX, CSOSG3, CSSO2G1, RGGI | 2511 20 | 1963-01-01 | 2100 |  |  | 0.51752 | 28.32% | Electric Utility |  |  | #N/A
NY | E F Barrett | 2511 | U00004 | CP001 | 2023 | 395 | 395 | 3758 |  |  |  | 3342.2 | 0.0597 | 9.606 | 0.343 | 55825.9 | Pipeline Natural Gas | Diesel Oil | Combustion turbine |  |  |  |  | RGGI, SIPNOX | 2511 U00004 | 1970-07-01 | 276 |  |  | 5.1123 | 2.309% | Electric Utility | GE Unknown |  | 0.34384
NY | E F Barrett | 2511 | U00005 | CP001 | 2023 | 461 | 461 | 4463 |  |  |  | 3902.1 | 0.0595 | 11.181 | 0.3416 | 65542.2 | Pipeline Natural Gas | Diesel Oil | Combustion turbine |  |  |  |  | RGGI, SIPNOX | 2511 U00005 | 1970-07-01 | 276 |  |  | 5.0105 | 2.711% | Electric Utility | GE Unknown |  | 0.35533
NY | E F Barrett | 2511 | U00006 | CP001 | 2023 | 407 | 407 | 3729 |  |  |  | 3334.4 | 0.0595 | 9.564 | 0.3432 | 55870.6 | Pipeline Natural Gas | Diesel Oil | Combustion turbine |  |  |  |  | RGGI, SIPNOX | 2511 U00006 | 1970-07-01 | 276 |  |  | 5.1295 | 2.311% | Electric Utility | GE Unknown |  | 0.34162
NY | E F Barrett | 2511 | U00007 | CP001 | 2023 | 220 | 220 | 2285 |  |  |  | 2154.8 | 0.0588 | 6.139 | 0.3359 | 36545.2 | Pipeline Natural Gas | Diesel Oil | Combustion turbine |  |  |  |  | RGGI, SIPNOX | 2511 U00007 | 1970-07-01 | 276 |  |  | 5.3733 | 1.512% | Electric Utility | GE Unknown |  | 0.35006
NY | E F Barrett | 2511 | U00008 | CP001 | 2023 | 373 | 373 | 3291 |  |  |  | 2846.5 | 0.0589 | 8.095 | 0.336 | 48195.5 | Pipeline Natural Gas | Diesel Oil | Combustion turbine |  |  |  |  | RGGI, SIPNOX | 2511 U00008 | 1970-07-01 | 276 |  |  | 4.9195 | 1.993% | Electric Utility | GE Unknown |  | 0.33433
NY | E F Barrett | 2511 | U00009 | CP001 | 2023 | 413 | 413 | 3838 |  |  |  | 3284.3 | 0.0588 | 9.352 | 0.336 | 55671.5 | Pipeline Natural Gas | Diesel Oil | Combustion turbine |  |  |  |  | RGGI, SIPNOX | 2511 U00009 | 1970-07-01 | 276 |  |  | 4.8734 | 2.303% | Electric Utility | GE Unknown |  | 0.38337
NY | E F Barrett | 2511 | U00011 | CP001 | 2023 | 412 | 412 | 3947 |  |  |  | 3395.4 | 0.0591 | 9.667 | 0.3369 | 57437.5 | Pipeline Natural Gas | Diesel Oil | Combustion turbine |  |  |  |  | RGGI, SIPNOX | 2511 U00011 | 1970-07-01 | 276 |  |  | 4.8984 | 2.376% | Electric Utility | GE Unknown |  | 0.33853
NY | E F Barrett | 2511 | U00012 | CP001 | 2023 | 973 | 973 | 10562 |  | 0.048 | 0.0006 | 9429 | 0.0591 | 22.28 | 0.3024 | 159283.1 | Pipeline Natural Gas | Diesel Oil | Combustion turbine |  | Water Injection |  |  | CSNOX, CSOSG3, CSSO2G1, RGGI | 2511 U00012 | 1970-07-01 | 270 |  |  | 4.2189 | 6.734% | Electric Utility | Pratt & Whitney Unknown |  | 0.43346
NY | E F Barrett | 2511 | U00013 | CP001 | 2023 | 973 | 973 | 10562 |  | 0.048 | 0.0006 | 9457.8 | 0.0593 | 22.586 | 0.3064 | 159283.1 | Pipeline Natural Gas | Diesel Oil | Combustion turbine |  | Water Injection |  |  | CSNOX, CSOSG3, CSSO2G1, RGGI | 2511 U00013 | 1970-07-01 | 270 |  |  | 4.2768 | 6.734% | Electric Utility |  |  | 0.43388
NY | E F Barrett | 2511 | U00014 | CP001 | 2023 | 1415 | 1415 | 20187 |  | 0.091 | 0.0006 | 18052.3 | 0.059 | 46.501 | 0.3008 | 305366.7 | Pipeline Natural Gas | Diesel Oil | Combustion turbine |  | Water Injection |  |  | CSNOX, CSOSG3, CSSO2G1, RGGI | 2511 U00014 | 1970-07-01 | 270 |  |  | 4.607 | 12.91% | Electric Utility | Pratt & Whitney Unknown |  | 0.41483
NY | E F Barrett | 2511 | U00015 | CP001 | 2023 | 1415 | 1415 | 20187 |  | 0.091 | 0.0006 | 18103.5 | 0.0591 | 47.03 | 0.3036 | 305366.7 | Pipeline Natural Gas | Diesel Oil | Combustion turbine |  | Water Injection |  |  | CSNOX, CSOSG3, CSSO2G1, RGGI | 2511 U00015 | 1970-07-01 | 270 |  |  | 4.6594 | 12.91% | Electric Utility |  |  | 0.41556
NY | E F Barrett | 2511 | U00016 | CP001 | 2023 | 1107 | 1107 | 16861 |  | 0.067 | 0.0003 | 14638.6 | 0.059 | 36.691 | 0.298 | 247943.3 | Pipeline Natural Gas | Diesel Oil | Combustion turbine |  | Water Injection |  |  | CSNOX, CSOSG3, CSSO2G1, RGGI | 2511 U00016 | 1970-07-01 | 270 |  |  | 4.3522 | 10.48% | Electric Utility | Pratt & Whitney Unknown |  | 0.42719
NY | E F Barrett | 2511 | U00017 | CP001 | 2023 | 1107 | 1107 | 16861 |  | 0.067 | 0.0003 | 14687.8 | 0.0591 | 36.913 | 0.2991 | 247943.3 | Pipeline Natural Gas | Diesel Oil | Combustion turbine |  | Water Injection |  |  | CSNOX, CSOSG3, CSSO2G1, RGGI | 2511 U00017 | 1970-07-01 | 270 |  |  | 4.3785 | 10.48% | Electric Utility | Pratt & Whitney Unknown |  | 0.42741
NY | E F Barrett | 2511 | U00018 | CP001 | 2023 | 711 | 711 | 9499 |  | 0.041 | 0.0005 | 8441.4 | 0.059 | 16.381 | 0.2289 | 143042.2 | Pipeline Natural Gas | Diesel Oil | Combustion turbine |  | Water Injection |  |  | CSNOX, CSOSG3, CSSO2G1, RGGI | 2511 U00018 | 1970-07-01 | 270 |  |  | 3.449 | 6.048% | Electric Utility | Pratt & Whitney Unknown |  | 0.42736
NY | E F Barrett | 2511 | U00019 | CP001 | 2023 | 711 | 711 | 9499 |  | 0.041 | 0.0005 | 8441.4 | 0.059 | 16.408 | 0.2296 | 143042.2 | Pipeline Natural Gas | Diesel Oil | Combustion turbine |  | Water Injection |  |  | CSNOX, CSOSG3, CSSO2G1, RGGI | 2511 U00019 | 1970-07-01 | 270 |  |  | 3.4547 | 6.048% | Electric Utility | Pratt & Whitney Unknown |  | 0.42739
NY | Glenwood | 2514 | U00020 | CP001 | 2023 | 23 | 23 | 495 |  | 0.004 | 0.001 | 832.7 | 0.0812 | 2.897 | 0.5347 | 10280.6 | Diesel Oil |  | Combustion turbine |  | Water Injection |  |  | CSNOX, CSOSG3, CSSO2G1, RGGI | 2514 U00020 | 1972-07-01 | 662 |  |  | 11.7051 | 0.1773% | Electric Utility |  |  | 0.5561
NY | Glenwood | 2514 | U00021 | CP001 | 2023 | 22 | 22 | 474 |  | 0.005 | 0.0011 | 981.9 | 0.0811 | 3.588 | 0.592 | 12121.6 | Diesel Oil |  | Combustion turbine |  |  |  |  | CSNOX, CSOSG3, CSSO2G1, RGGI | 2514 U00021 | 1972-07-01 | 662 |  |  | 15.1392 | 0.209% | Electric Utility |  |  | 0.5486
NY | Northport | 2516 | 1 |  | 2023 | 3644 | 3621.88 | 775894.52 |  | 10.928 | 0.0028 | 470849.54 | 0.0591 | 216.261 | 0.0482 | 7910784.909 | Pipeline Natural Gas | Residual Oil | Tangentially-fired |  | Overfire Air,Low NOx Burner Technology w/ Separated OFA | Electrostatic Precipitator |  | ARP, CSNOX, CSOSG3, CSSO2G1, MATS, RGGI | 2516 1 | 1967-01-01 | 3900 |  |  | 0.55745 | 23.16% | Electric Utility |  |  | #N/A
NY | Northport | 2516 | 2 |  | 2023 | 3213 | 3195.63 | 695815.86 |  | 48.566 | 0.0111 | 415988.864 | 0.0595 | 200.233 | 0.0495 | 6933822.293 | Pipeline Natural Gas | Residual Oil | Tangentially-fired |  | Overfire Air,Low NOx Burner Technology w/ Separated OFA | Electrostatic Precipitator |  | ARP, CSNOX, CSOSG3, CSSO2G1, MATS, RGGI | 2516 2 | 1968-01-01 | 4000 |  |  | 0.57553 | 19.79% | Electric Utility |  |  | #N/A
NY | Northport | 2516 | 3 |  | 2023 | 3720 | 3701.78 | 772868.84 |  | 32.108 | 0.0071 | 471049.122 | 0.0593 | 209.317 | 0.0476 | 7884158.264 | Pipeline Natural Gas | Residual Oil | Tangentially-fired |  | Overfire Air,Low NOx Burner Technology w/ Separated OFA | Electrostatic Precipitator |  | ARP, CSNOX, CSOSG3, CSSO2G1, MATS, RGGI | 2516 3 | 1972-01-01 | 3900 |  |  | 0.54166 | 23.08% | Electric Utility |  |  | #N/A
NY | Northport | 2516 | 4 |  | 2023 | 1680 | 1662.32 | 311117.07 |  | 22.828 | 0.0141 | 197379.076 | 0.0596 | 73.422 | 0.0357 | 3290257.725 | Pipeline Natural Gas | Residual Oil | Tangentially-fired |  | Overfire Air,Low NOx Burner Technology w/ Separated OFA | Electrostatic Precipitator |  | ARP, CSNOX, CSOSG3, CSSO2G1, MATS, RGGI | 2516 4 | 1977-01-01 | 4100 |  |  | 0.47199 | 9.161% | Electric Utility |  |  | #N/A
NY | Northport | 2516 | UGT001 |  | 2023 | 18 | 18 | 137 |  |  |  | 278.1 | 0.0809 | 2.059 | 1.2001 | 3431.3 | Diesel Oil |  | Combustion turbine |  |  |  |  | RGGI, SIPNOX | 2516 UGT001 | 1967-07-01 | 266 |  |  | 30.0584 | 0.1473% | Electric Utility |  |  | 1.1999
NY | Port Jefferson Energy Center | 2517 | 3 |  | 2023 | 2164 | 2144.94 | 187803.63 |  | 19.395 | 0.0147 | 126878.459 | 0.0597 | 56.119 | 0.0446 | 2108530.211 | Pipeline Natural Gas | Residual Oil | Tangentially-fired |  | Overfire Air,Low NOx Burner Technology w/ Separated OFA | Electrostatic Precipitator |  | ARP, CSNOX, CSOSG3, CSSO2G1, MATS, RGGI | 2517 3 | 1958-01-01 | 2075 |  |  | 0.59763 | 11.6% | Electric Utility |  |  | #N/A
NY | Port Jefferson Energy Center | 2517 | 4 |  | 2023 | 1943 | 1911.05 | 135912.87 |  | 17.917 | 0.0184 | 90722.07 | 0.0599 | 39.777 | 0.0431 | 1501989.853 | Pipeline Natural Gas | Residual Oil | Tangentially-fired |  | Overfire Air,Low NOx Burner Technology w/ Separated OFA | Electrostatic Precipitator |  | ARP, CSNOX, CSOSG3, CSSO2G1, MATS, RGGI | 2517 4 | 1960-01-01 | 2100 |  |  | 0.58533 | 8.165% | Electric Utility |  |  | #N/A
NY | Port Jefferson Energy Center | 2517 | UGT001 |  | 2023 | 9 | 9 | 67 |  |  |  | 168.7 | 0.081 | 1.25 | 1.2 | 2084 | Diesel Oil |  | Combustion turbine |  |  |  |  | RGGI, SIPNOX | 2517 UGT001 | 1966-07-01 | 266 |  |  | 37.3134 | 0.08944% | Electric Utility | GE Unknown |  | 1.2
NY | Port Jefferson Energy Center | 2517 | UGT002 |  | 2023 | 783 | 655.17 | 27108.41 |  | 0.077 | 0.001 | 15162.512 | 0.0602 | 1.501 | 0.0384 | 252584.751 | Pipeline Natural Gas | Diesel Oil | Combustion turbine |  | Water Injection,Selective Catalytic Reduction |  |  | ARP, CSNOX, CSOSG3, CSSO2G1, RGGI | 2517 UGT002 | 2002-07-01 | 492 |  | Y | 0.11074 | 5.861% | Electric Utility | GE LM6000 | Aeroderivative | 0.013112
NY | Port Jefferson Energy Center | 2517 | UGT003 |  | 2023 | 1213 | 971.36 | 41177.4 |  | 0.122 | 0.001 | 24191.416 | 0.0595 | 2.62 | 0.0467 | 405678.611 | Pipeline Natural Gas | Diesel Oil | Combustion turbine |  | Water Injection,Selective Catalytic Reduction |  |  | ARP, CSNOX, CSOSG3, CSSO2G1, RGGI | 2517 UGT003 | 2002-07-01 | 478 |  | Y | 0.12725 | 9.688% | Electric Utility | GE LM6000 | Aeroderivative | 0.013987
NY | West Babylon Facility | 2521 | UGT001 |  | 2023 | 6 | 6 | 40 |  | 0 | 0.0012 | 59.6 | 0.081 | 0.215 | 0.5852 | 734 | Diesel Oil |  | Combustion turbine |  |  |  |  | CSNOX, CSOSG3, CSSO2G1, RGGI | 2521 UGT001 | 1971-06-01 | 686 |  |  | 10.75 | 0.01221% | Electric Utility |  |  | 0.61851
NY | Greenidge Generation LLC | 2527 | 6 |  | 2023 | 8446 | 8439.08 | 665425.54 |  | 1.936 | 0.001 | 388036.305 | 0.059 | 66.151 | 0.0189 | 6544486.668 | Pipeline Natural Gas | Wood | Tangentially-fired | Dry Lime FGD | Low NOx Burner Technology w/ Closed-coupled OFA,Selective Catalytic Reduction | Electrostatic Precipitator,Baghouse |  | ARP, CSNOX, CSOSG3, CSSO2G1, RGGI | 2527 6 | 1953-11-01 | 1280 |  | Y | 0.19882 | 58.37% | Electric Utility |  |  | #N/A
NY | Bethlehem Energy Center (Albany) | 2539 | 10001 |  | 2023 | 8023 | 7995.02 | 1395493.27 |  | 4.191 | 0.001 | 830186.396 | 0.059 | 38.025 | 0.0065 | 13969401.382 | Pipeline Natural Gas | Diesel Oil | Combined cycle |  | Dry Low NOx Burners,Water Injection,Selective Catalytic Reduction |  |  | ARP, CSNOX, CSOSG3, CSSO2G1, RGGI | 2539 10001 | 2005-03-10 | 2450 |  | Y | 0.054497 | 65.09% | Electric Utility |  |  | 0.0066731
NY | Bethlehem Energy Center (Albany) | 2539 | 10002 |  | 2023 | 8004 | 7981.59 | 1393935.28 |  | 4.256 | 0.001 | 843092.899 | 0.059 | 38.317 | 0.0063 | 14186678.175 | Pipeline Natural Gas | Diesel Oil | Combined cycle |  | Dry Low NOx Burners,Water Injection,Selective Catalytic Reduction |  |  | ARP, CSNOX, CSOSG3, CSSO2G1, RGGI | 2539 10002 | 2005-03-18 | 2450 |  | Y | 0.054977 | 66.1% | Electric Utility |  |  | 0.0066791
NY | Bethlehem Energy Center (Albany) | 2539 | 10003 |  | 2023 | 7932 | 7912.22 | 1388398.69 |  | 4.189 | 0.001 | 829798.356 | 0.059 | 39.717 | 0.0064 | 13963005.666 | Pipeline Natural Gas | Diesel Oil | Combined cycle |  | Dry Low NOx Burners,Water Injection,Selective Catalytic Reduction |  |  | ARP, CSNOX, CSOSG3, CSSO2G1, RGGI | 2539 10003 | 2005-03-12 | 2450 |  | Y | 0.057213 | 65.06% | Electric Utility |  |  | 0.0062749
NY | Oswego Harbor Power | 2594 | 5 |  | 2023 | 137 | 131.62 | 23800.41 |  | 59.856 | 0.2447 | 21260.015 | 0.081 | 28.025 | 0.1154 | 262664.567 | Residual Oil | Pipeline Natural Gas | Dry bottom wall-fired boiler |  | Overfire Air |  |  | ARP, CSNOX, CSOSG3, CSSO2G1, MATS, RGGI | 2594 5 | 1977-01-01 | 9422 |  |  | 2.355 | 0.3182% | Electric Utility |  |  | #N/A
NY | Oswego Harbor Power | 2594 | 6 |  | 2023 | 210 | 205.76 | 37470.9 |  | 103.376 | 0.3097 | 35564.094 | 0.0723 | 36.021 | 0.1002 | 443492.232 | Residual Oil | Pipeline Natural Gas | Dry bottom wall-fired boiler |  |  |  |  | ARP, CSNOX, CSOSG3, CSSO2G1, MATS, RGGI | 2594 6 | 1980-01-01 | 9491 |  |  | 1.9226 | 0.5334% | Electric Utility |  |  | #N/A
AL | E C Gaston | 26 | 1 | CS0CAN | 2023 | 3872 | 3864.75 | 399498.25 |  | 20.174 | 0.013 | 239986.093 | 0.059 | 250.545 | 0.1061 | 4048367.675 | Pipeline Natural Gas | Coal | Dry bottom wall-fired boiler |  | Low NOx Burner Technology (Dry Bottom only) | Electrostatic Precipitator |  | ARP, CSNOX, CSOSG2, CSSO2G2 | 26 1 | 1960-05-01 | 5462 |  |  | 1.2543 | 8.461% | Electric Utility |  |  | #N/A
AL | E C Gaston | 26 | 2 | CS0CAN | 2023 | 4813 | 4803.25 | 464414.5 |  | 131.077 | 0.0413 | 296178.434 | 0.0602 | 313.944 | 0.1069 | 4877156.15 | Pipeline Natural Gas | Coal | Dry bottom wall-fired boiler |  | Low NOx Burner Technology (Dry Bottom only) | Baghouse,Electrostatic Precipitator |  | ARP, CSNOX, CSOSG2, CSSO2G2 | 26 2 | 1960-07-01 | 5324 |  |  | 1.352 | 10.46% | Electric Utility |  |  | #N/A
AL | E C Gaston | 26 | 3 | CS0CBN | 2023 | 2660 | 2651.25 | 407611.75 |  | 16.877 | 0.01 | 247861.537 | 0.059 | 292.344 | 0.1261 | 4181195.05 | Pipeline Natural Gas | Coal | Dry bottom wall-fired boiler |  | Low NOx Burner Technology (Dry Bottom only) | Baghouse,Electrostatic Precipitator |  | ARP, CSNOX, CSOSG2, CSSO2G2 | 26 3 | 1960-06-01 | 5077.2 |  |  | 1.4344 | 9.401% | Electric Utility |  |  | #N/A
AL | E C Gaston | 26 | 4 | CS0CBN | 2023 | 3169 | 3154 | 412084.25 |  | 15.884 | 0.0136 | 227505.615 | 0.059 | 290.762 | 0.1301 | 3837838.35 | Pipeline Natural Gas | Coal | Dry bottom wall-fired boiler |  | Low NOx Burner Technology (Dry Bottom only) | Electrostatic Precipitator |  | ARP, CSNOX, CSOSG2, CSSO2G2 | 26 4 | 1962-06-01 | 3635 |  |  | 1.4112 | 12.05% | Electric Utility |  |  | #N/A
AL | E C Gaston | 26 | 5 | MS5A, MS5B | 2023 | 3157 | 3150.25 | 2040632.25 |  | 663.628 | 0.0644 | 2265579.325 | 0.0999 | 1171.168 | 0.1091 | 22324440.95 | Coal | Pipeline Natural Gas | Tangentially-fired | Wet Limestone | Low NOx Burner Technology w/ Separated OFA,Selective Catalytic Reduction | Baghouse,Electrostatic Precipitator | Halogenated PAC Sorbent Injection,Catalyst (gold, palladium, or other) used to oxidize mercury | ARP, CSNOX, CSOSG2, CSSO2G2, MATS | 26 5 | 1974-08-02 | 16078 |  | Y | 1.1478 | 15.85% | Electric Utility |  |  | #N/A
CA | Moss Landing Power Plant | 260 | 1A |  | 2023 | 6784 | 6535.09 | 1544994.31 |  | 3.311 | 0.001 | 621842.121 | 0.0624 | 46.106 | 0.0132 | 11037482.277 | Pipeline Natural Gas |  | Combined cycle |  | Dry Low NOx Burners,Selective Catalytic Reduction |  |  | ARP | 260 1A | 2002-04-09 | 2057 |  | Y | 0.059684 | 61.25% | Electric Utility |  |  | 0.0089367
CA | Moss Landing Power Plant | 260 | 2A |  | 2023 | 6477 | 6206.65 | 1484996.44 |  | 3.15 | 0.001 | 591557.113 | 0.0655 | 44.515 | 0.0143 | 10500439.885 | Pipeline Natural Gas |  | Combined cycle |  | Dry Low NOx Burners,Selective Catalytic Reduction |  |  | ARP | 260 2A | 2002-04-09 | 2057 |  | Y | 0.059953 | 58.27% | Electric Utility |  |  | 0.009203
CA | Moss Landing Power Plant | 260 | 3A |  | 2023 | 5930 | 5612.42 | 1289318.17 |  | 2.776 | 0.001 | 521244.644 | 0.0641 | 39.903 | 0.0159 | 9253701.547 | Pipeline Natural Gas |  | Combined cycle |  | Dry Low NOx Burners,Selective Catalytic Reduction |  |  | ARP | 260 3A | 2002-05-24 | 2057 |  | Y | 0.061898 | 51.35% | Electric Utility |  |  | 0.0092593
CA | Moss Landing Power Plant | 260 | 4A |  | 2023 | 5677 | 5369.32 | 1246605.51 |  | 2.649 | 0.001 | 497385.264 | 0.0653 | 39.89 | 0.0161 | 8828851.272 | Pipeline Natural Gas |  | Combined cycle |  | Dry Low NOx Burners,Selective Catalytic Reduction |  |  | ARP | 260 4A | 2002-05-26 | 2057 |  | Y | 0.063998 | 49% | Electric Utility |  |  | 0.0093349
NY | Bowline Generating Station | 2625 | 1 |  | 2023 | 1965 | 1948.72 | 731957.71 |  | 25.256 | 0.0148 | 415637.546 | 0.0592 | 413.806 | 0.1016 | 6994960.532 | Pipeline Natural Gas | Residual Oil | Tangentially-fired |  | Low NOx Burner Technology w/ Closed-coupled OFA |  |  | ARP, CSNOX, CSOSG3, CSSO2G1, MATS, RGGI | 2625 1 | 1972-09-01 | 7000 |  |  | 1.1307 | 11.41% | Electric Utility |  |  | #N/A
NY | Bowline Generating Station | 2625 | 2 |  | 2023 | 776 | 764.67 | 243542.58 |  | 7.819 | 0.0133 | 150673.429 | 0.0591 | 134.509 | 0.0861 | 2537440.133 | Pipeline Natural Gas | Residual Oil | Dry bottom wall-fired boiler |  | Overfire Air |  |  | ARP, CSNOX, CSOSG3, CSSO2G1, MATS, RGGI | 2625 2 | 1974-05-01 | 7600 |  |  | 1.1046 | 3.811% | Electric Utility |  |  | #N/A
NY | Hillburn | 2628 | 1 |  | 2023 | 73 | 39.34 | 912.4 |  | 0.006 | 0.0011 | 1067.584 | 0.0595 | 7.286 | 0.7584 | 17914.978 | Pipeline Natural Gas | Diesel Oil | Combustion turbine |  |  |  |  | CSNOX, CSOSG3, CSSO2G1, RGGI | 2628 1 | 1971-04-01 | 650 |  |  | 15.9711 | 0.3146% | Electric Utility |  |  | 0.59571
NY | Shoemaker | 2632 | 1 |  | 2023 | 69 | 36.85 | 945.29 |  | 0.005 | 0.001 | 1007.219 | 0.0593 | 7.766 | 0.8573 | 16947.229 | Pipeline Natural Gas | Diesel Oil | Combustion turbine |  |  |  |  | CSNOX, CSOSG3, CSSO2G1, RGGI | 2632 1 | 1971-05-01 | 650 |  |  | 16.4309 | 0.2976% | Electric Utility |  |  | 0.78241
NY | Freeport Power Plant No. 2 | 2679 | 5 |  | 2023 | 812 | 626.85 | 24494.33 |  | 0.083 | 0.0012 | 14518.049 | 0.0594 | 1.512 | 0.0661 | 244081.546 | Pipeline Natural Gas | Diesel Oil | Combustion turbine |  | Water Injection,Selective Catalytic Reduction |  |  | ARP, CSNOX, CSOSG3, CSSO2G1, RGGI | 2679 5 | 2004-04-30 | 487 |  | Y | 0.12346 | 5.721% | Electric Utility | GE LM6000PC Sprint | Aeroderivative | 0.017608
NY | Freeport Power Plant No. 2 | 2679 | CT3 |  | 2023 | 10 | 5.63 | 54.77 |  |  |  | 127.8 | 0.0808 |  |  | 1576.4 | Diesel Oil |  | Combustion turbine |  |  |  |  | RGGI | 2679 CT3 | 1972-01-01 | 280 |  |  | 0 | 0.06427% | Electric Utility
NY | S A Carlson | 2682 | 10 |  | 2023 | 54 | 54 |  |  | 0.001 | 0.0005 | 198.6 | 0.0594 | 0.094 | 0.056 | 3350.6 | Pipeline Natural Gas |  | Dry bottom wall-fired boiler |  | Low NOx Burner Technology (Dry Bottom only) |  |  | ARP, CSNOX, CSOSG3, CSSO2G1 | 2682 10 | 1950-12-01 | 198 |  |  |  | 0.1932% | Electric Utility |  |  | #N/A
NY | S A Carlson | 2682 | 20 |  | 2023 | 1225 | 1219 | 42292.25 |  | 0.145 | 0.001 | 28643.95 | 0.0592 | 28.07 | 0.117 | 482010.625 | Pipeline Natural Gas |  | Combined cycle |  | Water Injection |  |  | ARP, CSNOX, CSOSG3, CSSO2G1, RGGI | 2682 20 | 2001-11-03 | 554 |  |  | 1.3274 | 9.932% | Electric Utility | GE LM6000 |  | 0.12381
NY | S A Carlson | 2682 | 9 |  | 2023 | 74 | 74 |  |  | 0.002 | 0.0006 | 313 | 0.0603 | 0.139 | 0.0535 | 5278.2 | Pipeline Natural Gas | Diesel Oil | Dry bottom wall-fired boiler |  | Low NOx Burner Technology (Dry Bottom only) |  |  | ARP, CSNOX, CSOSG3, CSSO2G1 | 2682 9 | 1950-12-01 | 198 |  |  |  | 0.3043% | Electric Utility |  |  | #N/A
NC | Asheville | 2706 | 3 |  | 2023 | 481 | 422.71 | 52259.49 |  | 0.18 | 0.001 | 35685.96 | 0.0594 | 35.171 | 0.1216 | 599448.865 | Pipeline Natural Gas | Diesel Oil | Combustion turbine |  | Water Injection |  |  | ARP, CSNOX, CSSO2G1, SIPNOX | 2706 3 | 1999-05-18 | 2026 |  |  | 1.346 | 3.378% | Electric Utility | GE MS7001FA GT | Frame | 0.10542
NC | Asheville | 2706 | 4 |  | 2023 | 824 | 768.4 | 85494.02 |  | 0.309 | 0.001 | 61237.746 | 0.0591 | 46.169 | 0.0898 | 1029418.959 | Pipeline Natural Gas | Diesel Oil | Combustion turbine |  | Water Injection |  |  | ARP, CSNOX, CSSO2G1, SIPNOX | 2706 4 | 2000-02-03 | 2065 |  |  | 1.0801 | 5.691% | Electric Utility | GE MS7001FA GT | Frame | 0.095466
NC | Asheville | 2706 | CT5 |  | 2023 | 8161 | 8153.72 | 2110834.58 |  | 4.18 | 0.001 | 828000.001 | 0.059 | 168.953 | 0.0249 | 13931039.925 | Pipeline Natural Gas | Diesel Oil | Combined cycle |  | Dry Low NOx Burners,Water Injection,Selective Catalytic Reduction |  |  | ARP, CSNOX, CSSO2G1 | 2706 CT5 | 2019-08-08 | 2207 |  | Y | 0.16008 | 72.06% | Electric Utility | GE 7FA.04 1x1 | Frame | 0.026375 | 7.1476
NC | Asheville | 2706 | CT7 |  | 2023 | 6560 | 6549.04 | 1705565.4 |  | 3.401 | 0.001 | 673738.086 | 0.059 | 147.899 | 0.0272 | 11335324.557 | Pipeline Natural Gas | Diesel Oil | Combined cycle |  | Dry Low NOx Burners,Water Injection,Selective Catalytic Reduction |  |  | ARP, CSNOX, CSSO2G1 | 2706 CT7 | 2019-09-06 | 2207 |  | Y | 0.17343 | 58.63% | Electric Utility | GE 7FA.04 1x1 | Frame | 0.030336 | 8.2211
NC | Blewett | 2707 | 1 |  | 2023 | 26 | 13.81 | 0 |  | 0.957 | 0.5005 | 309.8 | 0.081 | 2.295 | 1.2002 | 3825.6 | Diesel Oil |  | Combustion turbine |  |  |  |  | CSNOX, CSSO2G1, SIPNOX | 2707 1 | 1971-01-01 | 277 |  |  |  | 0.1577% | Electric Utility | GE Unknown |  | 1.1999
NC | Blewett | 2707 | 2 |  | 2023 | 26 | 13.51 | 0 |  | 0.936 | 0.5003 | 303.4 | 0.0813 | 2.246 | 1.2003 | 3742.5 | Diesel Oil |  | Combustion turbine |  |  |  |  | CSNOX, CSSO2G1, SIPNOX | 2707 2 | 1971-01-01 | 277 |  |  |  | 0.1542% | Electric Utility | GE Unknown |  | 1.2001
NC | Blewett | 2707 | 3 |  | 2023 | 23 | 12.56 | 0 |  | 0.87 | 0.5007 | 281.7 | 0.0806 | 2.088 | 1.2001 | 3479.2 | Diesel Oil |  | Combustion turbine |  |  |  |  | CSNOX, CSSO2G1, SIPNOX | 2707 3 | 1971-01-01 | 277 |  |  |  | 0.1434% | Electric Utility | GE Unknown |  | 1.2
NC | Blewett | 2707 | 4 |  | 2023 | 23 | 12.56 | 0 |  | 0.87 | 0.5006 | 281.9 | 0.0812 | 2.088 | 1.2003 | 3479.3 | Diesel Oil |  | Combustion turbine |  |  |  |  | CSNOX, CSSO2G1, SIPNOX | 2707 4 | 1971-01-01 | 277 |  |  |  | 0.1434% | Electric Utility | GE Unknown |  | 1.2001
NC | H F Lee Steam Electric Plant | 2709 | 01A |  | 2023 | 8339 | 8334.32 | 2222504.44 |  | 3.771 | 0.0003 | 928142.335 | 0.059 | 274.681 | 0.0417 | 15617672.623 | Natural Gas | Diesel Oil | Combined cycle |  | Dry Low NOx Burners,Water Injection,Selective Catalytic Reduction |  |  | ARP, CSNOX, CSSO2G1, SIPNOX | 2709 01A | 2012-08-22 | 2740 |  | Y | 0.24718 | 65.07% | Electric Utility | Siemens SGT6-PAC 5000F | Frame | 0.039053
NC | H F Lee Steam Electric Plant | 2709 | 01B |  | 2023 | 7799 | 7796.38 | 2048815.64 |  | 3.543 | 0.0003 | 855696.313 | 0.059 | 340.384 | 0.054 | 14398731.273 | Natural Gas | Diesel Oil | Combined cycle |  | Dry Low NOx Burners,Water Injection,Selective Catalytic Reduction |  |  | ARP, CSNOX, CSSO2G1, SIPNOX | 2709 01B | 2012-08-30 | 2740 |  | Y | 0.33227 | 59.99% | Electric Utility | Siemens SGT6-PAC 5000F | Frame | 0.043211
NC | H F Lee Steam Electric Plant | 2709 | 01C |  | 2023 | 8391 | 8385.39 | 2226889.61 |  | 3.761 | 0.0003 | 923590.404 | 0.059 | 324.69 | 0.048 | 15541129.171 | Natural Gas | Diesel Oil | Combined cycle |  | Dry Low NOx Burners,Water Injection,Selective Catalytic Reduction |  |  | ARP, CSNOX, CSSO2G1, SIPNOX | 2709 01C | 2012-08-29 | 2740 |  | Y | 0.29161 | 64.75% | Electric Utility | Siemens SGT6-PAC 5000F | Frame | 0.04234
NC | H F Lee Steam Electric Plant | 2709 | 10 |  | 2023 | 101 | 81.13 | 10499.85 |  | 0.024 | 0.0001 | 7256.656 | 0.0608 | 5.201 | 0.0887 | 120840.201 | Diesel Oil | Natural Gas | Combustion turbine |  | Water Injection |  |  | ARP, CSNOX, CSSO2G1, SIPNOX | 2709 10 | 2000-05-17 | 2055 |  |  | 0.99068 | 0.6713% | Electric Utility | GE MS7001FA GT | Frame | 0.092736
NC | H F Lee Steam Electric Plant | 2709 | 11 |  | 2023 | 78 | 61.43 | 7782.93 |  | 0.021 | 0.0003 | 5647.319 | 0.0642 | 3.985 | 0.0904 | 88681.046 | Diesel Oil | Natural Gas | Combustion turbine |  | Water Injection |  |  | ARP, CSNOX, CSSO2G1, SIPNOX | 2709 11 | 2000-05-11 | 2100 |  |  | 1.024 | 0.4821% | Electric Utility | GE MS7001FA GT | Frame | 0.087146
NC | H F Lee Steam Electric Plant | 2709 | 12 |  | 2023 | 189 | 149.3 | 18614.38 |  | 0.044 | 0.0002 | 12425.809 | 0.0602 | 4.212 | 0.0494 | 207443.769 | Natural Gas | Diesel Oil | Combustion turbine |  | Dry Low NOx Burners,Water Injection |  |  | ARP, CSNOX, CSSO2G1, SIPNOX | 2709 12 | 2000-04-30 | 2350 |  |  | 0.45255 | 1.008% | Electric Utility | GE MS7001FA GT | Frame | 0.047253
NC | H F Lee Steam Electric Plant | 2709 | 13 |  | 2023 | 350 | 302.28 | 39012.43 |  | 0.092 | 0.0001 | 25061.865 | 0.0593 | 7.695 | 0.0413 | 419499.321 | Natural Gas | Diesel Oil | Combustion turbine |  | Dry Low NOx Burners,Water Injection |  |  | ARP, CSNOX, CSSO2G1, SIPNOX | 2709 13 | 2000-05-04 | 2000 |  |  | 0.39449 | 2.394% | Electric Utility | GE MS7001FA GT | Frame | 0.045364
NC | H F Lee Steam Electric Plant | 2709 | 14 |  | 2023 | 224 | 177.08 | 22691.62 |  | 0.057 | 0.0002 | 15197.144 | 0.06 | 4.613 | 0.0449 | 252844.797 | Natural Gas | Diesel Oil | Combustion turbine |  | Dry Low NOx Burners,Water Injection |  |  | ARP, CSNOX, CSSO2G1, SIPNOX | 2709 14 | 2009-04-11 | 2020 |  |  | 0.40658 | 1.429% | Electric Utility |  |  | 0.035899
NC | Roxboro | 2712 | 1 |  | 2023 | 4314 | 4302.08 | 994564.28 |  | 374.904 | 0.0637 | 1048712.463 | 0.1019 | 753.491 | 0.1532 | 10230186.26 | Coal | Residual Oil | Dry bottom wall-fired boiler | Wet Lime FGD | Overfire Air,Low NOx Burner Technology (Dry Bottom only),Selective Catalytic Reduction | Electrostatic Precipitator,Wet Scrubber |  | ARP, CSNOX, CSSO2G1, MATS, SIPNOX | 2712 1 | 1966-05-28 | 4722 |  | Y | 1.5152 | 24.73% | Electric Utility |  |  | #N/A
NC | Roxboro | 2712 | 2 |  | 2023 | 3472 | 3460.38 | 1396185.99 |  | 978.605 | 0.1326 | 1266967.235 | 0.1018 | 1023.129 | 0.2012 | 12358205.278 | Coal | Residual Oil | Tangentially-fired | Wet Lime FGD | Low NOx Burner Technology w/ Separated OFA,Overfire Air,Selective Catalytic Reduction | Electrostatic Precipitator,Wet Scrubber |  | ARP, CSNOX, CSSO2G1, MATS, SIPNOX | 2712 2 | 1968-05-10 | 7212 |  | Y | 1.4656 | 19.56% | Electric Utility |  |  | #N/A
NC | Roxboro | 2712 | 3A | CS003A | 2023 | 3511 | 3501.28 |  | 5296207.75 | 400.056 | 0.1001 | 681986.351 | 0.1021 | 398.362 | 0.1315 | 6652355.227 | Coal | Diesel Oil | Dry bottom wall-fired boiler | Wet Limestone | Low NOx Burner Technology (Dry Bottom only),Overfire Air,Selective Catalytic Reduction | Wet Scrubber,Electrostatic Precipitator |  | ARP, CSNOX, CSSO2G1, MATS, SIPNOX | 2712 3A | 1973-07-22 | 4261 |  | Y |  | 17.82% | Electric Utility |  |  | #N/A
NC | Roxboro | 2712 | 3B | CS003A | 2023 | 3804 | 3797.81 |  | 5916658.21 | 425.589 | 0.0967 | 764096.532 | 0.1022 | 464.492 | 0.1342 | 7453823.3 | Coal | Diesel Oil | Dry bottom wall-fired boiler | Wet Limestone | Low NOx Burner Technology (Dry Bottom only),Overfire Air,Selective Catalytic Reduction | Wet Scrubber,Electrostatic Precipitator |  | ARP, CSNOX, CSSO2G1, MATS, SIPNOX | 2712 3B | 1973-07-22 | 4261 |  | Y |  | 19.97% | Electric Utility |  |  | #N/A
NC | Roxboro | 2712 | 4A | CS004A | 2023 | 1741 | 1728.1 |  | 2424441.96 | 243.029 | 0.112 | 450161.053 | 0.1004 | 263.133 | 0.1191 | 4396400.754 | Coal | Diesel Oil | Dry bottom wall-fired boiler | Wet Limestone | Low NOx Burner Technology (Dry Bottom only),Overfire Air,Selective Catalytic Reduction | Wet Scrubber,Electrostatic Precipitator |  | ARP, CSNOX, CSSO2G1, MATS, SIPNOX | 2712 4A | 1980-09-15 | 4500 |  | Y |  | 11.15% | Electric Utility |  |  | #N/A
NC | Roxboro | 2712 | 4B | CS004A | 2023 | 1589 | 1579.29 |  | 1596513.05 | 163.636 | 0.1044 | 292539.161 | 0.1003 | 186.27 | 0.1219 | 2864539.502 | Coal | Diesel Oil | Dry bottom wall-fired boiler | Wet Limestone | Low NOx Burner Technology (Dry Bottom only),Overfire Air,Selective Catalytic Reduction | Wet Scrubber,Electrostatic Precipitator |  | ARP, CSNOX, CSSO2G1, MATS, SIPNOX | 2712 4B | 1980-09-15 | 4500 |  | Y |  | 7.267% | Electric Utility |  |  | #N/A
NC | L V Sutton | 2713 | 01A |  | 2023 | 7473 | 7465.21 | 1953831.45 |  | 3.272 | 0.0002 | 811939.848 | 0.059 | 297.423 | 0.0489 | 13662263.937 | Natural Gas | Diesel Oil | Combined cycle |  | Dry Low NOx Burners,Water Injection,Selective Catalytic Reduction |  |  | ARP, CSNOX, CSSO2G1, SIPNOX | 2713 01A | 2013-07-28 | 2717 |  | Y | 0.30445 | 57.4% | Electric Utility | Siemens SGT6-PAC 5000F | Frame | 0.037308
NC | L V Sutton | 2713 | 01B |  | 2023 | 7610 | 7605.29 | 2009597.36 |  | 3.329 | 0.0002 | 825943.128 | 0.059 | 273.412 | 0.0447 | 13897986.227 | Natural Gas | Diesel Oil | Combined cycle |  | Dry Low NOx Burners,Water Injection,Selective Catalytic Reduction |  |  | ARP, CSNOX, CSSO2G1, SIPNOX | 2713 01B | 2013-07-27 | 2717 |  | Y | 0.27211 | 58.39% | Electric Utility | Siemens SGT6-PAC 5000F | Frame | 0.037192
NC | L V Sutton | 2713 | 4 |  | 2023 | 57 | 34.43 | 1034.75 |  | 0.005 | 0.0016 | 599.228 | 0.0628 | 0.625 | 0.1766 | 9838.94 | Natural Gas | Diesel Oil | Combustion turbine |  | Water Injection |  |  | ARP, CSNOX, CSSO2G1, SIPNOX | 2713 4 | 2017-06-21 | 670 |  |  | 1.208 | 0.1676% | Electric Utility | GE LM6000 | Aeroderivative | 0.084933
NC | L V Sutton | 2713 | 5 |  | 2023 | 43 | 28.6 | 1052.26 |  | 0.004 | 0.0019 | 605.525 | 0.0633 | 0.545 | 0.1602 | 10039.745 | Natural Gas | Diesel Oil | Combustion turbine |  | Water Injection |  |  | ARP, CSNOX, CSSO2G1, SIPNOX | 2713 5 | 2017-06-17 | 670 |  |  | 1.0359 | 0.1711% | Electric Utility | GE LM6000 | Aeroderivative | 0.087346
NC | W H Weatherspoon | 2716 | 4 |  | 2023 | 26 | 13.23 | 0 |  | 1.896 | 0.5004 | 614 | 0.0807 | 4.548 | 1.2 | 7580.7 | Diesel Oil |  | Combustion turbine |  |  |  |  | CSNOX, CSSO2G1, SIPNOX | 2716 4 | 1970-05-01 | 573 |  |  |  | 0.151% | Electric Utility | Worthington Industries Unknown |  | 1.2
NC | W H Weatherspoon | 2716 | 5 |  | 2023 | 22 | 11.31 | 0 |  | 1.62 | 0.5005 | 524.8 | 0.0806 | 3.888 | 1.2 | 6480.6 | Diesel Oil |  | Combustion turbine |  |  |  |  | CSNOX, CSSO2G1, SIPNOX | 2716 5 | 1970-05-01 | 573 |  |  |  | 0.1291% | Electric Utility | Worthington Industries Unknown |  | 1.2
NC | W H Weatherspoon | 2716 | 6 |  | 2023 | 32 | 14.08 | 0 |  | 2.017 | 0.5003 | 653.4 | 0.0807 | 4.841 | 1.2 | 8067.8 | Diesel Oil |  | Combustion turbine |  |  |  |  | CSNOX, CSSO2G1, SIPNOX | 2716 6 | 1971-04-01 | 573 |  |  |  | 0.1607% | Electric Utility | Worthington Industries Unknown |  | 1.2
NC | W H Weatherspoon | 2716 | 7 |  | 2023 | 27 | 13.22 | 0 |  | 1.894 | 0.5006 | 613.4 | 0.0806 | 4.545 | 1.2 | 7575.2 | Diesel Oil |  | Combustion turbine |  |  |  |  | CSNOX, CSSO2G1, SIPNOX | 2716 7 | 1971-04-01 | 573 |  |  |  | 0.1509% | Electric Utility | Dresser Rand Co-Unknown |  | 1.2
NC | G G Allen | 2718 | 1 | CS125 | 2023 | 857 | 846.55 | 65931.62 |  | 6.667 | 0.0172 | 72972.282 | 0.103 | 105.134 | 0.2804 | 711231.467 | Coal | Diesel Oil | Tangentially-fired | Wet Limestone | Low NOx Burner Technology w/ Closed-coupled/Separated OFA,Selective Non-catalytic Reduction | Electrostatic Precipitator,Wet Scrubber |  | ARP, CSNOX, CSSO2G1, MATS, SIPNOX | 2718 1 | 1957-06-11 | 2141 |  | Y | 3.1892 | 3.792% | Electric Utility |  |  | #N/A
NC | G G Allen | 2718 | 5 | CS125 | 2023 | 683 | 672.1 | 73047.37 |  | 8.872 | 0.0196 | 81163.796 | 0.1029 | 124.203 | 0.2878 | 791076.466 | Coal | Diesel Oil | Tangentially-fired | Wet Limestone | Low NOx Burner Technology w/ Closed-coupled/Separated OFA,Selective Non-catalytic Reduction | Electrostatic Precipitator,Wet Scrubber |  | ARP, CSNOX, CSSO2G1, MATS, SIPNOX | 2718 5 | 1961-07-03 | 3997 |  | Y | 3.4006 | 2.259% | Electric Utility |  |  | #N/A
NC | Buck | 2720 | 11C |  | 2023 | 6629 | 6614.4 | 1965152.48 |  | 4.044 | 0.001 | 801091.954 | 0.059 | 60.313 | 0.0104 | 13479812.979 | Pipeline Natural Gas |  | Combined cycle |  | Dry Low NOx Burners,Selective Catalytic Reduction |  |  | ARP, CSNOX, CSSO2G1, SIPNOX | 2720 11C | 2011-09-27 | 2604.1 |  | Y | 0.061383 | 59.09% | Electric Utility |  |  | 0.0085401
NC | Buck | 2720 | 12C |  | 2023 | 6732 | 6713.79 | 1985273.69 |  | 4.07 | 0.001 | 806152.588 | 0.059 | 59.349 | 0.0098 | 13565094.162 | Pipeline Natural Gas |  | Combined cycle |  | Dry Low NOx Burners,Selective Catalytic Reduction |  |  | ARP, CSNOX, CSSO2G1, SIPNOX | 2720 12C | 2011-10-06 | 2604.1 |  | Y | 0.059789 | 59.46% | Electric Utility |  |  | 0.0085437
NC | Cliffside | 2721 | 5 |  | 2023 | 3534 | 3517.39 | 1080666.35 |  | 373.256 | 0.052 | 1080531.322 | 0.0898 | 870.895 | 0.1619 | 11359630.414 | Coal | Diesel Oil, Pipeline Natural Gas | Tangentially-fired | Wet Lime FGD | Low NOx Burner Technology w/ Closed-coupled/Separated OFA,Selective Catalytic Reduction | Electrostatic Precipitator,Wet Scrubber |  | ARP, CSNOX, CSSO2G1, MATS, SIPNOX | 2721 5 | 1972-06-20 | 6080 |  | Y | 1.6118 | 21.33% | Electric Utility |  |  | #N/A
NC | Cliffside | 2721 | 6 |  | 2023 | 6893 | 6889.95 | 4654467.9 |  | 649.769 | 0.0305 | 2987632.425 | 0.0752 | 1151.386 | 0.0579 | 39659382.862 | Coal | Diesel Oil, Pipeline Natural Gas | Dry bottom wall-fired boiler | Wet Lime FGD | Low NOx Burner Technology w/ Overfire Air,Selective Catalytic Reduction | Baghouse,Wet Scrubber |  | ARP, CSNOX, CSSO2G1, MATS, SIPNOX | 2721 6 | 2012-06-10 | 8000 |  | Y | 0.49474 | 56.59% | Electric Utility |  |  | #N/A
NC | Dan River | 2723 | 8C |  | 2023 | 6523 | 6504.95 | 1915150.72 |  | 2.782 | 0.0001 | 799555.816 | 0.059 | 212.213 | 0.0327 | 13453923.843 | Natural Gas |  | Combined cycle |  | Dry Low NOx Burners,Selective Catalytic Reduction |  |  | ARP, CSNOX, CSSO2G1, SIPNOX | 2723 8C | 2012-07-24 | 2625 |  | Y | 0.22161 | 58.51% | Electric Utility |  |  | 0.01843
NC | Dan River | 2723 | 9C |  | 2023 | 6665 | 6649.06 | 1949138.74 |  | 2.866 | 0.0001 | 813068.529 | 0.059 | 200.887 | 0.0305 | 13681448.29 | Natural Gas |  | Combined cycle |  | Dry Low NOx Burners,Selective Catalytic Reduction |  |  | ARP, CSNOX, CSSO2G1, SIPNOX | 2723 9C | 2012-08-09 | 2625 |  | Y | 0.20613 | 59.5% | Electric Utility |  |  | 0.01839
NC | Marshall | 2727 | 1 | CS001 | 2023 | 3744 | 3735.78 | 858678.48 |  | 321.282 | 0.0642 | 697677.073 | 0.0799 | 761.504 | 0.1688 | 8330808.145 | Coal | Diesel Oil, Pipeline Natural Gas | Tangentially-fired | Wet Lime FGD | Low NOx Burner Technology w/ Closed-coupled/Separated OFA,Selective Non-catalytic Reduction | Electrostatic Precipitator,Wet Scrubber |  | ARP, CSNOX, CSSO2G1, MATS, SIPNOX | 2727 1 | 1965-03-21 | 4756 |  | Y | 1.7737 | 20% | Electric Utility |  |  | #N/A
NC | Marshall | 2727 | 2 | CS001 | 2023 | 3623 | 3612.78 | 877076.77 |  | 398.509 | 0.0782 | 728244.935 | 0.0842 | 829.533 | 0.1841 | 8333576.313 | Coal | Diesel Oil, Pipeline Natural Gas | Tangentially-fired | Wet Lime FGD | Low NOx Burner Technology w/ Closed-coupled/Separated OFA,Selective Non-catalytic Reduction | Electrostatic Precipitator,Wet Scrubber |  | ARP, CSNOX, CSSO2G1, MATS, SIPNOX | 2727 2 | 1966-04-17 | 4542 |  | Y | 1.8916 | 20.94% | Electric Utility |  |  | #N/A
NC | Marshall | 2727 | 3 |  | 2023 | 5915 | 5899.38 | 2459782.53 |  | 301.628 | 0.0288 | 1829307.976 | 0.0752 | 1586.569 | 0.1302 | 23318225.148 | Coal | Diesel Oil, Other Oil, Pipeline Natural Gas | Tangentially-fired | Wet Lime FGD | Low NOx Burner Technology w/ Closed-coupled/Separated OFA,Selective Catalytic Reduction | Electrostatic Precipitator,Wet Scrubber |  | ARP, CSNOX, CSSO2G1, MATS, SIPNOX | 2727 3 | 1969-05-15 | 7506 |  | Y | 1.29 | 35.46% | Electric Utility |  |  | #N/A
NC | Marshall | 2727 | 4 |  | 2023 | 7218 | 7211.65 | 3201676.64 |  | 400.544 | 0.0224 | 2392002.486 | 0.0771 | 3084.017 | 0.2002 | 30008613.605 | Coal | Diesel Oil, Pipeline Natural Gas | Tangentially-fired | Wet Lime FGD | Low NOx Burner Technology w/ Closed-coupled/Separated OFA,Selective Non-catalytic Reduction | Electrostatic Precipitator,Wet Scrubber |  | ARP, CSNOX, CSSO2G1, MATS, SIPNOX | 2727 4 | 1970-05-01 | 7486 |  | Y | 1.9265 | 45.76% | Electric Utility |  |  | #N/A
ND | R M Heskett | 2790 | CT6 |  | 2023 | 590 | 534.71 | 29532.16 |  | 0.119 | 0.001 | 23608.183 | 0.0592 | 9.424 | 0.0673 | 397238.131 | Pipeline Natural Gas |  | Combustion turbine |  | Dry Low NOx Burners |  |  | ARP | 2790 CT6 | 2014-06-16 | 1200 |  |  | 0.63822 | 3.779% | Electric Utility | GE 7E.03 | Frame | 0.086715
ND | Leland Olds | 2817 | 1 |  | 2023 | 5564 | 5554.57 | 1041686.65 |  | 465.76 | 0.0831 | 1141022.475 | 0.1089 | 770.538 | 0.1446 | 10480621.402 | Coal |  | Dry bottom wall-fired boiler | Wet Lime FGD | Low NOx Burner Technology (Dry Bottom only),Overfire Air,Selective Non-catalytic Reduction | Electrostatic Precipitator | Additives to Enhance PAC and Existing Equipment Performance,Untreated PAC Sorbent Injection | ARP, MATS | 2817 1 | 1966-01-30 | 3084 |  | Y | 1.4794 | 38.79% | Electric Utility |  |  | #N/A
ND | Leland Olds | 2817 | 2 |  | 2023 | 7505 | 7488.36 | 2624873.77 |  | 1404.658 | 0.095 | 3000603.235 | 0.1085 | 4263.586 | 0.305 | 27561365.757 | Coal |  | Cyclone boiler | Wet Lime FGD | Overfire Air,Selective Non-catalytic Reduction | Electrostatic Precipitator | Additives to Enhance PAC and Existing Equipment Performance,Untreated PAC Sorbent Injection | ARP, MATS | 2817 2 | 1975-12-15 | 5531 |  | Y | 3.2486 | 56.88% | Electric Utility |  |  | #N/A
ND | Milton R Young | 2823 | B1 |  | 2023 | 8282 | 8269.76 | 1971884.69 |  | 194.386 | 0.02 | 2101594.095 | 0.109 | 3215.304 | 0.3307 | 19303690.197 | Coal |  | Cyclone boiler | Wet Lime FGD,Wet Limestone | Overfire Air,Selective Non-catalytic Reduction | Electrostatic Precipitator |  | ARP, MATS | 2823 B1 | 1970-11-18 | 3339 |  | Y | 3.2611 | 66% | Electric Utility |  |  | #N/A
ND | Milton R Young | 2823 | B2 |  | 2023 | 7333 | 7322.28 | 3021502.68 |  | 1802.132 | 0.1155 | 3360776.081 | 0.109 | 5037.809 | 0.3274 | 30869636.994 | Coal |  | Cyclone boiler | Dual Alkali,Wet Lime FGD | Overfire Air,Selective Non-catalytic Reduction | Electrostatic Precipitator |  | ARP, MATS | 2823 B2 | 1977-05-11 | 6584 |  | Y | 3.3346 | 53.52% | Electric Utility |  |  | #N/A
OH | Cardinal | 2828 | 1 |  | 2023 | 6606 | 6592.12 | 3172343.26 |  | 3039.554 | 0.2013 | 3045767.603 | 0.103 | 962.381 | 0.0665 | 29685856.683 | Coal |  | Cell burner boiler | Wet Limestone | Low NOx Cell Burner,Selective Catalytic Reduction | Electrostatic Precipitator |  | ARP, CSNOX, CSOSG3, CSSO2G1, MATS | 2828 1 | 1967-02-01 | 6625 |  | Y | 0.60673 | 51.15% | Electric Utility |  |  | #N/A
OH | Cardinal | 2828 | 2 |  | 2023 | 7594 | 7585.35 | 3908956.62 |  | 4654.314 | 0.268 | 3734830.71 | 0.103 | 1297.806 | 0.0714 | 36401896.546 | Coal |  | Cell burner boiler | Wet Limestone | Low NOx Cell Burner,Selective Catalytic Reduction | Electrostatic Precipitator |  | ARP, CSNOX, CSOSG3, CSSO2G1, MATS | 2828 2 | 1967-07-01 | 6500 |  | Y | 0.66402 | 63.93% | Electric Utility |  |  | #N/A
OH | Cardinal | 2828 | 3 |  | 2023 | 6333 | 6321.19 | 3334360.58 |  | 2994.778 | 0.2742 | 3339445.406 | 0.103 | 1333.907 | 0.0835 | 32548210.44 | Coal |  | Dry bottom wall-fired boiler | Wet Limestone | Low NOx Burner Technology (Dry Bottom only),Selective Catalytic Reduction | Electrostatic Precipitator,Wet Scrubber |  | ARP, CSNOX, CSOSG3, CSSO2G1, MATS | 2828 3 | 1977-09-20 | 6550 |  | Y | 0.8001 | 56.73% | Electric Utility |  |  | #N/A
OH | Dicks Creek Power Company LLC | 2831 | 1 |  | 2023 | 26 | 18.38 | 749.38 |  | 0.011 | 0.001 |  |  | 12.737 | 0.7 | 36392.4 | Pipeline Natural Gas |  | Combustion turbine |  |  |  |  | CSNOX, CSOSG3, CSSO2G1 | 2831 1 | 1965-09-30 | 1980 |  |  | 33.9934 | 0.2098% | Electric Utility | GE Unknown |  | 0.7
OH | Miami Fort Power Station | 2832 | 6 |  | 2023 | 0 | 0 | [9 empty] | Coal |  | Tangentially-fired |  |  | Electrostatic Precipitator |  | ARP, CSNOX, CSOSG3, CSSO2G1, MATS | 2832 6 | 1960-11-30 | 1635 |  |  |  | 0% | Electric Utility |  |  | #N/A
OH | Miami Fort Power Station | 2832 | 7 |  | 2023 | 4693 | 4659.24 | 1718540.39 |  | 2849.507 | 0.2751 | 1733892.92 | 0.1029 | 2154.135 | 0.2388 | 16899526.445 | Coal |  | Cell burner boiler | Wet Limestone | Low NOx Cell Burner,Selective Catalytic Reduction | Wet Scrubber,Electrostatic Precipitator |  | ARP, CSNOX, CSOSG3, CSSO2G1, MATS | 2832 7 | 1975-05-01 | 5575 |  | Y | 2.5069 | 34.6% | Electric Utility |  |  | #N/A
OH | Miami Fort Power Station | 2832 | 8 |  | 2023 | 4341 | 4316.9 | 1430982.34 |  | 2425.239 | 0.2918 | 1396208.605 | 0.1029 | 1767.494 | 0.2477 | 13608252.671 | Coal |  | Dry bottom wall-fired boiler | Wet Limestone | Selective Catalytic Reduction,Low NOx Burner Technology (Dry Bottom only),Low NOx Cell Burner | Wet Scrubber,Electrostatic Precipitator |  | ARP, CSNOX, CSOSG3, CSSO2G1, MATS | 2832 8 | 1978-02-22 | 5025 |  | Y | 2.4703 | 30.91% | Electric Utility |  |  | #N/A
OH | Frank M Tait Station | 2847 | 1 |  | 2023 | 1495 | 1262.93 | 81989.02 |  | 0.305 | 0.0023 | 60701.7 | 0.0589 | 58.517 | 0.242 | 1028756.4 | Pipeline Natural Gas | Diesel Oil | Combustion turbine |  | Water Injection |  |  | ARP, CSNOX, CSOSG3, CSSO2G1 | 2847 1 | 1995-06-01 | 1500 |  |  | 1.4274 | 7.829% | Electric Utility |  |  | 0.13404
OH | Frank M Tait Station | 2847 | 2 |  | 2023 | 1639 | 1406.77 | 89288.04 |  | 2.317 | 0.0048 | 68371.4 | 0.0593 | 79.824 | 0.2563 | 1155939.3 | Pipeline Natural Gas | Diesel Oil | Combustion turbine |  | Water Injection |  |  | ARP, CSNOX, CSOSG3, CSSO2G1 | 2847 2 | 1997-01-03 | 1500 |  |  | 1.788 | 8.797% | Electric Utility |  |  | 0.14602
OH | Frank M Tait Station | 2847 | 3 |  | 2023 | 3767 | 3387.26 | 222916.34 |  | 0.826 | 0.0013 | 160792.6 | 0.059 | 90.327 | 0.1538 | 2725618 | Pipeline Natural Gas | Diesel Oil | Combustion turbine |  | Dry Low NOx Burners,Water Injection |  |  | ARP, CSNOX, CSOSG3, CSSO2G1 | 2847 3 | 1999-02-01 | 1500 |  |  | 0.81041 | 20.74% | Electric Utility | GE Unknown |  | 0.077338
OH | O H Hutchings | 2848 | H-7 |  | 2023 | 19 | 19 | 475 |  | 0.003 | 0.001 |  |  | 3.711 | 0.7 | 10602 | Pipeline Natural Gas | Diesel Oil | Combustion turbine |  |  |  |  | CSNOX, CSOSG3, CSSO2G1 | 2848 H-7 | 1968-11-15 | 558 |  |  | 15.6253 | 0.2169% | Electric Utility | Siemens Unknown |  | 0.70729
OH | Niles | 2861 | CTA |  | 2023 | 5 | 2.7 | 55.8 |  | 0.269 | 0.5033 |  |  | 0.646 | 1.2013 | 1076.1 | Diesel Oil |  | Combustion turbine |  |  |  |  | CSNOX, CSOSG3, CSSO2G1 | 2861 CTA | 1972-07-10 | 469 |  |  | 23.1541 | 0.02619% | Electric Utility | Siemens 251AA |  | 1.2
OH | W H Sammis | 2866 | 5 | CSA, CSB | 2023 | 815 | 799.64 | 42109.59 |  | 17.11 | 0.0388 | 60159.281 | 0.1046 | 39.943 | 0.1028 | 573594.781 | Coal |  | Dry bottom wall-fired boiler | Wet Lime FGD | Low NOx Burner Technology (Dry Bottom only),Selective Non-catalytic Reduction | Electrostatic Precipitator |  | ARP, CSNOX, CSOSG3, CSSO2G1, MATS | 2866 5 | 1967-10-01 | 3810 |  | Y | 1.8971 | 1.719% | Electric Utility |  |  | #N/A
OH | W H Sammis | 2866 | 6 | CSA, CSB | 2023 | 1885 | 1874.64 | 799319.98 |  | 236.144 | 0.0539 | 871159.72 | 0.105 | 376.339 | 0.0929 | 8306267.911 | Coal |  | Dry bottom wall-fired boiler | Wet Lime FGD | Low NOx Burner Technology w/ Overfire Air,Selective Catalytic Reduction | Electrostatic Precipitator |  | ARP, CSNOX, CSOSG3, CSSO2G1, MATS | 2866 6 | 1969-01-01 | 7300 |  | Y | 0.94165 | 12.99% | Electric Utility |  |  | #N/A
OH | W H Sammis | 2866 | 7 | CSA, CSB | 2023 | 665 | 653.17 | 231647.06 |  | 70.788 | 0.0544 | 248785.482 | 0.105 | 94.147 | 0.0869 | 2372096.28 | Coal |  | Cell burner boiler | Wet Lime FGD | Low NOx Cell Burner,Selective Catalytic Reduction | Electrostatic Precipitator |  | ARP, CSNOX, CSOSG3, CSSO2G1, MATS | 2866 7 | 1971-07-01 | 7400 |  | Y | 0.81285 | 3.659% | Electric Utility |  |  | #N/A
OH | West Lorain | 2869 | 1A |  | 2023 | 8 | 8 | 317 |  | 0.42 | 0.1 |  |  | 2.402 | 0.572 | 8400 | Diesel Oil |  | Combustion turbine |  |  |  |  | CSNOX, CSOSG3, CSSO2G1 | 2869 1A | 1973-05-01 | 1050 |  |  | 15.1546 | 0.09132% | Electric Utility |  |  | 0.55677
OH | West Lorain | 2869 | 1B |  | 2023 | 14 | 14 | 516 |  | 0.735 | 0.1 |  |  | 4.204 | 0.572 | 14700 | Diesel Oil |  | Combustion turbine |  |  |  |  | CSNOX, CSOSG3, CSSO2G1 | 2869 1B | 1973-05-01 | 1050 |  |  | 16.2946 | 0.1598% | Electric Utility |  |  | 0.57743
OH | West Lorain | 2869 | 2 |  | 2023 | 3356 | 3052.59 | 219829.82 |  | 0.79 | 0.001 | 156502.958 | 0.0591 | 34.397 | 0.032 | 2633137.297 | Diesel Oil | Pipeline Natural Gas | Combustion turbine |  | Dry Low NOx Burners,Water Injection |  |  | ARP, CSNOX, CSOSG3, CSSO2G1 | 2869 2 | 2001-02-20 | 1130 |  |  | 0.31294 | 26.6% | Electric Utility |  |  | 0.029911
OH | West Lorain | 2869 | 3 |  | 2023 | 3456 | 3141.51 | 227744.75 |  | 0.821 | 0.001 | 162564.751 | 0.0591 | 36.127 | 0.0312 | 2735348.45 | Diesel Oil | Pipeline Natural Gas | Combustion turbine |  | Dry Low NOx Burners,Water Injection |  |  | ARP, CSNOX, CSOSG3, CSSO2G1 | 2869 3 | 2001-02-20 | 1140 |  |  | 0.31726 | 27.39% | Electric Utility |  |  | 0.029029
OH | West Lorain | 2869 | 4 |  | 2023 | 3634 | 3306.74 | 235507.92 |  | 0.85 | 0.001 | 168315.422 | 0.0591 | 38.757 | 0.0325 | 2832055.272 | Diesel Oil | Pipeline Natural Gas | Combustion turbine |  | Dry Low NOx Burners,Water Injection |  |  | ARP, CSNOX, CSOSG3, CSSO2G1 | 2869 4 | 2001-02-20 | 1325 |  |  | 0.32914 | 24.4% | Electric Utility |  |  | 0.031889
OH | West Lorain | 2869 | 5 |  | 2023 | 2733 | 2477.38 | 181541.68 |  | 0.646 | 0.001 | 127875.282 | 0.0592 | 29.194 | 0.0324 | 2150434.787 | Diesel Oil | Pipeline Natural Gas | Combustion turbine |  | Dry Low NOx Burners,Water Injection |  |  | ARP, CSNOX, CSOSG3, CSSO2G1 | 2869 5 | 2001-02-20 | 1100 |  |  | 0.32162 | 22.32% | Electric Utility |  |  | 0.03256
OH | West Lorain | 2869 | 6 |  | 2023 | 3715 | 3397.67 | 246240.13 |  | 0.88 | 0.001 | 174144.898 | 0.0592 | 41.624 | 0.033 | 2928646.234 | Diesel Oil | Pipeline Natural Gas | Combustion turbine |  | Dry Low NOx Burners,Water Injection |  |  | ARP, CSNOX, CSOSG3, CSSO2G1 | 2869 6 | 2001-02-20 | 1110 |  |  | 0.33808 | 30.12% | Electric Utility |  |  | 0.032384
OH | Kyger Creek | 2876 | 1 | CS12 | 2023 | 6802 | 6795.15 | 1052597.58 |  | 657.279 | 0.1265 | 1043846.61 | 0.103 | 649.399 | 0.1296 | 10173955.47 | Coal |  | Wet bottom wall-fired boiler | Wet Lime FGD,Wet Limestone | Overfire Air,Selective Catalytic Reduction | Electrostatic Precipitator,Wet Scrubber |  | ARP, CSNOX, CSOSG3, CSSO2G1, MATS | 2876 1 | 1955-02-15 | 2629.6 |  | Y | 1.2339 | 44.17% | Electric Utility |  |  | #N/A
OH | Kyger Creek | 2876 | 2 | CS12 | 2023 | 6943 | 6932.59 | 1053506.73 |  | 668.578 | 0.1571 | 1048070.005 | 0.103 | 609.87 | 0.1245 | 10215125.231 | Coal |  | Wet bottom wall-fired boiler | Wet Lime FGD,Wet Limestone | Overfire Air,Selective Catalytic Reduction | Electrostatic Precipitator,Wet Scrubber |  | ARP, CSNOX, CSOSG3, CSSO2G1, MATS | 2876 2 | 1955-06-24 | 2629.6 |  | Y | 1.1578 | 44.35% | Electric Utility |  |  | #N/A
OH | Kyger Creek | 2876 | 3 | CS35 | 2023 | 7099 | 7081.25 | 1001151.44 |  | 642.177 | 0.1202 | 1046042.033 | 0.103 | 584.973 | 0.1188 | 10195343.061 | Coal |  | Wet bottom wall-fired boiler | Wet Lime FGD,Wet Limestone | Overfire Air,Selective Catalytic Reduction | Electrostatic Precipitator,Wet Scrubber |  | ARP, CSNOX, CSOSG3, CSSO2G1, MATS | 2876 3 | 1955-09-01 | 2629.6 |  | Y | 1.1686 | 44.26% | Electric Utility |  |  | #N/A
OH | Kyger Creek | 2876 | 4 | CS35 | 2023 | 7080 | 7064.13 | 1028683.21 |  | 668.956 | 0.1217 | 1071854.793 | 0.103 | 629.245 | 0.1227 | 10446923.908 | Coal |  | Wet bottom wall-fired boiler | Wet Lime FGD,Wet Limestone | Overfire Air,Selective Catalytic Reduction | Electrostatic Precipitator,Wet Scrubber |  | ARP, CSNOX, CSOSG3, CSSO2G1, MATS | 2876 4 | 1955-11-15 | 2629.6 |  | Y | 1.2234 | 45.35% | Electric Utility |  |  | #N/A
OH | Kyger Creek | 2876 | 5 | CS35 | 2023 | 7422 | 7404.06 | 1076461.53 |  | 660.692 | 0.117 | 1126743.599 | 0.103 | 671.216 | 0.1241 | 10981905.937 | Coal |  | Wet bottom wall-fired boiler | Wet Lime FGD,Wet Limestone | Overfire Air,Selective Catalytic Reduction | Electrostatic Precipitator,Wet Scrubber |  | ARP, CSNOX, CSOSG3, CSSO2G1, MATS | 2876 5 | 1955-12-22 | 2629.6 |  | Y | 1.2471 | 47.67% | Electric Utility |  |  | #N/A
OH | Bay Shore | 2878 | 1 |  | 2023 | 7777 | 7757.59 |  | 9247345.69 | 2337.563 | 0.3625 | 1338817.86 | 0.105 | 458.841 | 0.0736 | 12696221.384 | Petroleum Coke | Coal | Circulating fluidized bed boiler | Dry Lime FGD | Overfire Air | Baghouse | Halogenated PAC Sorbent Injection | ARP, CSNOX, CSOSG3, CSSO2G1, MATS | 2878 1 | 1955-08-01 | 2259.5 |  |  |  | 64.14% | Electric Utility |  |  | #N/A
OH | Richland Peaking Station | 2880 | CTG4 |  | 2023 | 1190 | 1032.91 | 96712.99 |  | 0.384 | 0.001 | 76071.072 | 0.059 | 54.87 | 0.0899 | 1280031.124 | Pipeline Natural Gas |  | Combustion turbine |  | Water Injection |  |  | ARP, CSNOX, CSOSG3, CSSO2G1 | 2880 CTG4 | 2000-03-10 | 1673 |  |  | 1.1347 | 8.734% | Electric Utility | ALSTOM-GT11N2 (60Hz) | Frame | 0.085113
OH | Richland Peaking Station | 2880 | CTG5 |  | 2023 | 785 | 682.66 | 63055.7 |  | 0.255 | 0.001 | 50500.238 | 0.059 | 35.874 | 0.0871 | 849757.099 | Pipeline Natural Gas |  | Combustion turbine |  | Water Injection |  |  | ARP, CSNOX, CSOSG3, CSSO2G1 | 2880 CTG5 | 2000-05-07 | 1673 |  |  | 1.1379 | 5.798% | Electric Utility | ALSTOM-GT11N2 (60Hz) | Frame | 0.084855
OH | Richland Peaking Station | 2880 | CTG6 |  | 2023 | 961 | 829.75 | 73822.78 |  | 0.298 | 0.001 | 58980.265 | 0.059 | 42.033 | 0.0882 | 992477.199 | Pipeline Natural Gas |  | Combustion turbine |  | Water Injection |  |  | ARP, CSNOX, CSOSG3, CSSO2G1 | 2880 CTG6 | 2000-03-10 | 1673 |  |  | 1.1388 | 6.772% | Electric Utility | ALSTOM-GT11N2 (60Hz) | Frame | 0.086343
OK | Horseshoe Lake | 2951 | 10 |  | 2023 | 589 | 523.43 | 22212.74 |  | 0.066 | 0.001 | 13100.441 | 0.0592 | 10.424 | 0.1028 | 220443.995 | Pipeline Natural Gas |  | Combustion turbine |  | Water Injection |  |  | ARP, CSOSG2 | 2951 10 | 2000-06-14 | 550 |  |  | 0.93856 | 4.575% | Electric Utility | GE LM6000PC | Aeroderivative | 0.095009
OK | Horseshoe Lake | 2951 | 6 |  | 2023 | 3140 | 3117.58 | 300279.95 |  | 1.135 | 0.001 | 224764.519 | 0.059 | 529.73 | 0.2499 | 3781993.434 | Pipeline Natural Gas | Residual Oil | Dry bottom wall-fired boiler |  |  |  |  | ARP, CSOSG2 | 2951 6 | 1958-04-22 | 2212 |  |  | 3.5282 | 19.52% | Electric Utility |  |  | #N/A
OK | Horseshoe Lake | 2951 | 7 |  | 2023 | 0 | 0 | [9 empty] | Pipeline Natural Gas | Residual Oil | Combined cycle |  |  |  |  | ARP, CSOSG2 | 2951 7 | 1963-06-12 | 3360 |  |  |  | 0% | Electric Utility |  |  | 0.17653
OK | Horseshoe Lake | 2951 | 8 |  | 2023 | 2578 | 2546.36 | 393060.11 |  | 1.438 | 0.001 | 284872.366 | 0.0591 | 470.506 | 0.1475 | 4793475.056 | Pipeline Natural Gas |  | Tangentially-fired |  |  |  |  | ARP, CSOSG2 | 2951 8 | 1969-06-12 | 5201 |  |  | 2.3941 | 10.52% | Electric Utility |  |  | #N/A
OK | Horseshoe Lake | 2951 | 9 |  | 2023 | 1986 | 1761.86 | 76591.61 |  | 0.226 | 0.001 | 44739.697 | 0.0592 | 36.98 | 0.1049 | 752819.506 | Pipeline Natural Gas |  | Combustion turbine |  | Water Injection |  |  | ARP, CSOSG2 | 2951 9 | 2000-06-15 | 550 |  |  | 0.96564 | 15.63% | Electric Utility | GE LM6000PC | Aeroderivative | 0.096597
OK | Muskogee | 2952 | 4 |  | 2023 | 2577 | 2548.16 | 616813.37 |  | 2.022 | 0.001 | 400554.123 | 0.059 | 344.261 | 0.0912 | 6740117.383 | Pipeline Natural Gas |  | Tangentially-fired |  | Low NOx Burner Technology w/ Closed-coupled/Separated OFA,Overfire Air | Electrostatic Precipitator |  | ARP, CSOSG2 | 2952 4 | 1977-12-31 | 6000 |  |  | 1.1163 | 12.82% | Electric Utility |  |  | #N/A
OK | Muskogee | 2952 | 5 |  | 2023 | 1633 | 1610.16 | 445948.73 |  | 1.427 | 0.001 | 282665.258 | 0.0591 | 281.496 | 0.1002 | 4756389.206 | Pipeline Natural Gas |  | Tangentially-fired |  | Low NOx Burner Technology w/ Closed-coupled/Separated OFA,Overfire Air | Electrostatic Precipitator |  | ARP, CSOSG2 | 2952 5 | 1978-10-18 | 6005 |  |  | 1.2625 | 9.042% | Electric Utility |  |  | #N/A
OK | Muskogee | 2952 | 6 |  | 2023 | 3224 | 3193.05 | 840229.91 |  | 2189.882 | 0.4026 | 990840.624 | 0.0987 | 1199.732 | 0.2253 | 9518052.597 | Coal | Pipeline Natural Gas | Tangentially-fired |  | Overfire Air | Electrostatic Precipitator | Halogenated PAC Sorbent Injection | ARP, CSOSG2, MATS | 2952 6 | 1984-06-18 | 6163 |  |  | 2.8557 | 17.63% | Electric Utility |  |  | #N/A
OK | Mustang | 2953 | T10 |  | 2023 | 1926 | 1642.32 | 72162.49 |  | 0.212 | 0.001 | 42034.374 | 0.0592 | 28.529 | 0.0985 | 707295.92 | Pipeline Natural Gas |  | Combustion turbine |  | Water Injection |  |  | ARP, CSOSG2 | 2953 T10 | 2017-11-30 | 610 |  |  | 0.79069 | 13.24% | Electric Utility | Siemens AG-SGT-A65 | Aeroderivative | 0.077436
OK | Mustang | 2953 | T11 |  | 2023 | 2911 | 2694.34 | 116634.78 |  | 0.347 | 0.001 | 68768.245 | 0.0592 | 48.501 | 0.0943 | 1157202.427 | Pipeline Natural Gas |  | Combustion turbine |  | Water Injection |  |  | ARP, CSOSG2 | 2953 T11 | 2017-12-15 | 610 |  |  | 0.83167 | 21.66% | Electric Utility | Siemens AG-SGT-A65 | Aeroderivative | 0.080455
OK | Mustang | 2953 | T12 |  | 2023 | 308 | 269.3 | 10675.05 |  | 0.032 | 0.001 | 6410.892 | 0.0592 | 4.611 | 0.1034 | 107870.722 | Pipeline Natural Gas |  | Combustion turbine |  | Water Injection |  |  | ARP, CSOSG2 | 2953 T12 | 2017-12-20 | 610 |  |  | 0.86388 | 2.019% | Electric Utility | Siemens AG-SGT-A65 | Aeroderivative | 0.081208
OK | Mustang | 2953 | T6 |  | 2023 | 1601 | 1391.69 | 64420.23 |  | 0.188 | 0.001 | 37259.657 | 0.0592 | 25.288 | 0.0966 | 626994.58 | Pipeline Natural Gas |  | Combustion turbine |  | Water Injection |  |  | ARP, CSOSG2 | 2953 T6 | 2017-09-24 | 610 |  |  | 0.78509 | 11.73% | Electric Utility | Siemens AG-SGT-A65 | Aeroderivative | 0.078446
OK | Mustang | 2953 | T7 |  | 2023 | 1989 | 1838.62 | 77800.61 |  | 0.234 | 0.001 | 46294.653 | 0.0592 | 32.056 | 0.0925 | 779001.875 | Pipeline Natural Gas |  | Combustion turbine |  | Water Injection |  |  | ARP, CSOSG2 | 2953 T7 | 2017-10-15 | 610 |  |  | 0.82406 | 14.58% | Electric Utility | Siemens AG-SGT-A65 | Aeroderivative | 0.082339
OK | Mustang | 2953 | T8 |  | 2023 | 2802 | 2402.82 | 103342.33 |  | 0.307 | 0.001 | 60808.229 | 0.0592 | 41.703 | 0.0999 | 1023222.551 | Pipeline Natural Gas |  | Combustion turbine |  | Water Injection |  |  | ARP, CSOSG2 | 2953 T8 | 2017-11-03 | 610 |  |  | 0.80708 | 19.15% | Electric Utility | Siemens AG-SGT-A65 | Aeroderivative | 0.0782
OK | Mustang | 2953 | T9 |  | 2023 | 3239 | 2767.33 | 120630.91 |  | 0.357 | 0.001 | 70768.338 | 0.0592 | 48.174 | 0.0977 | 1190834.135 | Pipeline Natural Gas |  | Combustion turbine |  | Water Injection |  |  | ARP, CSOSG2 | 2953 T9 | 2017-11-19 | 610 |  |  | 0.7987 | 22.29% | Electric Utility | Siemens AG-SGT-A65 | Aeroderivative | 0.079891
OK | Seminole (2956) | 2956 | 1 |  | 2023 | 3550 | 3532.6 | 857908.87 |  | 2.783 | 0.001 | 551205.544 | 0.059 | 634.963 | 0.1295 | 9275063.634 | Pipeline Natural Gas |  | Dry bottom wall-fired boiler |  | Low NOx Burner Technology (Dry Bottom only) |  |  | ARP, CSOSG2 | 2956 1 | 1971-03-29 | 5480 |  |  | 1.4803 | 19.32% | Electric Utility |  |  | #N/A
OK | Seminole (2956) | 2956 | 2 |  | 2023 | 4274 | 4258.92 | 1037218.34 |  | 3.239 | 0.001 | 641642.28 | 0.059 | 720.213 | 0.111 | 10796814.773 | Pipeline Natural Gas |  | Dry bottom wall-fired boiler |  | Low NOx Burner Technology (Dry Bottom only) |  |  | ARP, CSOSG2 | 2956 2 | 1973-02-03 | 5480 |  |  | 1.3887 | 22.49% | Electric Utility |  |  | #N/A
OK | Seminole (2956) | 2956 | 3 |  | 2023 | 4250 | 3878.92 | 900495.89 |  | 2.813 | 0.001 | 557172.163 | 0.0591 | 603.311 | 0.1028 | 9375445.1 | Pipeline Natural Gas |  | Dry bottom wall-fired boiler |  | Low NOx Burner Technology (Dry Bottom only) | Cyclone |  | ARP, CSOSG2 | 2956 3 | 1975-06-16 | 5350 |  |  | 1.34 | 20% | Electric Utility |  |  | #N/A
OK | Northeastern | 2963 | 3301A |  | 2023 | 5253 | 5237.62 | 701720.93 |  | 2.21 | 0.001 | 437678.329 | 0.059 | 147.803 | 0.0411 | 7364739.817 | Pipeline Natural Gas |  | Combined cycle |  | Dry Low NOx Burners |  |  | ARP, CSOSG2 | 2963 3301A | 2001-06-01 | 1783 |  |  | 0.42126 | 47.15% | Electric Utility |  |  | 0.039018
OK | Northeastern | 2963 | 3301B |  | 2023 | 1368 | 1350.58 | 176603.13 |  | 0.61 | 0.001 | 120766.172 | 0.059 | 30.708 | 0.035 | 2032139.509 | Pipeline Natural Gas |  | Combined cycle |  | Dry Low NOx Burners |  |  | ARP, CSOSG2 | 2963 3301B | 2001-06-01 | 1783 |  |  | 0.34776 | 13.01% | Electric Utility |  |  | 0.037277
OK | Northeastern | 2963 | 3302 |  | 2023 | 4296 | 4279.53 | 1095743.19 |  | 4.053 | 0.001 | 802859.959 | 0.059 | 1513.549 | 0.2143 | 13509637.575 | Pipeline Natural Gas |  | Cell burner boiler |  | Low NOx Cell Burner |  |  | ARP, CSOSG2 | 2963 3302 | 1970-06-30 | 4754 |  |  | 2.7626 | 32.44% | Electric Utility |  |  | #N/A
OK | Northeastern | 2963 | 3313 |  | 2023 | 5737 | 5715.21 | 1798116.27 |  | 3181.199 | 0.3099 | 2078508.764 | 0.105 | 1293.045 | 0.1305 | 19817967.222 | Coal |  | Tangentially-fired | Dry Sorbent Injection | Overfire Air,Low NOx Burner Technology w/ Closed-coupled OFA | Baghouse,Electrostatic Precipitator | Halogenated PAC Sorbent Injection | ARP, CSOSG2, MATS | 2963 3313 | 1979-06-30 | 5800 |  |  | 1.4382 | 39.01% | Electric Utility |  |  | #N/A
OK | Southwestern | 2964 | 8002 | CP001 | 2023 | 5228 | 5191.12 | 121798.75 |  | 0.434 | 0.001 | 85909.408 | 0.059 | 214.755 | 0.2541 | 1445652.666 | Pipeline Natural Gas |  | Dry bottom wall-fired boiler |  |  |  |  | ARP, CSOSG2 | 2964 8002 | 1954-02-01 | 940 |  |  | 3.5264 | 17.56% | Electric Utility |  |  | #N/A
OK | Southwestern | 2964 | 8003 | CP001 | 2023 | 6879 | 6856.37 | 800510.73 |  | 2.613 | 0.001 | 517630.867 | 0.059 | 1412.36 | 0.2437 | 8710236.655 | Pipeline Natural Gas |  | Cell burner boiler |  | Low NOx Cell Burner,Overfire Air |  |  | ARP, CSOSG2 | 2964 8003 | 1967-05-01 | 3450 |  |  | 3.5286 | 28.82% | Electric Utility |  |  | #N/A
OK | Southwestern | 2964 | 8004 |  | 2023 | 1699 | 1519.26 | 106136.88 |  | 0.42 | 0.001 | 82350.6 | 0.0592 | 60.141 | 0.1789 | 1395721.9 | Pipeline Natural Gas |  | Combustion turbine |  | Combustion Modification/Fuel Reburning |  |  | ARP, CSOSG2 | 2964 8004 | 2008-02-21 | 1150 |  |  | 1.1333 | 13.85% | Electric Utility |  |  | 0.10729
OK | Southwestern | 2964 | 8005 |  | 2023 | 1506 | 1335.1 | 91470.14 |  | 0.354 | 0.001 | 69881.6 | 0.0594 | 53.504 | 0.1909 | 1184283.9 | Pipeline Natural Gas |  | Combustion turbine |  | Combustion Modification/Fuel Reburning |  |  | ARP, CSOSG2 | 2964 8005 | 2008-02-14 | 1150 |  |  | 1.1699 | 11.76% | Electric Utility |  |  | 0.11286
OK | Southwestern | 2964 | 801N | CP001 | 2023 | 1494 | 1475.72 | 20673.32 |  | 0.068 | 0.001 | 13566.984 | 0.059 | 10.7 | 0.0846 | 228318.937 | Pipeline Natural Gas |  | Dry bottom wall-fired boiler |  |  |  |  | ARP, CSOSG2 | 2964 801N | 1952-07-01 | 482 |  |  | 1.0352 | 5.407% | Electric Utility |  |  | #N/A
OK | Southwestern | 2964 | 801S | CP001 | 2023 | 1493 | 1475.1 | 20668.9 |  | 0.068 | 0.001 | 13564.655 | 0.059 | 20.919 | 0.1676 | 228279.624 | Pipeline Natural Gas |  | Dry bottom wall-fired boiler |  |  |  |  | ARP, CSOSG2 | 2964 801S | 1952-07-01 | 482 |  |  | 2.0242 | 5.406% | Electric Utility |  |  | #N/A
OK | Tulsa | 2965 | 1402 | CP001 | 2023 | 2342 | 2306.47 | 100727.16 |  | 0.33 | 0.001 | 65420.289 | 0.0592 | 194.909 | 0.2896 | 1100840.228 | Pipeline Natural Gas |  | Dry bottom wall-fired boiler |  |  |  |  | ARP, CSOSG2 | 2965 1402 | 1956-10-01 | 1818 |  |  | 3.87 | 6.912% | Electric Utility |  |  | #N/A
OK | Tulsa | 2965 | 1404 | CP001 | 2023 | 3859 | 3835.9 | 141396.05 |  | 0.519 | 0.001 | 102835.148 | 0.0592 | 182.25 | 0.184 | 1730444.41 | Pipeline Natural Gas |  | Dry bottom wall-fired boiler |  |  |  |  | ARP, CSOSG2 | 2965 1404 | 1958-03-01 | 1268 |  |  | 2.5779 | 15.58% | Electric Utility |  |  | #N/A
TX | Limestone | 298 | LIM1 |  | 2023 | 6734 | 6725.94 | 3354639.56 |  | 2760.934 | 0.1543 | 3688397.179 | 0.104 | 2626.234 | 0.1487 | 35185420.442 | Coal |  | Tangentially-fired | Wet Limestone | Overfire Air | Electrostatic Precipitator | Halogenated PAC Sorbent Injection | ARP, CSOSG2, MATS, TXSO2 | 298 LIM1 | 1985-12-01 | 11107 |  |  | 1.5657 | 36.16% | Electric Utility |  |  | #N/A
TX | Limestone | 298 | LIM2 |  | 2023 | 6446 | 6433.49 | 3357182.64 |  | 2830.405 | 0.1613 | 3547604.485 | 0.1031 | 2884.711 | 0.1678 | 33858820.6 | Coal |  | Tangentially-fired | Wet Limestone | Overfire Air | Electrostatic Precipitator | Halogenated PAC Sorbent Injection | ARP, CSOSG2, MATS, TXSO2 | 298 LIM2 | 1985-12-01 | 11107 |  |  | 1.7185 | 34.8% | Electric Utility |  |  | #N/A
AL | Barry | 3 | 1 | CS0AAN | 2023 | 575 | 571 | 16049.5 |  | 0.068 | 0.001 | 13509.825 | 0.0592 | 7.514 | 0.0567 | 227316.475 | Pipeline Natural Gas |  | Tangentially-fired |  | Low NOx Burner Technology w/ Closed-coupled OFA,Selective Non-catalytic Reduction |  |  | ARP, CSNOX, CSOSG2, CSSO2G2 | 3 1 | 1954-02-12 | 2322 |  | Y | 0.93635 | 1.118% | Electric Utility |  |  | #N/A
AL | Barry | 3 | 2 | CS0AAN | 2023 | 562 | 555.75 | 15528 |  | 0.064 | 0.001 | 12757.45 | 0.0592 | 7.454 | 0.057 | 214656.475 | Pipeline Natural Gas |  | Tangentially-fired |  | Low NOx Burner Technology w/ Closed-coupled OFA,Selective Non-catalytic Reduction |  |  | ARP, CSNOX, CSOSG2, CSSO2G2 | 3 2 | 1954-07-12 | 2359 |  | Y | 0.96007 | 1.039% | Electric Utility |  |  | #N/A
AL | Barry | 3 | 4 |  | 2023 | 6189 | 6182.75 | 601338 |  | 1.974 | 0.001 | 391039.55 | 0.059 | 386.123 | 0.118 | 6580043.725 | Pipeline Natural Gas |  | Tangentially-fired |  | Low NOx Burner Technology w/ Separated OFA,Selective Non-catalytic Reduction |  |  | ARP, CSNOX, CSOSG2, CSSO2G2 | 3 4 | 1969-12-31 | 3768 |  | Y | 1.2842 | 19.93% | Electric Utility |  |  | #N/A
AL | Barry | 3 | 5 |  | 2023 | 4089 | 4075.75 | 1975222.75 |  | 262.975 | 0.0486 | 2031374.075 | 0.1028 | 717.121 | 0.0772 | 19798960.625 | Coal | Pipeline Natural Gas | Tangentially-fired | Wet Limestone | Low NOx Burner Technology w/ Separated OFA,Selective Catalytic Reduction | Electrostatic Precipitator | Catalyst (gold, palladium, or other) used to oxidize mercury | ARP, CSNOX, CSOSG2, CSSO2G2, MATS | 3 5 | 1971-10-19 | 11057 |  | Y | 0.72612 | 20.44% | Electric Utility |  |  | #N/A
AL | Barry | 3 | 6A |  | 2023 | 6298 | 6286.75 | 1684541.5 |  | 3.444 | 0.001 | 682204.65 | 0.059 | 47.513 | 0.0091 | 11479424.925 | Pipeline Natural Gas |  | Combined cycle |  | Dry Low NOx Burners,Selective Catalytic Reduction |  |  | ARP, CSNOX, CSOSG2, CSSO2G2 | 3 6A | 2000-03-14 | 3000 |  | Y | 0.056411 | 43.68% | Electric Utility |  |  | 0.0082008
AL | Barry | 3 | 6B |  | 2023 | 6219 | 6211.75 | 1652615 |  | 3.53 | 0.001 | 699252.4 | 0.059 | 48.013 | 0.009 | 11766302.425 | Pipeline Natural Gas |  | Combined cycle |  | Dry Low NOx Burners,Selective Catalytic Reduction |  |  | ARP, CSNOX, CSOSG2, CSSO2G2 | 3 6B | 2000-03-21 | 3000 |  | Y | 0.058105 | 44.77% | Electric Utility |  |  | 0.0081995
AL | Barry | 3 | 7A |  | 2023 | 6745 | 6733 | 1820861.5 |  | 3.887 | 0.001 | 769979.675 | 0.059 | 53.65 | 0.0092 | 12956384.775 | Pipeline Natural Gas |  | Combined cycle |  | Dry Low NOx Burners,Selective Catalytic Reduction |  |  | ARP, CSNOX, CSOSG2, CSSO2G2 | 3 7A | 2001-01-13 | 3000 |  | Y | 0.058928 | 49.3% | Electric Utility |  |  | 0.0083462
AL | Barry | 3 | 7B |  | 2023 | 6790 | 6783.25 | 1859544 |  | 3.981 | 0.001 | 788534.725 | 0.059 | 54.343 | 0.0087 | 13268643.825 | Pipeline Natural Gas |  | Combined cycle |  | Dry Low NOx Burners,Selective Catalytic Reduction |  |  | ARP, CSNOX, CSOSG2, CSSO2G2 | 3 7B | 2001-01-18 | 3000 |  | Y | 0.058448 | 50.49% | Electric Utility |  |  | 0.0081683
AL | Barry | 3 | 8 |  | 2023 | 466 | 466 | 283475 |  | 0.524 | 0.001 | 103807.2 | 0.059 | 3.751 | 0.0043 | 1746748.2 | Pipeline Natural Gas |  | Combined cycle (Started Jul 17, 2023) |  | Dry Low NOx Burners,Selective Catalytic Reduction |  |  | ARP, CSNOX, CSOSG2, CSSO2G2, NSPS4T | 3 8 | 2023-07-17 | 4771 |  | Y | 0.026464 | 4.179% | Electric Utility | Mitsubishi 501JAC 1x1 | Frame | 0.0042948 | 1.1639
OK | Anadarko | 3006 | 10 |  | 2023 | 967 | 867.44 | 17667.28 |  | 0.066 | 0.001 | 13024.756 | 0.0593 | 9.783 | 0.0949 | 219170.606 | Pipeline Natural Gas |  | Combustion turbine |  | Water Injection |  |  | ARP, CSOSG2 | 3006 10 | 2009-05-13 | 490 |  |  | 1.1075 | 5.106% | Electric Utility |  |  | 0.086178
OK | Anadarko | 3006 | 11 |  | 2023 | 828 | 753.56 | 16836.3 |  | 0.062 | 0.001 | 12190.104 | 0.0593 | 8.701 | 0.0902 | 205116.34 | Pipeline Natural Gas |  | Combustion turbine |  | Water Injection |  |  | ARP, CSOSG2 | 3006 11 | 2009-06-11 | 505 |  |  | 1.0336 | 4.637% | Electric Utility |  |  | 0.087143
OK | Anadarko | 3006 | 3 |  | 2023 | 0 | 0 | [9 empty] | Pipeline Natural Gas |  | Dry bottom wall-fired boiler |  |  |  |  | ARP, CSOSG2 | 3006 3 | 1958-10-04 | 800 |  |  |  | 0% | Electric Utility |  |  | #N/A
OK | Anadarko | 3006 | 7 |  | 2023 | 1626 | 1487.48 | 35795.45 |  | 0.122 | 0.001 | 24214.571 | 0.0594 | 18.04 | 0.0903 | 407433.275 | Pipeline Natural Gas |  | Combustion turbine |  | Water Injection |  |  | ARP, CSOSG2 | 3006 7 | 2001-04-12 | 471.3 |  |  | 1.0079 | 9.869% | Electric Utility |  |  | 0.084629
OK | Anadarko | 3006 | 8 |  | 2023 | 1604 | 1472.67 | 37729.29 |  | 0.125 | 0.001 | 24744.457 | 0.0593 | 18.365 | 0.0918 | 416355.856 | Pipeline Natural Gas |  | Combustion turbine |  | Water Injection |  |  | ARP, CSOSG2 | 3006 8 | 2001-04-12 | 475.6 |  |  | 0.97351 | 9.994% | Electric Utility |  |  | 0.085349
OK | Anadarko | 3006 | 9 |  | 2023 | 1037 | 934.58 | 18412.85 |  | 0.071 | 0.001 | 13980.294 | 0.0593 | 10.845 | 0.0982 | 235277.164 | Pipeline Natural Gas |  | Combustion turbine |  | Water Injection |  |  | ARP, CSOSG2 | 3006 9 | 2009-05-17 | 505 |  |  | 1.178 | 5.318% | Electric Utility |  |  | 0.087077
OK | Mooreland | 3008 | 1 |  | 2023 | 517 | 510.19 | 15346.53 |  | 0.051 | 0.001 | 10060.184 | 0.0621 | 34.976 | 0.3765 | 169254.383 | Pipeline Natural Gas |  | Dry bottom wall-fired boiler |  |  |  |  | ARP, CSOSG2 | 3008 1 | 1964-03-27 | 756 |  |  | 4.5582 | 2.556% | Electric Utility |  |  | #N/A
OK | Mooreland | 3008 | 2 |  | 2023 | 1357 | 1251.29 | 38706.3 |  | 0.121 | 0.0009 | 23919.43 | 0.0635 | 30.591 | 0.1008 | 402415.004 | Pipeline Natural Gas |  | Dry bottom wall-fired boiler |  |  |  |  | ARP, CSOSG2 | 3008 2 | 1968-05-13 | 1624 |  |  | 1.5807 | 2.829% | Electric Utility |  |  | #N/A
OK | Mooreland | 3008 | 3 |  | 2023 | 2034 | 1892.26 | 50217.32 |  | 0.163 | 0.0009 | 32311.607 | 0.0699 | 33.887 | 0.0827 | 543361.098 | Pipeline Natural Gas |  | Dry bottom wall-fired boiler |  | Other,Overfire Air |  |  | ARP, CSOSG2 | 3008 3 | 1975-04-29 | 1755 |  |  | 1.3496 | 3.534% | Electric Utility |  |  | #N/A
CA | Cabrillo Power I Encina Power Station | 302 | 10 |  | 2023 | 831 | 608.61 | 43256.75 |  | 0.125 | 0.001 | 24745.684 | 0.0592 | 1.594 | 0.0171 | 416383.944 | Pipeline Natural Gas |  | Combustion turbine |  | Water Injection,Selective Catalytic Reduction |  |  | ARP | 302 10 | 2018-05-04 | 1010 |  | Y | 0.073699 | 4.706% | Electric Utility | GE LMS100PA-SAC (Water) | Aeroderivative | 0.010387
CA | Cabrillo Power I Encina Power Station | 302 | 6 |  | 2023 | 1300 | 998.55 | 69795.14 |  | 0.203 | 0.001 | 40119.7 | 0.0591 | 2.659 | 0.0173 | 675062.291 | Pipeline Natural Gas |  | Combustion turbine |  | Water Injection,Selective Catalytic Reduction |  |  | ARP | 302 6 | 2018-08-24 | 1010 |  | Y | 0.076194 | 7.63% | Electric Utility | GE LMS100PA-SAC (Water) | Aeroderivative | 0.0098811
CA | Cabrillo Power I Encina Power Station | 302 | 7 |  | 2023 | 1138 | 865.28 | 61821.72 |  | 0.179 | 0.001 | 35422.577 | 0.0591 | 2.395 | 0.0173 | 596057.902 | Pipeline Natural Gas |  | Combustion turbine |  | Water Injection,Selective Catalytic Reduction |  |  | ARP | 302 7 | 2018-08-15 | 1010 |  | Y | 0.077481 | 6.737% | Electric Utility | GE LMS100PA-SAC (Water) | Aeroderivative | 0.0093173
CA | Cabrillo Power I Encina Power Station | 302 | 8 |  | 2023 | 1285 | 975.75 | 68948.32 |  | 0.2 | 0.001 | 39651.206 | 0.0591 | 2.555 | 0.0173 | 667217.305 | Pipeline Natural Gas |  | Combustion turbine |  | Water Injection,Selective Catalytic Reduction |  |  | ARP | 302 8 | 2018-07-07 | 1010 |  | Y | 0.074113 | 7.541% | Electric Utility | GE LMS100PA-SAC (Water) | Aeroderivative | 0.0084896
CA | Cabrillo Power I Encina Power Station | 302 | 9 |  | 2023 | 1271 | 965.23 | 67750.19 |  | 0.196 | 0.001 | 38753.464 | 0.0591 | 2.516 | 0.0166 | 652105.31 | Pipeline Natural Gas |  | Combustion turbine |  | Water Injection,Selective Catalytic Reduction |  |  | ARP | 302 9 | 2018-06-06 | 1010 |  | Y | 0.074273 | 7.37% | Electric Utility | GE LMS100PA-SAC (Water) | Aeroderivative | 0.0077245
PA | Brunot Island Power Station | 3096 | 2A |  | 2023 | 768 | 737.14 | 28424.67 |  | 0.131 | 0.001 | 26003.042 | 0.0591 | 4.676 | 0.0295 | 437530.471 | Pipeline Natural Gas |  | Combined cycle |  | Selective Catalytic Reduction,Water Injection |  |  | ARP, CSNOX, CSOSG3, CSSO2G1, RGGI | 3096 2A | 1973-06-01 | 918 |  | Y | 0.32901 | 5.441% | Electric Utility |  |  | 0.030298
PA | Brunot Island Power Station | 3096 | 2B |  | 2023 | 715 | 683.14 | 26267.17 |  | 0.116 | 0.001 | 22966.898 | 0.0591 | 4.221 | 0.0297 | 386454.573 | Pipeline Natural Gas |  | Combined cycle |  | Selective Catalytic Reduction,Water Injection |  |  | ARP, CSNOX, CSOSG3, CSSO2G1, RGGI | 3096 2B | 1973-06-01 | 960 |  | Y | 0.32139 | 4.595% | Electric Utility |  |  | 0.029862
PA | Brunot Island Power Station | 3096 | 3 |  | 2023 | 755 | 724.92 | 27588.98 |  | 0.116 | 0.001 | 23014.73 | 0.0591 | 4.197 | 0.0301 | 387267.3 | Pipeline Natural Gas |  | Combined cycle |  | Selective Catalytic Reduction,Water Injection |  |  | ARP, CSNOX, CSOSG3, CSSO2G1, RGGI | 3096 3 | 1973-06-01 | 918 |  | Y | 0.30425 | 4.816% | Electric Utility |  |  | 0.030245
PA | Mountain | 3111 | 31 |  | 2023 | 85 | 84.27 | 1548.24 |  | 1.156 | 0.101 | 1854.3 | 0.081 | 7.602 | 0.6634 | 22892.9 | Diesel Oil | Pipeline Natural Gas | Combustion turbine |  |  |  |  | CSNOX, CSOSG3, CSSO2G1, RGGI | 3111 31 | 1971-06-01 | 326 |  |  | 9.8202 | 0.8016% | Electric Utility |  |  | 0.67229
PA | Mountain | 3111 | 32 |  | 2023 | 116 | 109.88 | 1787.18 |  | 1.445 | 0.101 | 2318.9 | 0.0811 | 9.476 | 0.662 | 28618.7 | Diesel Oil | Pipeline Natural Gas | Combustion turbine |  |  |  |  | CSNOX, CSOSG3, CSSO2G1, RGGI | 3111 32 | 1971-06-01 | 326 |  |  | 10.6044 | 1.002% | Electric Utility |  |  | 0.67214
PA | Portland | 3113 | 5 |  | 2023 | 18 | 8.34 | 707.9 |  | 0.094 | 0.02 | 745.337 | 0.081 | 1.414 | 1.2032 | 9184.829 | Pipeline Natural Gas | Diesel Oil | Combustion turbine |  | Dry Low NOx Burners,Water Injection |  |  | ARP, CSNOX, CSOSG3, CSSO2G1, RGGI | 3113 5 | 1995-07-01 | 1950 |  |  | 3.9949 | 0.05377% | Electric Utility | Siemens Unknown |  | 0.38029
PA | Tolna | 3116 | 31 |  | 2023 | 13 | 12.83 | 113 |  | 0.1 | 0.1007 | 160.7 | 0.0813 | 0.672 | 0.6706 | 1983 | Diesel Oil |  | Combustion turbine |  |  |  |  | CSNOX, CSOSG3, CSSO2G1, RGGI | 3116 31 | 1971-06-01 | 305 |  |  | 11.8938 | 0.07422% | Electric Utility |  |  | 0.68197
PA | Tolna | 3116 | 32 |  | 2023 | 26 | 25 | 300 |  | 0.265 | 0.1013 | 424.5 | 0.081 | 1.766 | 0.6691 | 5241.1 | Diesel Oil |  | Combustion turbine |  |  |  |  | CSNOX, CSOSG3, CSSO2G1, RGGI | 3116 32 | 1971-06-01 | 305 |  |  | 11.7733 | 0.1962% | Electric Utility |  |  | 0.67953
PA | Conemaugh | 3118 | 1 |  | 2023 | 4128 | 4124.54 | 2285635.17 |  | 714.669 | 0.0614 | 2246118.568 | 0.1022 | 724.767 | 0.0672 | 21911568.125 | Coal | Pipeline Natural Gas | Tangentially-fired | Wet Limestone | Low NOx Burner Technology w/ Closed-coupled/Separated OFA,Selective Catalytic Reduction | Electrostatic Precipitator |  | ARP, CSNOX, CSOSG3, CSSO2G1, MATS, RGGI | 3118 1 | 1970-05-01 | 9650 |  | Y | 0.63419 | 25.92% | Electric Utility |  |  | #N/A
PA | Conemaugh | 3118 | 2 |  | 2023 | 1572 | 1565.93 | 850682.59 |  | 363.053 | 0.0847 | 823488.279 | 0.1009 | 270.37 | 0.068 | 8045278.028 | Coal | Pipeline Natural Gas | Tangentially-fired | Wet Limestone | Low NOx Burner Technology w/ Closed-coupled/Separated OFA,Selective Catalytic Reduction | Electrostatic Precipitator |  | ARP, CSNOX, CSOSG3, CSSO2G1, MATS, RGGI | 3118 2 | 1971-05-01 | 9615 |  | Y | 0.63565 | 9.552% | Electric Utility |  |  | #N/A
PA | Homer City | 3122 | 1 |  | 2023 | 1395 | 1393.3 | 462076.9 |  | 413.968 | 0.1832 | 494809.755 | 0.103 | 250.19 | 0.1051 | 4822705.12 | Coal |  | Dry bottom wall-fired boiler | Dry Lime FGD | Low NOx Burner Technology w/ Overfire Air,Selective Catalytic Reduction | Electrostatic Precipitator,Baghouse | Untreated PAC Sorbent Injection | ARP, CSNOX, CSOSG3, CSSO2G1, MATS, RGGI | 3122 1 | 1969-06-01 | 6792 |  | Y | 1.0829 | 8.106% | Electric Utility |  |  | #N/A
PA | Homer City | 3122 | 2 |  | 2023 | 0 | 0 | [9 empty] | Coal |  | Dry bottom wall-fired boiler | Dry Lime FGD | Low NOx Burner Technology w/ Overfire Air,Selective Catalytic Reduction | Electrostatic Precipitator,Baghouse | Untreated PAC Sorbent Injection | ARP, CSNOX, CSOSG3, CSSO2G1, MATS, RGGI | 3122 2 | 1969-11-01 | 6792 |  | Y |  | 0% | Electric Utility |  |  | #N/A
PA | Homer City | 3122 | 3 |  | 2023 | 2185 | 2179.47 | 740595.02 |  | 323.571 | 0.0753 | 764540.711 | 0.103 | 369.584 | 0.0961 | 7451659.577 | Coal |  | Dry bottom wall-fired boiler | Wet Limestone | Low NOx Burner Technology w/ Overfire Air,Selective Catalytic Reduction | Electrostatic Precipitator |  | ARP, CSNOX, CSOSG3, CSSO2G1, MATS, RGGI | 3122 3 | 1977-12-01 | 7260 |  | Y | 0.99807 | 11.72% | Electric Utility |  |  | #N/A
PA | Seward | 3130 | 1 | CS1 | 2023 | 5929 | 5917.16 |  | 9712061.02 | 4174.181 | 0.5644 | 1478180.994 | 0.0991 | 834.517 | 0.1121 | 14881024.301 | Coal Refuse |  | Circulating fluidized bed boiler | Fluidized Bed Limestone Injection | Selective Non-catalytic Reduction | Baghouse |  | ARP, CSNOX, CSOSG3, CSSO2G1, MATS, RGGI | 3130 1 | 2004-03-10 | 3180 |  | Y |  | 53.42% | Electric Utility |  |  | #N/A
PA | Seward | 3130 | 2 | CS1 | 2023 | 4154 | 4140.68 |  | 6690682.87 | 2853.871 | 0.5598 | 1009105.83 | 0.0985 | 572.987 | 0.1117 | 10209996.977 | Coal Refuse |  | Circulating fluidized bed boiler | Fluidized Bed Limestone Injection | Selective Non-catalytic Reduction | Baghouse |  | ARP, CSNOX, CSOSG3, CSSO2G1, MATS, RGGI | 3130 2 | 2004-03-10 | 3180 |  | Y |  | 36.65% | Electric Utility |  |  | #N/A
PA | Shawville | 3131 | 1 |  | 2023 | 3090 | 2979.31 | 211170.6 |  | 0.652 | 0.001 | 129069.929 | 0.0591 | 72.788 | 0.0626 | 2171888.277 | Pipeline Natural Gas |  | Dry bottom wall-fired boiler |  | Low NOx Burner Technology (Dry Bottom only),Selective Non-catalytic Reduction | Electrostatic Precipitator |  | ARP, CSNOX, CSOSG3, CSSO2G1, RGGI | 3131 1 | 1954-06-01 | 1460 |  | Y | 0.68938 | 16.98% | Electric Utility |  |  | #N/A
PA | Shawville | 3131 | 2 |  | 2023 | 3046 | 2917.67 | 191952.98 |  | 0.643 | 0.001 | 127287.879 | 0.059 | 83.38 | 0.0711 | 2141899.925 | Pipeline Natural Gas |  | Dry bottom wall-fired boiler |  | Low NOx Burner Technology (Dry Bottom only),Selective Non-catalytic Reduction | Electrostatic Precipitator |  | ARP, CSNOX, CSOSG3, CSSO2G1, RGGI | 3131 2 | 1954-06-01 | 1603 |  | Y | 0.86875 | 15.25% | Electric Utility |  |  | #N/A
PA | Shawville | 3131 | 3 | CS1 | 2023 | 5168 | 5048.33 | 660391.72 |  | 2.014 | 0.001 | 398847.298 | 0.0588 | 180.383 | 0.0504 | 6711374.629 | Pipeline Natural Gas |  | Tangentially-fired |  | Low NOx Burner Technology w/ Closed-coupled/Separated OFA,Selective Non-catalytic Reduction | Electrostatic Precipitator |  | ARP, CSNOX, CSOSG3, CSSO2G1, RGGI | 3131 3 | 1959-06-01 | 1890 |  | Y | 0.54629 | 40.54% | Electric Utility |  |  | #N/A
PA | Shawville | 3131 | 4 | CS1 | 2023 | 5284 | 5147.54 | 657595.44 |  | 2.009 | 0.001 | 397864.754 | 0.0588 | 178.654 | 0.0498 | 6694860.417 | Pipeline Natural Gas |  | Tangentially-fired |  | Low NOx Burner Technology w/ Closed-coupled/Separated OFA,Selective Non-catalytic Reduction | Electrostatic Precipitator |  | ARP, CSNOX, CSOSG3, CSSO2G1, RGGI | 3131 4 | 1960-06-01 | 1860 |  | Y | 0.54336 | 41.09% | Electric Utility |  |  | #N/A
PA | Warren | 3132 | 5 |  | 2023 | 380 | 304.53 | 15992.69 |  | 0.07 | 0.0013 | 13586.103 | 0.0604 | 59.174 | 0.4697 | 228487.939 | Pipeline Natural Gas | Diesel Oil | Combustion turbine |  |  |  |  | CSNOX, CSOSG3, CSSO2G1, RGGI | 3132 5 | 1972-09-01 | 1248 |  |  | 7.4001 | 2.09% | Electric Utility |  |  | 0.5133
PA | Keystone | 3136 | 1 |  | 2023 | 2225 | 2221.61 | 1568982.62 |  | 3021.028 | 0.392 | 1537171.158 | 0.1029 | 515.195 | 0.0702 | 14982171.583 | Coal | Pipeline Natural Gas | Tangentially-fired | Wet Lime FGD | Low NOx Burner Technology w/ Closed-coupled/Separated OFA,Selective Catalytic Reduction | Electrostatic Precipitator |  | ARP, CSNOX, CSOSG3, CSSO2G1, MATS, RGGI | 3136 1 | 1967-06-01 | 9250 |  | Y | 0.65672 | 18.49% | Electric Utility |  |  | #N/A
PA | Keystone | 3136 | 2 |  | 2023 | 2207 | 2199.67 | 1504583.04 |  | 3395.138 | 0.434 | 1502648.614 | 0.1027 | 483.445 | 0.0667 | 14645680.84 | Coal | Pipeline Natural Gas | Tangentially-fired | Wet Lime FGD | Low NOx Burner Technology w/ Closed-coupled/Separated OFA,Selective Catalytic Reduction | Electrostatic Precipitator |  | ARP, CSNOX, CSOSG3, CSSO2G1, MATS, RGGI | 3136 2 | 1968-06-01 | 8960 |  | Y | 0.64263 | 18.66% | Electric Utility |  |  | #N/A
PA | New Castle | 3138 | 3 |  | 2023 | 4698 | 4589.87 | 271934.18 |  | 0.857 | 0.001 | 169788.967 | 0.0591 | 105.293 | 0.068 | 2857031.334 | Pipeline Natural Gas |  | Dry bottom wall-fired boiler |  | Low NOx Burner Technology w/ Overfire Air,Selective Non-catalytic Reduction | Electrostatic Precipitator |  | ARP, CSNOX, CSOSG3, CSSO2G1, RGGI | 3138 3 | 1952-06-01 | 1075 |  | Y | 0.7744 | 30.34% | Electric Utility |  |  | #N/A
PA | New Castle | 3138 | 4 |  | 2023 | 5743 | 5623.73 | 349488.59 |  | 1.136 | 0.001 | 225030.585 | 0.0591 | 124.047 | 0.0592 | 3786610.08 | Pipeline Natural Gas |  | Dry bottom wall-fired boiler |  | Low NOx Burner Technology w/ Overfire Air,Selective Non-catalytic Reduction | Electrostatic Precipitator |  | ARP, CSNOX, CSOSG3, CSSO2G1, RGGI | 3138 4 | 1958-06-01 | 1232 |  | Y | 0.70988 | 35.09% | Electric Utility |  |  | #N/A
PA | New Castle | 3138 | 5 |  | 2023 | 4179 | 4089.75 | 330247.66 |  | 1.043 | 0.001 | 206568.507 | 0.0591 | 118.248 | 0.0581 | 3475925.047 | Pipeline Natural Gas |  | Dry bottom wall-fired boiler |  | Low NOx Burner Technology w/ Overfire Air,Selective Non-catalytic Reduction | Electrostatic Precipitator |  | ARP, CSNOX, CSOSG3, CSSO2G1, RGGI | 3138 5 | 1964-06-01 | 1610 |  | Y | 0.71612 | 24.65% | Electric Utility |  |  | #N/A
PA | Brunner Island, LLC | 3140 | 1 | CS102F | 2023 | 3584 | 3557.73 | 800790.86 |  | 70.468 | 0.0218 | 506801.745 | 0.0606 | 331.357 | 0.077 | 8364069.319 | Coal | Natural Gas, Other Oil, Pipeline Natural Gas | Tangentially-fired | Wet Lime FGD | Low NOx Burner Technology w/ Closed-coupled/Separated OFA | Baghouse |  | ARP, CSNOX, CSOSG3, CSSO2G1, MATS, RGGI | 3140 1 | 1961-06-22 | 3715 |  |  | 0.82757 | 25.7% | Electric Utility |  |  | #N/A
PA | Brunner Island, LLC | 3140 | 2 | CS102F | 2023 | 4919 | 4892.86 | 1209393.75 |  | 67.652 | 0.0195 | 765318.818 | 0.0598 | 476.92 | 0.0706 | 12797138.466 | Coal | Natural Gas, Other Oil, Pipeline Natural Gas | Tangentially-fired | Wet Lime FGD | Low NOx Burner Technology w/ Closed-coupled/Separated OFA | Electrostatic Precipitator |  | ARP, CSNOX, CSOSG3, CSSO2G1, MATS, RGGI | 3140 2 | 1965-10-18 | 4090 |  |  | 0.78869 | 35.72% | Electric Utility |  |  | #N/A
PA | Brunner Island, LLC | 3140 | 3 |  | 2023 | 2069 | 2054.62 | 969680.76 |  | 72.346 | 0.0516 | 562684.247 | 0.06 | 366.739 | 0.0732 | 9343549.492 | Coal | Natural Gas, Other Oil, Pipeline Natural Gas | Tangentially-fired | Wet Lime FGD | Low NOx Burner Technology w/ Closed-coupled/Separated OFA | Electrostatic Precipitator |  | ARP, CSNOX, CSOSG3, CSSO2G1, MATS, RGGI | 3140 3 | 1969-06-13 | 7770 |  |  | 0.75641 | 13.73% | Electric Utility |  |  | #N/A
PA | Martins Creek, LLC | 3148 | 3 |  | 2023 | 1099 | 1047.07 | 250364.71 |  | 14.212 | 0.0649 | 175090.407 | 0.059 | 110.587 | 0.059 | 2939055.91 | Residual Oil | Pipeline Natural Gas | Tangentially-fired |  |  |  |  | ARP, CSNOX, CSOSG3, CSSO2G1, MATS, RGGI | 3148 3 | 1975-10-01 | 9469 |  |  | 0.88341 | 3.543% | Electric Utility |  |  | #N/A
PA | Martins Creek, LLC | 3148 | 4 |  | 2023 | 1501 | 1450.88 | 363917.01 |  | 15.019 | 0.0862 | 248055.559 | 0.0587 | 146.974 | 0.0601 | 4180663.384 | Residual Oil | Pipeline Natural Gas | Tangentially-fired |  |  |  |  | ARP, CSNOX, CSOSG3, CSSO2G1, MATS, RGGI | 3148 4 | 1977-03-15 | 9303 |  |  | 0.80773 | 5.13% | Electric Utility |  |  | #N/A
PA | Montour, LLC | 3149 | 1 |  | 2023 | 795 | 786.98 | 336818.64 |  | 233.287 | 0.1361 | 267667.725 | 0.0832 | 136.079 | 0.0883 | 3240950.615 | Coal | Natural Gas, Other Oil | Tangentially-fired | Wet Lime FGD | Low NOx Burner Technology w/ Closed-coupled/Separated OFA,Selective Catalytic Reduction | Electrostatic Precipitator |  | ARP, CSNOX, CSOSG3, CSSO2G1, MATS, RGGI | 3149 1 | 1971-11-01 | 7384 |  | Y | 0.80803 | 5.01% | Electric Utility |  |  | #N/A
PA | Montour, LLC | 3149 | 2 |  | 2023 | 751 | 733.23 | 303494.93 |  | 195.833 | 0.1345 | 261159.119 | 0.0809 | 158.29 | 0.1016 | 3253851.015 | Coal | Natural Gas, Other Oil | Tangentially-fired | Wet Lime FGD | Low NOx Burner Technology w/ Closed-coupled/Separated OFA,Selective Catalytic Reduction | Electrostatic Precipitator |  | ARP, CSNOX, CSOSG3, CSSO2G1, MATS, RGGI | 3149 2 | 1973-02-02 | 7384 |  | Y | 1.0431 | 5.03% | Electric Utility |  |  | #N/A
CA | AES Alamitos | 315 | 3 |  | 2023 | 4870 | 4870 | 263739 |  | 1.057 | 0.001 | 209380.9 | 0.0592 | 13.988 | 0.0074 | 3523231.1 | Pipeline Natural Gas | Residual Oil | Tangentially-fired |  |  |  |  | ARP | 315 3 | 1961-10-01 | 3439 |  |  | 0.10607 | 11.7% | Electric Utility |  |  | #N/A
CA | AES Alamitos | 315 | 4 |  | 2023 | 4717 | 4717 | 236639 |  | 0.981 | 0.001 | 194328.7 | 0.0591 | 12.69 | 0.0075 | 3269947.9 | Pipeline Natural Gas | Residual Oil | Tangentially-fired |  |  |  |  | ARP | 315 4 | 1962-04-01 | 3439 |  |  | 0.10725 | 10.85% | Electric Utility |  |  | #N/A
CA | AES Alamitos | 315 | 5 |  | 2023 | 759 | 759 | 149123 |  | 0.497 | 0.001 | 98546.9 | 0.059 | 3.611 | 0.0063 | 1658232.2 | Pipeline Natural Gas | Residual Oil | Dry bottom wall-fired boiler |  |  |  |  | ARP | 315 5 | 1965-12-01 | 5070 |  |  | 0.04843 | 3.734% | Electric Utility |  |  | #N/A
CA | AES Alamitos | 315 | CT1 |  | 2023 | 5827 | 5466.77 | 1426511.86 |  | 2.998 | 0.001 | 593767.309 | 0.059 | 26.861 | 0.0085 | 9991321.469 | Pipeline Natural Gas |  | Combined cycle |  | Dry Low NOx Burners,Selective Catalytic Reduction |  |  | ARP | 315 CT1 | 2019-10-03 | 2350 |  | Y | 0.03766 | 48.53% | Electric Utility | GE 7F.05 2x1 | Frame | 0.005499 | 1.4902
CA | AES Alamitos | 315 | CT2 |  | 2023 | 5584 | 5215.96 | 1374737.04 |  | 2.879 | 0.001 | 570282.57 | 0.059 | 26.058 | 0.0085 | 9596104.02 | Pipeline Natural Gas |  | Combined cycle |  | Dry Low NOx Burners,Selective Catalytic Reduction |  |  | ARP | 315 CT2 | 2019-10-11 | 2350 |  | Y | 0.03791 | 46.61% | Electric Utility | GE 7F.05 2x1 | Frame | 0.0055343 | 1.4998
PA | Eddystone Generating Station | 3161 | 3 | CS034 | 2023 | 286 | 273.11 | 16544.85 |  | 0.086 | 0.001 | 15088.211 | 0.0629 | 8.007 | 0.056 | 236524.982 | Pipeline Natural Gas | Diesel Oil | Tangentially-fired |  | Other |  |  | ARP, CSNOX, CSOSG3, CSSO2G1, MATS, RGGI | 3161 3 | 1974-01-01 | 5863.1 |  |  | 0.96791 | 0.4605% | Electric Utility |  |  | #N/A
PA | Eddystone Generating Station | 3161 | 4 | CS034 | 2023 | 285 | 270.02 | 14107.24 |  | 0.075 | 0.001 | 13243.722 | 0.0626 | 6.796 | 0.0561 | 209617.621 | Pipeline Natural Gas | Diesel Oil | Tangentially-fired |  | Other |  |  | ARP, CSNOX, CSOSG3, CSSO2G1, MATS, RGGI | 3161 4 | 1976-01-01 | 5345.3 |  |  | 0.96348 | 0.4477% | Electric Utility |  |  | #N/A
PA | Richmond | 3168 | 91 |  | 2023 | 15 | 10.69 | 529.13 |  | 0.7 | 0.202 | 560.9 | 0.081 | 2.009 | 0.5801 | 6927.9 | Diesel Oil |  | Combustion turbine |  |  |  |  | CSNOX, CSOSG3, CSSO2G1, RGGI | 3168 91 | 1973-06-07 | 838 |  |  | 7.5936 | 0.09437% | Electric Utility | GE Unknown |  | 0.60758
PA | Richmond | 3168 | 92 |  | 2023 | 11 | 6.53 | 297.37 |  | 0.398 | 0.2015 | 318.9 | 0.081 | 1.142 | 0.5803 | 3938 | Diesel Oil |  | Combustion turbine |  |  |  |  | CSNOX, CSOSG3, CSSO2G1, RGGI | 3168 92 | 1973-06-07 | 838 |  |  | 7.6807 | 0.05364% | Electric Utility | GE Unknown |  | 0.60924
PA | Hunlock Creek Energy Center | 3176 | CT5 |  | 2023 | 5663 | 5338.48 | 317376.71 |  | 0.743 | 0.001 | 147178.817 | 0.0592 | 12.58 | 0.0125 | 2476581.283 | Pipeline Natural Gas | Diesel Oil | Combined cycle |  | Water Injection,Selective Catalytic Reduction |  |  | ARP, CSNOX, CSOSG3, CSSO2G1, RGGI | 3176 CT5 | 2011-06-02 | 540 |  | Y | 0.079275 | 52.35% | Electric Utility |  |  | 0.010214
PA | Hunlock Creek Energy Center | 3176 | CT6 |  | 2023 | 5489 | 5174.26 | 308270.15 |  | 0.715 | 0.001 | 141681.546 | 0.0592 | 11.933 | 0.013 | 2384147.725 | Pipeline Natural Gas | Diesel Oil | Combined cycle |  | Water Injection,Selective Catalytic Reduction |  |  | ARP, CSNOX, CSOSG3, CSSO2G1, RGGI | 3176 CT6 | 2011-05-28 | 540 |  | Y | 0.077419 | 50.4% | Electric Utility |  |  | 0.010298
RI | Manchester Street Station | 3236 | 10 |  | 2023 | 4161 | 4007.75 | 392566 |  | 1.682 | 0.0011 | 292876.05 | 0.0592 | 75.382 | 0.0394 | 4928206.25 | Pipeline Natural Gas | Diesel Oil | Combined cycle |  | Dry Low NOx Burners,Selective Catalytic Reduction,Steam Injection |  |  | ARP, RGGI, SIPNOX | 3236 10 | 1995-07-24 | 1450 |  | Y | 0.38405 | 38.8% | Electric Utility | Siemens Unknown/Siemens V84.2 |  | 0.029468
RI | Manchester Street Station | 3236 | 11 |  | 2023 | 4474 | 4358.25 | 429333.75 |  | 2.062 | 0.0012 | 333589.025 | 0.0593 | 72.883 | 0.0315 | 5599262.95 | Pipeline Natural Gas | Diesel Oil | Combined cycle |  | Dry Low NOx Burners,Selective Catalytic Reduction,Steam Injection |  |  | ARP, RGGI, SIPNOX | 3236 11 | 1995-06-30 | 1450 |  | Y | 0.33952 | 44.08% | Electric Utility | Siemens V84.2/ALSTOM-Unknown |  | 0.030862
RI | Manchester Street Station | 3236 | 9 |  | 2023 | 4119 | 3919.25 | 381994.5 |  | 1.75 | 0.0012 | 269423.55 | 0.0594 | 71.561 | 0.0431 | 4517157.375 | Pipeline Natural Gas | Diesel Oil | Combined cycle |  | Dry Low NOx Burners,Selective Catalytic Reduction,Steam Injection |  |  | ARP, RGGI, SIPNOX | 3236 9 | 1995-08-30 | 1450 |  | Y | 0.37467 | 35.56% | Electric Utility | Siemens V84.2/ALSTOM-Unknown |  | 0.033086
SC | Darlington County | 3250 | 12 |  | 2023 | 171 | 142.33 | 12544.83 |  | 0.045 | 0.0009 | 9010.624 | 0.0631 | 7.379 | 0.1041 | 143345.02 | Pipeline Natural Gas | Diesel Oil | Combustion turbine |  | Water Injection |  |  | ARP, CSNOX, CSSO2G2, SIPNOX | 3250 12 | 1997-06-01 | 1965 |  |  | 1.1764 | 0.8328% | Electric Utility |  |  | 0.10738
SC | Darlington County | 3250 | 13 |  | 2023 | 156 | 131.81 | 11595.26 |  | 0.046 | 0.001 | 8972.515 | 0.0639 | 7.12 | 0.1045 | 142399.833 | Pipeline Natural Gas | Diesel Oil | Combustion turbine |  | Water Injection |  |  | ARP, CSNOX, CSSO2G2, SIPNOX | 3250 13 | 1997-06-01 | 1850 |  |  | 1.2281 | 0.8787% | Electric Utility |  |  | 0.09886
SC | W S Lee | 3264 | 11 |  | 2023 | 8073 | 8067.71 | 3098407.6 |  | 6.486 | 0.001 | 1284686.308 | 0.059 | 100.271 | 0.0096 | 21617669.75 | Pipeline Natural Gas |  | Combined cycle |  | Dry Low NOx Burners,Selective Catalytic Reduction |  |  | ARP, CSNOX, CSSO2G2, SIPNOX | 3264 11 | 2017-11-19 | 3001 |  | Y | 0.064724 | 82.23% | Electric Utility | Siemens 2x1 |  | 0.0093698
SC | W S Lee | 3264 | 12 |  | 2023 | 8024 | 8014.29 | 3075658.22 |  | 6.476 | 0.001 | 1282793.27 | 0.059 | 99.995 | 0.0096 | 21585940.466 | Pipeline Natural Gas |  | Combined cycle |  | Dry Low NOx Burners,Selective Catalytic Reduction |  |  | ARP, CSNOX, CSSO2G2, SIPNOX | 3264 12 | 2017-11-18 | 3001 |  | Y | 0.065023 | 82.11% | Electric Utility | Siemens 2x1 |  | 0.0093036
SC | W S Lee | 3264 | 7C |  | 2023 | 209 | 159.3 | 5556.49 |  | 0.018 | 0.001 | 3465.158 | 0.0615 | 2.62 | 0.0961 | 57306.567 | Pipeline Natural Gas | Diesel Oil | Combustion turbine |  | Water Injection |  |  | ARP, CSNOX, CSSO2G2, SIPNOX | 3264 7C | 2006-08-07 | 480 |  |  | 0.94304 | 1.363% | Electric Utility |  |  | 0.10084
SC | W S Lee | 3264 | 8C |  | 2023 | 274 | 228.09 | 5440.26 |  | 0.021 | 0.001 | 3967.636 | 0.0673 | 3.08 | 0.1127 | 62961.483 | Pipeline Natural Gas | Diesel Oil | Combustion turbine |  | Water Injection |  |  | ARP, CSNOX, CSSO2G2, SIPNOX | 3264 8C | 2006-08-05 | 480 |  |  | 1.1323 | 1.497% | Electric Utility |  |  | 0.094086
SC | Hagood | 3285 | HAG4 |  | 2023 | 325 | 265.8 | 17468.8 |  | 0.081 | 0.001 | 16372.208 | 0.0858 | 17.24 | 0.1447 | 242190.101 | Pipeline Natural Gas | Diesel Oil | Combustion turbine |  | Water Injection |  |  | ARP, CSNOX, CSSO2G2, SIPNOX | 3285 HAG4 | 1991-01-01 | 1296.7 |  |  | 1.9738 | 2.132% | Electric Utility | Mitsubishi Heavy Industries Westinghouse 501D5 | Frame | 0.16773
SC | McMeekin | 3287 | MCM1 |  | 2023 | 3563 | 3559.9 | 341395.11 |  | 0.878 | 0.001 | 175152.923 | 0.059 | 108.888 | 0.0823 | 2954636.62 | Pipeline Natural Gas |  | Tangentially-fired |  | Low NOx Burner Technology w/ Separated OFA | Baghouse |  | ARP, CSNOX, CSSO2G2, SIPNOX | 3287 MCM1 | 1958-01-01 | 1352 |  |  | 0.6379 | 24.95% | Electric Utility |  |  | #N/A
SC | McMeekin | 3287 | MCM2 |  | 2023 | 4625 | 4620.81 | 440949.85 |  | 1.142 | 0.001 | 227691.404 | 0.059 | 135.55 | 0.0858 | 3840987.042 | Pipeline Natural Gas |  | Tangentially-fired |  | Low NOx Burner Technology w/ Separated OFA | Baghouse |  | ARP, CSNOX, CSSO2G2, SIPNOX | 3287 MCM2 | 1958-01-01 | 1434 |  |  | 0.61481 | 30.58% | Electric Utility |  |  | #N/A
SC | Urquhart | 3295 | URQ3 |  | 2023 | 1855 | 1844.66 | 103818.25 |  | 0.353 | 0.0009 | 67724.321 | 0.0588 | 46.596 | 0.0842 | 1142494.821 | Pipeline Natural Gas |  | Tangentially-fired |  | Low NOx Burner Technology w/ Separated OFA |  |  | ARP, CSNOX, CSSO2G2, SIPNOX | 3295 URQ3 | 1955-01-01 | 1201 |  |  | 0.89765 | 10.86% | Electric Utility |  |  | #N/A
SC | Urquhart | 3295 | URQ4 |  | 2023 | 56 | 34.63 | 1306.05 |  | 0.005 | 0.001 | 1040.2 | 0.0807 | 0.808 | 0.1003 | 15515.514 | Pipeline Natural Gas | Diesel Oil | Combustion turbine |  | Water Injection |  |  | ARP, CSNOX, CSSO2G2, SIPNOX | 3295 URQ4 | 1999-06-01 | 570 |  |  | 1.2373 | 0.3107% | Electric Utility | GE MS6001FA | Frame | 0.099305
SC | Urquhart | 3295 | URQ5 |  | 2023 | 5553 | 5540.09 | 668230.83 |  | 2.261 | 0.001 | 447870.893 | 0.059 | 93.327 | 0.0267 | 7536017.673 | Pipeline Natural Gas | Diesel Oil | Combined cycle |  | Dry Low NOx Burners,Water Injection |  |  | ARP, CSNOX, CSSO2G2, SIPNOX | 3295 URQ5 | 2002-02-01 | 1850 |  |  | 0.27933 | 46.5% | Electric Utility |  |  | 0.026041
SC | Urquhart | 3295 | URQ6 |  | 2023 | 5459 | 5446.08 | 654501.17 |  | 2.232 | 0.001 | 441797.308 | 0.059 | 83.855 | 0.0245 | 7432034.78 | Pipeline Natural Gas | Diesel Oil | Combined cycle |  | Dry Low NOx Burners,Water Injection |  |  | ARP, CSNOX, CSSO2G2, SIPNOX | 3295 URQ6 | 2002-02-01 | 1884 |  |  | 0.25624 | 45.03% | Electric Utility |  |  | 0.027393
SC | Wateree | 3297 | WAT1 | CS001, MS1 | 2023 | 2132 | 2128.45 | 478107.36 |  | 72.012 | 0.0312 | 450320.425 | 0.103 | 233.993 | 0.1047 | 4389098.432 | Coal | Residual Oil | Dry bottom wall-fired boiler | Wet Limestone | Low NOx Burner Technology (Dry Bottom only),Selective Catalytic Reduction | Baghouse,Electrostatic Precipitator |  | ARP, CSNOX, CSSO2G2, MATS, SIPNOX | 3297 WAT1 | 1970-01-01 | 4300 |  | Y | 0.97883 | 11.65% | Electric Utility |  |  | #N/A
SC | Wateree | 3297 | WAT2 | CS001, MS2 | 2023 | 6277 | 6258.35 | 1439342 |  | 194.461 | 0.0364 | 1339991.075 | 0.1028 | 684.153 | 0.1053 | 13060352.826 | Coal | Residual Oil | Dry bottom wall-fired boiler | Wet Limestone | Low NOx Burner Technology (Dry Bottom only),Selective Catalytic Reduction | Baghouse |  | ARP, CSNOX, CSSO2G2, MATS, SIPNOX | 3297 WAT2 | 1971-01-01 | 4456 |  | Y | 0.95065 | 33.46% | Electric Utility |  |  | #N/A
SC | Williams | 3298 | WIL1 |  | 2023 | 6645 | 6635.51 | 2166731.14 |  | 520.477 | 0.046 | 2210026.965 | 0.103 | 2568.644 | 0.2477 | 21540248.683 | Coal | Residual Oil | Tangentially-fired | Wet Limestone | Low NOx Burner Technology w/ Closed-coupled OFA,Selective Catalytic Reduction | Electrostatic Precipitator |  | ARP, CSNOX, CSSO2G2, MATS, SIPNOX | 3298 WIL1 | 1973-01-01 | 7077 |  | Y | 2.371 | 34.75% | Electric Utility |  |  | #N/A
CA | El Segundo | 330 | 5 |  | 2023 | 341 | 295.6 | 61983.15 |  | 0.16 | 0.001 | 31676.345 | 0.059 | 1.536 | 0.009 | 533013.648 | Pipeline Natural Gas |  | Combined cycle |  | Dry Low NOx Burners,Selective Catalytic Reduction |  |  | ARP | 330 5 | 2013-05-03 | 2600 |  | Y | 0.049562 | 2.34% | Electric Utility |  |  | 0.0039966
CA | El Segundo | 330 | 7 |  | 2023 | 515 | 449.97 | 94913.84 |  | 0.238 | 0.001 | 47081.169 | 0.059 | 2.459 | 0.0091 | 792230.972 | Pipeline Natural Gas |  | Combined cycle |  | Dry Low NOx Burners,Selective Catalytic Reduction |  |  | ARP | 330 7 | 2013-04-10 | 2400 |  | Y | 0.051815 | 3.768% | Electric Utility |  |  | 0.005183
SC | Hilton Head Gas Turbine Site | 3318 | CT1 | CP1 | 2023 | 5 | 1.98 | 12.35 |  | 0.138 | 0.5 |  |  | 0.331 | 1.1998 | 551.6 | Diesel Oil |  | Combustion turbine |  |  |  |  | CSNOX, CSSO2G2, SIPNOX | 3318 CT1 | 1973-08-01 | 594 |  |  | 53.6032 | 0.0106% | Electric Utility |  |  | 1.2001
SC | Hilton Head Gas Turbine Site | 3318 | CT2 | CP1 | 2023 | 3 | 1.48 | 10.63 |  | 0.104 | 0.5003 |  |  | 0.25 | 1.1997 | 417.4 | Diesel Oil |  | Combustion turbine |  |  |  |  | CSNOX, CSSO2G2, SIPNOX | 3318 CT2 | 1974-08-01 | 594 |  |  | 47.0367 | 0.008022% | Electric Utility |  |  | 1.2
SC | Hilton Head Gas Turbine Site | 3318 | CT3 | CP1 | 2023 | 22 | 11.01 | 104.99 |  | 1.281 | 0.5008 |  |  | 3.073 | 1.2008 | 5121.2 | Diesel Oil |  | Combustion turbine |  | Water Injection |  |  | CSNOX, CSSO2G2, SIPNOX | 3318 CT3 | 1979-04-01 | 700 |  |  | 58.5389 | 0.08352% | Electric Utility |  |  | 1.2
SC | Myrtle Beach Gas Turbine Site | 3320 | CT3 | CP1 | 2023 | 9 | 7.09 | 68.02 |  | 0.428 | 0.5002 |  |  | 1.028 | 1.2001 | 1713.1 | Diesel Oil |  | Combustion turbine |  |  |  |  | CSNOX, CSSO2G2, SIPNOX | 3320 CT3 | 1972-08-01 | 270.3 |  |  | 30.2264 | 0.07235% | Electric Utility |  |  | 1.2
SC | Myrtle Beach Gas Turbine Site | 3320 | CT4 | CP1 | 2023 | 0 | 0 | [9 empty] | Diesel Oil |  | Combustion turbine |  |  |  |  | CSNOX, CSSO2G2, SIPNOX | 3320 CT4 | 1972-08-01 | 270.3 |  |  |  | 0% | Electric Utility |  |  | #DIV/0!
SC | Myrtle Beach Gas Turbine Site | 3320 | CT5 | CP1 | 2023 | 1 | 0.5 | 2.5 |  | 0.058 | 0.5 |  |  | 0.14 | 1.2 | 233 | Diesel Oil |  | Combustion turbine |  |  |  |  | CSNOX, CSSO2G2, SIPNOX | 3320 CT5 | 1976-06-01 | 352 |  |  | 112 | 0.007556% | Electric Utility | Siemens Unknown |  | 1.2001
SD | Aberdeen Generating Station | 3338 | 2A |  | 2023 | 768 | 659.97 | 17881.98 |  | 0.069 | 0.001 | 12614.7 | 0.0591 | 17.121 | 0.1645 | 213169.6 | Pipeline Natural Gas | Diesel Oil | Combustion turbine |  | Water Injection |  |  | ARP | 3338 2A | 2012-12-13 | 323 |  |  | 1.9149 | 7.534% | Electric Utility | Pratt & Whitney Twinpac | Aeroderivative | 0.16138
SD | Aberdeen Generating Station | 3338 | 2B |  | 2023 | 767 | 659.71 | 17694.06 |  | 0.07 | 0.001 | 12611.5 | 0.0591 | 17.187 | 0.1644 | 213085.2 | Pipeline Natural Gas | Diesel Oil | Combustion turbine |  | Water Injection |  |  | ARP | 3338 2B | 2012-12-13 | 323 |  |  | 1.9427 | 7.531% | Electric Utility | Pratt & Whitney Twinpac | Aeroderivative | 0.44407
SD | Huron | 3344 | **2A |  | 2023 | 0 | 0 | [9 empty] | Pipeline Natural Gas | Diesel Oil | Combustion turbine |  | Water Injection |  |  | ARP | 3344 **2A | 1993-05-01 | 361 |  |  |  | 0% | Electric Utility |  |  | 0.70007
SD | Huron | 3344 | **2B |  | 2023 | 0 | 0 | [9 empty] | Pipeline Natural Gas | Diesel Oil | Combustion turbine |  | Water Injection |  |  | ARP | 3344 **2B | 1993-05-01 | 442 |  |  |  | 0% | Electric Utility |  |  | 0.7
CA | AES Huntington Beach | 335 | 2 |  | 2023 | 2465 | 2465 | 176079 |  | 0.577 | 0.001 | 114334.2 | 0.0591 | 8.636 | 0.0193 | 1923884.8 | Pipeline Natural Gas | Residual Oil | Dry bottom wall-fired boiler |  |  |  |  | ARP | 335 2 | 1958-10-01 | 2400 |  |  | 0.098092 | 9.151% | Electric Utility |  |  | #N/A
CA | AES Huntington Beach | 335 | CT1 |  | 2023 | 5795 | 5478.84 | 1563381.62 |  | 3.251 | 0.001 | 643895.564 | 0.059 | 34.087 | 0.0079 | 10834798.303 | Pipeline Natural Gas |  | Combined cycle |  | Dry Low NOx Burners,Selective Catalytic Reduction |  |  | ARP | 335 CT1 | 2019-10-04 | 2400 |  | Y | 0.043607 | 51.54% | Electric Utility | GE 7F.05 2x1 | Frame | 0.0064978 | 1.7609
CA | AES Huntington Beach | 335 | CT2 |  | 2023 | 5775 | 5427.47 | 1559671.48 |  | 3.234 | 0.001 | 640635.337 | 0.059 | 34.276 | 0.0082 | 10779806.822 | Pipeline Natural Gas |  | Combined cycle |  | Dry Low NOx Burners,Selective Catalytic Reduction |  |  | ARP | 335 CT2 | 2019-10-13 | 2400 |  | Y | 0.043953 | 51.27% | Electric Utility | GE 7F.05 2x1 | Frame | 0.0064766 | 1.7552
TN | Allen | 3393 | ACC1 |  | 2023 | 6570 | 6544.8 | 2619547.5 |  | 5.144 | 0.001 | 1019005.498 | 0.059 | 98.988 | 0.0125 | 17146692.02 | Pipeline Natural Gas |  | Combined cycle |  | Dry Low NOx Burners,Selective Catalytic Reduction |  |  | ARP, CSNOX, CSOSG2, CSSO2G1, NSPS4T | 3393 ACC1 | 2017-09-09 | 3797 |  | Y | 0.075576 | 51.55% | Electric Utility | GE 7HA.02 2x1 | Frame | 0.014344
TN | Allen | 3393 | ACC2 |  | 2023 | 7037 | 7017.28 | 2873895.37 |  | 5.618 | 0.001 | 1112873.851 | 0.059 | 132.692 | 0.0146 | 18726264.869 | Pipeline Natural Gas |  | Combined cycle |  | Dry Low NOx Burners,Selective Catalytic Reduction |  |  | ARP, CSNOX, CSOSG2, CSSO2G1, NSPS4T | 3393 ACC2 | 2017-09-20 | 3797 |  | Y | 0.092343 | 56.3% | Electric Utility | GE 7HA.02 2x1 | Frame | 0.013905
TN | Allen | 3393 | ACT17 |  | 2023 | 0 | 0 | [9 empty] | Pipeline Natural Gas | Diesel Oil | Combustion turbine |  |  |  |  | CSNOX, CSOSG2, CSSO2G1 | 3393 ACT17 | 1972-09-01 | 760 |  |  |  | 0% | Electric Utility | GE Unknown |  | 0.59725
TN | Allen | 3393 | ACT18 |  | 2023 | 0 | 0 | [9 empty] | Pipeline Natural Gas | Diesel Oil | Combustion turbine |  |  |  |  | CSNOX, CSOSG2, CSSO2G1 | 3393 ACT18 | 1972-09-01 | 760 |  |  |  | 0% | Electric Utility | GE Unknown |  | 0.44491
TN | Allen | 3393 | ACT19 |  | 2023 | 25 | 25 | 487 |  | 1.884 | 0.5008 | 610.3 | 0.0817 | 3.207 | 0.7618 | 7532.8 | Pipeline Natural Gas | Diesel Oil | Combustion turbine |  |  |  |  | CSNOX, CSOSG2, CSSO2G1 | 3393 ACT19 | 1972-09-01 | 760 |  |  | 13.1704 | 0.1131% | Electric Utility | GE Unknown |  | 0.72195
TN | Allen | 3393 | ACT20 |  | 2023 | 22 | 22 | 292 |  | 0.691 | 0.454 | 225.9 | 0.0787 | 0.848 | 0.6237 | 2801.1 | Pipeline Natural Gas | Diesel Oil | Combustion turbine |  |  |  |  | CSNOX, CSOSG2, CSSO2G1 | 3393 ACT20 | 1972-09-01 | 760 |  |  | 5.8082 | 0.04207% | Electric Utility | GE Unknown |  | 0.47929
TN | Bull Run | 3396 | 1 |  | 2023 | 1821 | 1810.72 | 847648.16 |  | 348.141 | 0.0714 | 901593.139 | 0.103 | 446.951 | 0.1132 | 8787436.555 | Coal |  | Tangentially-fired | Wet Limestone | Selective Catalytic Reduction | Electrostatic Precipitator |  | ARP, CSNOX, CSOSG2, CSSO2G1, MATS | 3396 1 | 1967-04-01 | 12604 |  | Y | 1.0546 | 7.959% | Electric Utility |  |  | #N/A
TN | Cumberland | 3399 | 1 |  | 2023 | 5496 | 5484.01 | 4039549.49 |  | 1499.592 | 0.0679 | 4200812.894 | 0.103 | 1573.387 | 0.0797 | 40943617.097 | Coal |  | Cell burner boiler | Wet Limestone | Low NOx Cell Burner,Selective Catalytic Reduction | Electrostatic Precipitator |  | ARP, CSNOX, CSOSG2, CSSO2G1, MATS | 3399 1 | 1972-04-22 | 15208 |  | Y | 0.77899 | 30.73% | Electric Utility |  |  | #N/A
TN | Cumberland | 3399 | 2 |  | 2023 | 7611 | 7600.14 | 5708441.29 |  | 2574.858 | 0.0801 | 6119673.156 | 0.103 | 1903.614 | 0.0655 | 59645996.038 | Coal |  | Cell burner boiler | Wet Limestone | Low NOx Cell Burner,Selective Catalytic Reduction | Electrostatic Precipitator |  | ARP, CSNOX, CSOSG2, CSSO2G1, MATS | 3399 2 | 1973-02-01 | 16100 |  | Y | 0.66695 | 42.29% | Electric Utility |  |  | #N/A
TN | Gallatin | 3403 | 1 |  | 2023 | 6363 | 6358.02 | 892892.32 |  | 305.403 | 0.0658 | 949683.06 | 0.105 | 291.59 | 0.0701 | 9054936.384 | Coal |  | Tangentially-fired | Dry Lime FGD | Low NOx Burner Technology w/ Separated OFA,Selective Catalytic Reduction | Baghouse |  | ARP, CSNOX, CSOSG2, CSSO2G1, MATS | 3403 1 | 1956-10-11 | 4456 |  | Y | 0.65314 | 23.2% | Electric Utility |  |  | #N/A
TN | Gallatin | 3403 | 2 |  | 2023 | 6404 | 6401.62 | 967435.75 |  | 324.243 | 0.0663 | 1008041.596 | 0.105 | 306.13 | 0.0694 | 9611403.683 | Coal |  | Tangentially-fired | Dry Lime FGD | Low NOx Burner Technology w/ Separated OFA,Selective Catalytic Reduction | Baghouse |  | ARP, CSNOX, CSOSG2, CSSO2G1, MATS | 3403 2 | 1957-05-01 | 3717 |  | Y | 0.63287 | 29.52% | Electric Utility |  |  | #N/A
TN | Gallatin | 3403 | 3 |  | 2023 | 7241 | 7235.86 | 1190273.44 |  | 386.873 | 0.0623 | 1305176.436 | 0.105 | 277.57 | 0.0466 | 12444446.596 | Coal |  | Tangentially-fired | Dry Lime FGD | Low NOx Burner Technology w/ Separated OFA,Selective Catalytic Reduction | Baghouse |  | ARP, CSNOX, CSOSG2, CSSO2G1, MATS | 3403 3 | 1959-04-24 | 4712 |  | Y | 0.4664 | 30.15% | Electric Utility |  |  | #N/A
TN | Gallatin | 3403 | 4 |  | 2023 | 7182 | 7180.2 | 1204843.68 |  | 411.164 | 0.0828 | 1295407.913 | 0.105 | 311.677 | 0.0536 | 12351333.541 | Coal |  | Tangentially-fired | Dry Lime FGD | Low NOx Burner Technology w/ Separated OFA,Selective Catalytic Reduction | Baghouse |  | ARP, CSNOX, CSOSG2, CSSO2G1, MATS | 3403 4 | 1959-07-01 | 4433 |  | Y | 0.51737 | 31.81% | Electric Utility |  |  | #N/A
TN | Gallatin | 3403 | GCT1 |  | 2023 | 105 | 105 | 4332 |  | 1.116 | 0.0412 | 3746.1 | 0.0607 | 14.055 | 0.4554 | 61865.7 | Pipeline Natural Gas | Diesel Oil | Combustion turbine |  |  |  |  | CSNOX, CSOSG2, CSSO2G1 | 3403 GCT1 | 1975-01-01 | 1137 |  |  | 6.4889 | 0.6211% | Electric Utility | GE Unknown |  | 0.42352
TN | Gallatin | 3403 | GCT2 |  | 2023 | 148 | 148 | 5779 |  | 0.024 | 0.0007 | 4864.7 | 0.0593 | 17.67 | 0.4209 | 82450.1 | Pipeline Natural Gas | Diesel Oil | Combustion turbine |  |  |  |  | CSNOX, CSOSG2, CSSO2G1 | 3403 GCT2 | 1975-01-01 | 1137 |  |  | 6.1152 | 0.8278% | Electric Utility | GE Unknown |  | 0.4568
TN | Gallatin | 3403 | GCT3 |  | 2023 | 24 | 24 | 933 |  | 2.03 | 0.2295 | 1325.3 | 0.069 | 8.832 | 0.9293 | 19443.1 | Pipeline Natural Gas | Diesel Oil | Combustion turbine |  |  |  |  | CSNOX, CSOSG2, CSSO2G1 | 3403 GCT3 | 1975-01-01 | 1137 |  |  | 18.9325 | 0.1952% | Electric Utility | GE Unknown |  | 0.51203
TN | Gallatin | 3403 | GCT4 |  | 2023 | 0 | 0 | [9 empty] | Pipeline Natural Gas | Diesel Oil | Combustion turbine |  |  |  |  | CSNOX, CSOSG2, CSSO2G1 | 3403 GCT4 | 1975-01-01 | 1137 |  |  |  | 0% | Electric Utility | GE Unknown |  | 0.46557
TN | Gallatin | 3403 | GCT5 |  | 2023 | 112 | 86.65 | 5555.33 |  | 0.054 | 0.0021 | 4141.759 | 0.0596 | 1.326 | 0.0431 | 69172.391 | Pipeline Natural Gas | Diesel Oil | Combustion turbine |  | Dry Low NOx Burners,Water Injection |  |  | ARP, CSNOX, CSOSG2, CSSO2G1 | 3403 GCT5 | 2000-04-21 | 1160 |  |  | 0.47738 | 0.6807% | Electric Utility | GE MS7001EA | Frame | 0.034898
TN | Gallatin | 3403 | GCT6 |  | 2023 | 94 | 68.33 | 4345.54 |  | 0.04 | 0.0021 | 3322.529 | 0.0596 | 1.059 | 0.0498 | 55545.279 | Pipeline Natural Gas | Diesel Oil | Combustion turbine |  | Dry Low NOx Burners,Water Injection |  |  | ARP, CSNOX, CSOSG2, CSSO2G1 | 3403 GCT6 | 2000-05-08 | 1115 |  |  | 0.4874 | 0.5687% | Electric Utility | GE MS7001EA | Frame | 0.034304
TN | Gallatin | 3403 | GCT7 |  | 2023 | 116 | 88.93 | 5832.08 |  | 0.082 | 0.0025 | 4372.339 | 0.0598 | 1.239 | 0.0381 | 72634.66 | Pipeline Natural Gas | Diesel Oil | Combustion turbine |  | Dry Low NOx Burners,Water Injection |  |  | ARP, CSNOX, CSOSG2, CSSO2G1 | 3403 GCT7 | 2000-05-31 | 1225 |  |  | 0.42489 | 0.6769% | Electric Utility | GE MS7001EA | Frame | 0.032951
TN | Gallatin | 3403 | GCT8 |  | 2023 | 421 | 362.1 | 26621.11 |  | 0.281 | 0.0026 | 19242.008 | 0.0598 | 5.459 | 0.0407 | 320950.168 | Pipeline Natural Gas | Diesel Oil | Combustion turbine |  | Dry Low NOx Burners,Water Injection |  |  | ARP, CSNOX, CSOSG2, CSSO2G1 | 3403 GCT8 | 2000-06-23 | 1218 |  |  | 0.41013 | 3.008% | Electric Utility | GE MS7001EA | Frame | 0.030557
TN | John Sevier | 3405 | JCC1 |  | 2023 | 6474 | 6424.51 | 1347032.89 |  | 2.887 | 0.001 | 571733.485 | 0.059 | 45.382 | 0.0111 | 9620371.996 | Pipeline Natural Gas | Diesel Oil | Combined cycle |  | Dry Low NOx Burners,Water Injection,Selective Catalytic Reduction |  |  | ARP, CSNOX, CSOSG2, CSSO2G1 | 3405 JCC1 | 2011-12-17 | 2275.9 |  | Y | 0.067381 | 48.25% | Electric Utility |  |  | 0.01079
TN | John Sevier | 3405 | JCC2 |  | 2023 | 7889 | 7869.61 | 1634777.82 |  | 3.561 | 0.001 | 705159.409 | 0.059 | 61.216 | 0.0113 | 11865405.498 | Pipeline Natural Gas | Diesel Oil | Combined cycle |  | Dry Low NOx Burners,Water Injection,Selective Catalytic Reduction |  |  | ARP, CSNOX, CSOSG2, CSSO2G1 | 3405 JCC2 | 2012-01-16 | 2247.7 |  | Y | 0.074892 | 60.26% | Electric Utility |  |  | 0.010185
TN | John Sevier | 3405 | JCC3 |  | 2023 | 6868 | 6797.54 | 1437775.49 |  | 3.07 | 0.001 | 607887.556 | 0.059 | 52.738 | 0.0124 | 10228620.034 | Pipeline Natural Gas | Diesel Oil | Combined cycle |  | Dry Low NOx Burners,Water Injection,Selective Catalytic Reduction |  |  | ARP, CSNOX, CSOSG2, CSSO2G1 | 3405 JCC3 | 2012-01-28 | 2287 |  | Y | 0.073361 | 51.06% | Electric Utility |  |  | 0.010407
TN | Johnsonville | 3406 | JCT1 |  | 2023 | 42 | 42 | 2061 |  | 0.007 | 0.001 | 1313 | 0.059 | 4.061 | 0.3629 | 22248.5 | Pipeline Natural Gas | Diesel Oil | Combustion turbine |  |  |  |  | CSNOX, CSOSG2, CSSO2G1 | 3406 JCT1 | 1974-10-01 | 790 |  |  | 3.9408 | 0.3215% | Electric Utility | GE Unknown |  | 0.39433
TN | Johnsonville | 3406 | JCT10 |  | 2023 | 36 | 36 | 1225 |  | 1.489 | 0.2126 | 1014.6 | 0.0684 | 3.31 | 0.4517 | 14979.9 | Pipeline Natural Gas | Diesel Oil | Combustion turbine |  |  |  |  | CSNOX, CSOSG2, CSSO2G1 | 3406 JCT10 | 1974-09-01 | 790 |  |  | 5.4041 | 0.2165% | Electric Utility | GE Unknown |  | 0.43667
TN | Johnsonville | 3406 | JCT11 |  | 2023 | 6 | 6 | 273 |  | 0.001 | 0.001 | 175.6 | 0.059 | 0.488 | 0.328 | 2976.9 | Pipeline Natural Gas | Diesel Oil | Combustion turbine |  |  |  |  | CSNOX, CSOSG2, CSSO2G1 | 3406 JCT11 | 1974-12-01 | 790 |  |  | 3.5751 | 0.04302% | Electric Utility | GE Unknown |  | 0.38556
TN | Johnsonville | 3406 | JCT12 |  | 2023 | 27 | 27 | 920 |  | 1.543 | 0.2503 | 692.9 | 0.07 | 2.374 | 0.4587 | 9440 | Pipeline Natural Gas | Diesel Oil | Combustion turbine |  |  |  |  | CSNOX, CSOSG2, CSSO2G1 | 3406 JCT12 | 1974-12-01 | 790 |  |  | 5.1609 | 0.1364% | Electric Utility | GE Unknown |  | 0.39018
TN | Johnsonville | 3406 | JCT13 |  | 2023 | 9 | 9 | 345 |  | 0.001 | 0.0007 | 198.9 | 0.059 | 0.563 | 0.3493 | 3370.9 | Pipeline Natural Gas | Diesel Oil | Combustion turbine |  |  |  |  | CSNOX, CSOSG2, CSSO2G1 | 3406 JCT13 | 1974-12-01 | 790 |  |  | 3.2638 | 0.04871% | Electric Utility | GE Unknown |  | 0.43892
TN | Johnsonville | 3406 | JCT14 |  | 2023 | 22 | 22 | 476 |  | 0.627 | 0.2006 | 478.2 | 0.0678 | 1.506 | 0.4362 | 7174.1 | Pipeline Natural Gas | Diesel Oil | Combustion turbine |  |  |  |  | CSNOX, CSOSG2, CSSO2G1 | 3406 JCT14 | 1974-12-01 | 790 |  |  | 6.3277 | 0.1037% | Electric Utility | GE Unknown |  | 0.41887
TN | Johnsonville | 3406 | JCT15 |  | 2023 | 14 | 14 | 531 |  | 0.002 | 0.0008 | 299.6 | 0.059 | 0.859 | 0.3466 | 5080.1 | Pipeline Natural Gas | Diesel Oil | Combustion turbine |  |  |  |  | CSNOX, CSOSG2, CSSO2G1 | 3406 JCT15 | 1974-12-01 | 790 |  |  | 3.2354 | 0.07341% | Electric Utility | GE Unknown |  | 0.38833
TN | Johnsonville | 3406 | JCT16 |  | 2023 | 18 | 18 | 698 |  | 0.375 | 0.1677 | 416.3 | 0.0662 | 1.289 | 0.4266 | 6497.3 | Pipeline Natural Gas | Diesel Oil | Combustion turbine |  |  |  |  | CSNOX, CSOSG2, CSSO2G1 | 3406 JCT16 | 1974-12-01 | 790 |  |  | 3.6934 | 0.09389% | Electric Utility | GE Unknown |  | 0.38977
TN | Johnsonville | 3406 | JCT17 |  | 2023 | 1036 | 952.16 | 67088.77 |  | 0.252 | 0.001 | 48339.353 | 0.059 | 13.919 | 0.036 | 813268.766 | Pipeline Natural Gas | Diesel Oil | Combustion turbine |  | Dry Low NOx Burners,Water Injection |  |  | ARP, CSNOX, CSOSG2, CSSO2G1 | 3406 JCT17 | 2000-05-23 | 1209 |  |  | 0.41494 | 7.679% | Electric Utility | GE 7E.03 | Frame | 0.034176
TN | Johnsonville | 3406 | JCT18 |  | 2023 | 1048 | 959.68 | 64243.36 |  | 0.238 | 0.0014 | 34894.626 | 0.0593 | 9.831 | 0.0371 | 586183.596 | Pipeline Natural Gas | Diesel Oil | Combustion turbine |  | Dry Low NOx Burners,Water Injection |  |  | ARP, CSNOX, CSOSG2, CSSO2G1 | 3406 JCT18 | 2000-05-12 | 1209 |  |  | 0.30605 | 5.535% | Electric Utility | GE 7E.03 | Frame | 0.031209
TN | Johnsonville | 3406 | JCT19 |  | 2023 | 1012 | 928.36 | 65107.32 |  | 0.435 | 0.0015 | 48616.381 | 0.0592 | 13.75 | 0.0363 | 815125.122 | Pipeline Natural Gas | Diesel Oil | Combustion turbine |  | Dry Low NOx Burners,Water Injection |  |  | ARP, CSNOX, CSOSG2, CSSO2G1 | 3406 JCT19 | 2000-05-29 | 1209 |  |  | 0.42238 | 7.697% | Electric Utility | GE 7E.03 | Frame | 0.035014
TN | Johnsonville | 3406 | JCT2 |  | 2023 | 64 | 64 | 2852 |  | 1.272 | 0.091 | 1938.3 | 0.0629 | 5.967 | 0.3917 | 30968.7 | Pipeline Natural Gas | Diesel Oil | Combustion turbine |  |  |  |  | CSNOX, CSOSG2, CSSO2G1 | 3406 JCT2 | 1974-10-01 | 790 |  |  | 4.1844 | 0.4475% | Electric Utility | GE Unknown |  | 0.38612
TN | Johnsonville | 3406 | JCT20 |  | 2023 | 7606 | 7583.61 | 789326.04 |  | 1.873 | 0.0012 | 345207.491 | 0.0591 | 17.396 | 0.0065 | 5806768.558 | Pipeline Natural Gas | Diesel Oil | Combustion turbine |  | Selective Catalytic Reduction |  |  | ARP, CSNOX, CSOSG2, CSSO2G1 | 3406 JCT20 | 2000-05-30 | 1611 |  | Y | 0.044078 | 41.15% | Electric Utility | GE 7E.03 | Frame | 0.0084596
TN | Johnsonville | 3406 | JCT3 |  | 2023 | 60 | 60 | 2837 |  | 1.008 | 0.0856 | 1943.3 | 0.0627 | 6.142 | 0.3984 | 31443.6 | Pipeline Natural Gas | Diesel Oil | Combustion turbine |  |  |  |  | CSNOX, CSOSG2, CSSO2G1 | 3406 JCT3 | 1974-10-01 | 790 |  |  | 4.3299 | 0.4544% | Electric Utility | GE Unknown |  | 0.3911
TN | Johnsonville | 3406 | JCT4 |  | 2023 | 74 | 74 | 2969 |  | 1.058 | 0.0979 | 1598.3 | 0.0633 | 4.953 | 0.3976 | 25516.3 | Pipeline Natural Gas | Diesel Oil | Combustion turbine |  |  |  |  | CSNOX, CSOSG2, CSSO2G1 | 3406 JCT4 | 1974-08-01 | 790 |  |  | 3.3365 | 0.3687% | Electric Utility | GE Unknown |  | 0.38847
TN | Johnsonville | 3406 | JCT5 |  | 2023 | 65 | 65 | 2898 |  | 1.582 | 0.1119 | 2030.7 | 0.0639 | 6.365 | 0.4041 | 32075.7 | Pipeline Natural Gas | Diesel Oil | Combustion turbine |  |  |  |  | CSNOX, CSOSG2, CSSO2G1 | 3406 JCT5 | 1974-10-01 | 790 |  |  | 4.3927 | 0.4635% | Electric Utility | GE Unknown |  | 0.40413
TN | Johnsonville | 3406 | JCT6 |  | 2023 | 49 | 49 | 1588 |  | 1.052 | 0.134 | 1225.3 | 0.0648 | 3.985 | 0.4222 | 19212.2 | Pipeline Natural Gas | Diesel Oil | Combustion turbine |  |  |  |  | CSNOX, CSOSG2, CSSO2G1 | 3406 JCT6 | 1974-09-01 | 790 |  |  | 5.0189 | 0.2776% | Electric Utility | GE Unknown |  | 0.41478
TN | Johnsonville | 3406 | JCT7 |  | 2023 | 29 | 29 | 1087 |  | 0.946 | 0.1303 | 761.7 | 0.0647 | 2.473 | 0.4207 | 11497.7 | Pipeline Natural Gas | Diesel Oil | Combustion turbine |  |  |  |  | CSNOX, CSOSG2, CSSO2G1 | 3406 JCT7 | 1974-09-01 | 790 |  |  | 4.5501 | 0.1661% | Electric Utility | GE Unknown |  | 0.39127
TN | Johnsonville | 3406 | JCT8 |  | 2023 | 57 | 57 | 1993 |  | 1.614 | 0.1478 | 1612.7 | 0.0655 | 5.246 | 0.4276 | 24942.2 | Pipeline Natural Gas | Diesel Oil | Combustion turbine |  |  |  |  | CSNOX, CSOSG2, CSSO2G1 | 3406 JCT8 | 1974-08-01 | 790 |  |  | 5.2644 | 0.3604% | Electric Utility | GE Unknown |  | 0.39932
TN | Johnsonville | 3406 | JCT9 |  | 2023 | 23 | 23 | 725 |  | 0.002 | 0.0009 | 367.9 | 0.059 | 1.079 | 0.3548 | 6233.1 | Pipeline Natural Gas | Diesel Oil | Combustion turbine |  |  |  |  | CSNOX, CSOSG2, CSSO2G1 | 3406 JCT9 | 1974-09-01 | 790 |  |  | 2.9766 | 0.09007% | Electric Utility | GE Unknown |  | 0.41989
TN | Kingston | 3407 | 1 | CSN19, CSS19 | 2023 | 3201 | 3188.91 | 227341.66 |  | 167.503 | 0.1304 | 261453.923 | 0.104 | 123.954 | 0.0983 | 2517511.179 | Coal |  | Tangentially-fired | Wet Lime FGD | Selective Catalytic Reduction | Electrostatic Precipitator |  | ARP, CSNOX, CSOSG2, CSSO2G1, MATS | 3407 1 | 1954-01-30 | 2139 |  | Y | 1.0905 | 13.44% | Electric Utility |  |  | #N/A
TN | Kingston | 3407 | 2 | CSN19, CSS19 | 2023 | 5141 | 5136.39 | 399627.75 |  | 252.525 | 0.1174 | 452158.431 | 0.104 | 202.827 | 0.0947 | 4353777.629 | Coal |  | Tangentially-fired | Wet Lime FGD | Selective Catalytic Reduction | Electrostatic Precipitator |  | ARP, CSNOX, CSOSG2, CSSO2G1, MATS | 3407 2 | 1954-04-25 | 2185 |  | Y | 1.0151 | 22.75% | Electric Utility |  |  | #N/A
TN | Kingston | 3407 | 3 | CSN19, CSS19 | 2023 | 5725 | 5717.61 | 435929.35 |  | 298.291 | 0.1268 | 494175.079 | 0.104 | 216.13 | 0.0913 | 4758363.364 | Coal |  | Tangentially-fired | Wet Lime FGD | Selective Catalytic Reduction | Electrostatic Precipitator |  | ARP, CSNOX, CSOSG2, CSSO2G1, MATS | 3407 3 | 1954-06-05 | 2180 |  | Y | 0.99158 | 24.92% | Electric Utility |  |  | #N/A
TN | Kingston | 3407 | 4 | CSN19, CSS19 | 2023 | 6188 | 6181.15 | 455886.32 |  | 309.632 | 0.1222 | 519377.669 | 0.104 | 211.134 | 0.0849 | 5001040.544 | Coal |  | Tangentially-fired | Wet Lime FGD | Selective Catalytic Reduction | Electrostatic Precipitator |  | ARP, CSNOX, CSOSG2, CSSO2G1, MATS | 3407 4 | 1954-07-23 | 2176 |  | Y | 0.92626 | 26.24% | Electric Utility |  |  | #N/A
TN | Kingston | 3407 | 5 | CSN19, CSS19 | 2023 | 5086 | 5074.69 | 477268.84 |  | 324.196 | 0.1224 | 543699.198 | 0.104 | 228.889 | 0.0881 | 5235224.13 | Coal |  | Tangentially-fired | Wet Lime FGD | Low NOx Burner Technology w/ Separated OFA,Selective Catalytic Reduction | Electrostatic Precipitator |  | ARP, CSNOX, CSOSG2, CSSO2G1, MATS | 3407 5 | 1954-11-26 | 2932 |  | Y | 0.95916 | 20.38% | Electric Utility |  |  | #N/A
TN | Kingston | 3407 | 6 | CSN19, CSS19 | 2023 | 2710 | 2700.93 | 254631.06 |  | 201.085 | 0.1394 | 291531.599 | 0.104 | 108.464 | 0.0787 | 2807130.397 | Coal |  | Tangentially-fired | Wet Lime FGD | Low NOx Burner Technology w/ Separated OFA,Selective Catalytic Reduction | Electrostatic Precipitator |  | ARP, CSNOX, CSOSG2, CSSO2G1, MATS | 3407 6 | 1955-02-03 | 2932 |  | Y | 0.85193 | 10.93% | Electric Utility |  |  | #N/A
TN | Kingston | 3407 | 7 | CSN19, CSS19 | 2023 | 1182 | 1173.31 | 94902.66 |  | 68.673 | 0.1262 | 110574.086 | 0.104 | 44.161 | 0.087 | 1064706.309 | Coal |  | Tangentially-fired | Wet Lime FGD | Low NOx Burner Technology w/ Separated OFA,Selective Catalytic Reduction | Electrostatic Precipitator |  | ARP, CSNOX, CSOSG2, CSSO2G1, MATS | 3407 7 | 1955-04-19 | 3576 |  | Y | 0.93066 | 3.399% | Electric Utility |  |  | #N/A
TN | Kingston | 3407 | 8 | CSN19, CSS19 | 2023 | 3055 | 3049.13 | 273756.65 |  | 192.239 | 0.1237 | 317434.767 | 0.104 | 126.259 | 0.0839 | 3056553.048 | Coal |  | Tangentially-fired | Wet Lime FGD | Low NOx Burner Technology w/ Separated OFA,Selective Catalytic Reduction | Electrostatic Precipitator |  | ARP, CSNOX, CSOSG2, CSSO2G1, MATS | 3407 8 | 1955-07-09 | 3005 |  | Y | 0.92242 | 11.61% | Electric Utility |  |  | #N/A
TN | Kingston | 3407 | 9 | CSN19, CSS19 | 2023 | 1858 | 1845.04 | 181971.98 |  | 128.273 | 0.1232 | 209104.317 | 0.104 | 82.218 | 0.0833 | 2013442.875 | Coal |  | Tangentially-fired | Wet Lime FGD | Selective Catalytic Reduction | Electrostatic Precipitator |  | ARP, CSNOX, CSOSG2, CSSO2G1, MATS | 3407 9 | 1955-11-25 | 2959 |  | Y | 0.90363 | 7.768% | Electric Utility |  |  | #N/A
CA | Long Beach Generating Station | 341 | 1 |  | 2023 | 70 | 53.95 | 0 |  | 0.011 | 0.001 | 2238.077 | 0.0591 | 1.672 | 0.1411 | 37656.274 | Pipeline Natural Gas |  | Combustion turbine |  | Water Injection,Selective Catalytic Reduction |  |  | ARP | 341 1 | 2007-08-01 | 1125 |  | Y |  | 0.3821% | Electric Utility | GE Unknown |  | 0.034614
CA | Long Beach Generating Station | 341 | 2 |  | 2023 | 81 | 63.25 | 2621.89 |  | 0.013 | 0.001 | 2555.993 | 0.0601 | 0.624 | 0.0918 | 43006.937 | Pipeline Natural Gas |  | Combustion turbine |  | Water Injection,Selective Catalytic Reduction |  |  | ARP | 341 2 | 2007-08-01 | 1100 |  | Y | 0.47599 | 0.4463% | Electric Utility | GE Unknown |  | 0.027811
CA | Long Beach Generating Station | 341 | 3 |  | 2023 | 80 | 61.61 | 2687.54 |  | 0.014 | 0.001 | 2784.793 | 0.0591 | 0.608 | 0.0787 | 46860.188 | Pipeline Natural Gas |  | Combustion turbine |  | Water Injection,Selective Catalytic Reduction |  |  | ARP | 341 3 | 2007-08-01 | 1136 |  | Y | 0.45246 | 0.4709% | Electric Utility | GE Unknown |  | 0.027531
CA | Long Beach Generating Station | 341 | 4 |  | 2023 | 72 | 57.44 | 2492.73 |  | 0.014 | 0.001 | 2680.067 | 0.0591 | 0.619 | 0.0654 | 45093.824 | Pipeline Natural Gas |  | Combustion turbine |  | Water Injection,Selective Catalytic Reduction |  |  | ARP | 341 4 | 2007-08-01 | 1100 |  | Y | 0.49664 | 0.468% | Electric Utility | GE Unknown |  | 0.028637
TX | Laredo | 3439 | 4 |  | 2023 | 491 | 351.5 | 25349.41 |  | 0.072 | 0.001 | 14289.265 | 0.0592 | 1.408 | 0.0206 | 240439.724 | Pipeline Natural Gas |  | Combustion turbine |  | Water Injection,Selective Catalytic Reduction |  |  | ARP, CSOSG2 | 3439 4 | 2008-06-26 | 1058.1 |  | Y | 0.11109 | 2.594% | Electric Utility | GE LMS100PA-SAC (Water) | Aeroderivative | 0.0108
TX | Laredo | 3439 | 5 |  | 2023 | 348 | 252.69 | 16920.99 |  | 0.049 | 0.001 | 9792.324 | 0.0592 | 0.882 | 0.0162 | 164773.749 | Pipeline Natural Gas |  | Combustion turbine |  | Water Injection,Selective Catalytic Reduction |  |  | ARP, CSOSG2 | 3439 5 | 2008-07-25 | 949.1 |  | Y | 0.10425 | 1.982% | Electric Utility | GE LMS100PA-SAC (Water) | Aeroderivative | 0.010562
TX | Nueces Bay | 3441 | 8 |  | 2023 | 2896 | 2731.7 | 526559.78 |  | 1.161 | 0.001 | 230044.038 | 0.0591 | 36.725 | 0.0338 | 3870943.87 | Pipeline Natural Gas |  | Combined cycle |  | Selective Catalytic Reduction |  |  | ARP, CSOSG2 | 3441 8 | 2009-11-18 | 2610.4 |  | Y | 0.13949 | 16.93% | Electric Utility |  |  | 0.017548
TX | Nueces Bay | 3441 | 9 |  | 2023 | 3225 | 3044.25 | 591357.08 |  | 1.323 | 0.001 | 262046.829 | 0.0591 | 36.806 | 0.0282 | 4409414.978 | Pipeline Natural Gas |  | Combined cycle |  | Selective Catalytic Reduction |  |  | ARP, CSOSG2 | 3441 9 | 2009-11-21 | 2638.9 |  | Y | 0.12448 | 19.07% | Electric Utility |  |  | 0.016234
TX | Victoria Power Station | 3443 | 9 |  | 2023 | 4491 | 4481.11 | 987193.16 |  | 2.298 | 0.001 | 455106.736 | 0.059 | 60.463 | 0.0177 | 7658066.885 | Pipeline Natural Gas |  | Combined cycle |  | Dry Low NOx Burners,Selective Catalytic Reduction |  |  | ARP, CSOSG2 | 3443 9 | 2008-11-20 | 2444 |  | Y | 0.12249 | 35.77% | Electric Utility |  |  | 0.018095
TX | Lake Hubbard | 3452 | 1 |  | 2023 | 1038 | 972.19 | 119376.75 |  | 1.79 | 0.0026 | 91190.361 | 0.0613 | 103.244 | 0.1059 | 1465920.485 | Pipeline Natural Gas | Diesel Oil | Dry bottom wall-fired boiler |  | Combustion Modification/Fuel Reburning |  |  | ARP, CSOSG2 | 3452 1 | 1970-06-18 | 4620 |  |  | 1.7297 | 3.622% | Electric Utility |  |  | #N/A
TX | Lake Hubbard | 3452 | 2 |  | 2023 | 3266 | 3177.67 | 817274.94 |  | 2.694 | 0.001 | 530109.329 | 0.0597 | 117.305 | 0.0326 | 8838556.398 | Pipeline Natural Gas | Diesel Oil | Dry bottom wall-fired boiler |  | Selective Catalytic Reduction,Low NOx Burner Technology w/ Overfire Air |  |  | ARP, CSOSG2 | 3452 2 | 1973-11-20 | 5598 |  | Y | 0.28706 | 18.02% | Electric Utility |  |  | #N/A
TX | Mountain Creek Generating Station | 3453 | 6 |  | 2023 | 2122 | 2102.36 | 107166.04 |  | 0.394 | 0.001 | 77964.017 | 0.0592 | 80.25 | 0.0844 | 1311845.799 | Pipeline Natural Gas |  | Dry bottom wall-fired boiler |  | Low NOx Burner Technology (Dry Bottom only),Combustion Modification/Fuel Reburning |  |  | ARP, CSOSG2 | 3453 6 | 1956-02-22 | 1674 |  |  | 1.4977 | 8.946% | Electric Utility |  |  | #N/A
TX | Mountain Creek Generating Station | 3453 | 7 |  | 2023 | 3103 | 3076.01 | 143328.12 |  | 0.515 | 0.001 | 101930.787 | 0.0592 | 186.538 | 0.1591 | 1715149.09 | Pipeline Natural Gas |  | Dry bottom wall-fired boiler |  | Low NOx Burner Technology (Dry Bottom only),Combustion Modification/Fuel Reburning |  |  | ARP, CSOSG2 | 3453 7 | 1958-03-07 | 1674 |  |  | 2.603 | 11.7% | Electric Utility |  |  | #N/A
TX | Mountain Creek Generating Station | 3453 | 8 |  | 2023 | 1517 | 1490.33 | 382352.97 |  | 1.265 | 0.001 | 250623.084 | 0.059 | 48.571 | 0.022 | 4217207.298 | Pipeline Natural Gas |  | Tangentially-fired |  | Selective Catalytic Reduction |  |  | ARP, CSOSG2 | 3453 8 | 1967-07-11 | 6204 |  | Y | 0.25406 | 7.76% | Electric Utility |  |  | #N/A
TX | Newman Power Station | 3456 | **4 |  | 2023 | 7507 | 7481.44 | 647573.79 |  | 1.848 | 0.001 | 366095.188 | 0.059 | 481.987 | 0.1598 | 6160274.404 | Pipeline Natural Gas |  | Combined cycle |  | Water Injection |  |  | ARP, CSOSG2, TXSO2 | 3456 **4 | 1975-01-01 | 1022 |  |  | 1.4886 | 68.81% | Electric Utility | Siemens 501B6/Siemens Unknown |  | 0.16512
TX | Newman Power Station | 3456 | **5 |  | 2023 | 7275 | 7260.21 | 620415.29 |  | 1.788 | 0.001 | 354121.848 | 0.059 | 448.935 | 0.1542 | 5958779.014 | Pipeline Natural Gas |  | Combined cycle |  | Water Injection |  |  | ARP, CSOSG2, TXSO2 | 3456 **5 | 1975-01-01 | 1022 |  |  | 1.4472 | 66.56% | Electric Utility | GE MS7001EA |  | 0.16045
TX | Newman Power Station | 3456 | 1 |  | 2023 | 6060 | 6047.41 | 276828.05 |  | 0.97 | 0.001 | 192095.413 | 0.0591 | 337.945 | 0.201 | 3232388.282 | Pipeline Natural Gas | Diesel Oil | Dry bottom wall-fired boiler |  |  |  |  | ARP, CSOSG2 | 3456 1 | 1960-04-01 | 858 |  |  | 2.4416 | 43.01% | Electric Utility |  |  | #N/A
TX | Newman Power Station | 3456 | 2 |  | 2023 | 5484 | 5468.58 | 264365.34 |  | 0.946 | 0.001 | 187376.974 | 0.0591 | 287.441 | 0.1705 | 3152964.233 | Pipeline Natural Gas | Diesel Oil | Dry bottom wall-fired boiler |  |  |  |  | ARP, CSOSG2, TXSO2 | 3456 2 | 1963-04-01 | 858 |  |  | 2.1746 | 41.95% | Electric Utility |  |  | #N/A
TX | Newman Power Station | 3456 | 3 |  | 2023 | 2295 | 2285.02 | 105241.17 |  | 0.347 | 0.001 | 68817.136 | 0.0591 | 99.925 | 0.1722 | 1158035.84 | Pipeline Natural Gas | Diesel Oil | Dry bottom wall-fired boiler |  |  |  |  | ARP, CSOSG2, TXSO2 | 3456 3 | 1966-01-01 | 1030 |  |  | 1.899 | 12.83% | Electric Utility |  |  | #N/A
TX | Newman Power Station | 3456 | GT-6A |  | 2023 | 6939 | 6932.49 | 686717.84 |  | 1.652 | 0.001 | 327267.345 | 0.059 | 25.2 | 0.0093 | 5506874.306 | Pipeline Natural Gas |  | Combined cycle |  | Dry Low NOx Burners |  |  | ARP, CSOSG2 | 3456 GT-6A | 2009-05-07 | 1120 |  |  | 0.073393 | 56.13% | Electric Utility |  |  | 0.027472
TX | Newman Power Station | 3456 | GT-6B |  | 2023 | 6956 | 6949.18 | 680463.15 |  | 1.653 | 0.001 | 327362.618 | 0.059 | 25.076 | 0.0092 | 5508530.586 | Pipeline Natural Gas |  | Combined cycle |  | Dry Low NOx Burners |  |  | ARP, CSOSG2 | 3456 GT-6B | 2009-05-16 | 1120 |  |  | 0.073703 | 56.15% | Electric Utility |  |  | 0.026983
TX | Lewis Creek | 3457 | 1 |  | 2023 | 4900 | 4896.31 | 861725.06 |  | 2.576 | 0.001 | 510224.701 | 0.059 | 111.504 | 0.0261 | 8585512.611 | Pipeline Natural Gas |  | Dry bottom wall-fired boiler |  | Selective Catalytic Reduction |  |  | ARP, CSOSG2 | 3457 1 | 1970-12-14 | 2730 |  | Y | 0.25879 | 35.9% | Electric Utility |  |  | #N/A
TX | Lewis Creek | 3457 | 2 |  | 2023 | 5727 | 5718.48 | 971196.67 |  | 3.002 | 0.001 | 594681.58 | 0.059 | 135.98 | 0.0264 | 10006613.327 | Pipeline Natural Gas |  | Dry bottom wall-fired boiler |  | Selective Catalytic Reduction |  |  | ARP, CSOSG2 | 3457 2 | 1971-05-11 | 3050 |  | Y | 0.28003 | 37.45% | Electric Utility |  |  | #N/A
TX | Sabine | 3459 | 1 |  | 2023 | 4091 | 4066.03 | 474703.64 |  | 1.448 | 0.001 | 286827.37 | 0.0591 | 342.393 | 0.1364 | 4826143.047 | Pipeline Natural Gas |  | Tangentially-fired |  |  |  |  | ARP, CSOSG2 | 3459 1 | 1962-01-01 | 2300 |  |  | 1.4426 | 23.95% | Electric Utility |  |  | #N/A
TX | Sabine | 3459 | 3 |  | 2023 | 4328 | 4310.41 | 815786.2 |  | 2.53 | 0.001 | 501079.331 | 0.059 | 328.388 | 0.0794 | 8431590.685 | Pipeline Natural Gas |  | Tangentially-fired |  | Low NOx Burner Technology w/ Separated OFA |  |  | ARP, CSOSG2 | 3459 3 | 1966-12-01 | 4750 |  |  | 0.80508 | 20.26% | Electric Utility |  |  | #N/A
TX | Sabine | 3459 | 4 |  | 2023 | 5979 | 5972.76 | 1937971.07 |  | 5.784 | 0.001 | 1145726.237 | 0.059 | 1732.79 | 0.1611 | 19279027.41 | Pipeline Natural Gas |  | Dry bottom wall-fired boiler |  | Combustion Modification/Fuel Reburning |  |  | ARP, CSOSG2 | 3459 4 | 1974-08-01 | 6500 |  |  | 1.7883 | 33.86% | Electric Utility |  |  | #N/A
TX | Sabine | 3459 | 5 |  | 2023 | 2731 | 2719.48 | 680224.73 |  | 2.123 | 0.001 | 420542.894 | 0.0591 | 334.086 | 0.0797 | 7076368.962 | Pipeline Natural Gas |  | Tangentially-fired |  | Low NOx Burner Technology w/ Closed-coupled OFA |  |  | ARP, CSOSG2 | 3459 5 | 1979-12-21 | 5400 |  |  | 0.98228 | 14.96% | Electric Utility |  |  | #N/A
TX | Cedar Bayou | 3460 | CBY1 |  | 2023 | 4074 | 4063.8 | 1642668.44 |  | 5.076 | 0.001 | 1005433.273 | 0.059 | 625.136 | 0.0597 | 16918375.783 | Pipeline Natural Gas |  | Dry bottom wall-fired boiler |  | Selective Catalytic Reduction |  |  | ARP, CSOSG2 | 3460 CBY1 | 1970-12-11 | 8187 |  | Y | 0.76112 | 23.59% | Electric Utility |  |  | #N/A
TX | Cedar Bayou | 3460 | CBY2 |  | 2023 | 4159 | 4147.74 | 1432772.9 |  | 4.372 | 0.001 | 866125.772 | 0.059 | 482.611 | 0.0555 | 14574260.942 | Pipeline Natural Gas |  | Dry bottom wall-fired boiler |  | Selective Catalytic Reduction |  |  | ARP, CSOSG2 | 3460 CBY2 | 1972-03-15 | 8179 |  | Y | 0.67367 | 20.34% | Electric Utility |  |  | #N/A
TX | W A Parish | 3470 | WAP1 |  | 2023 | 1811 | 1763.7 | 155809.12 |  | 0.541 | 0.001 | 107178.297 | 0.0591 | 208.168 | 0.1995 | 1803483.843 | Pipeline Natural Gas |  | Dry bottom wall-fired boiler |  | Overfire Air |  |  | ARP, CSOSG2 | 3470 WAP1 | 1958-06-01 | 2047 |  |  | 2.6721 | 10.06% | Electric Utility |  |  | #N/A
TX | W A Parish | 3470 | WAP2 |  | 2023 | 2696 | 2628.39 | 186850.63 |  | 0.679 | 0.001 | 134490.626 | 0.0591 | 146.034 | 0.1103 | 2263084.487 | Pipeline Natural Gas |  | Dry bottom wall-fired boiler |  | Overfire Air |  |  | ARP, CSOSG2 | 3470 WAP2 | 1958-12-20 | 1968 |  |  | 1.5631 | 13.13% | Electric Utility |  |  | #N/A
TX | W A Parish | 3470 | WAP3 |  | 2023 | 3001 | 2953.92 | 385961.1 |  | 1.23 | 0.001 | 243708.947 | 0.059 | 544.412 | 0.2037 | 4100916.666 | Pipeline Natural Gas |  | Dry bottom wall-fired boiler |  | Overfire Air |  |  | ARP, CSOSG2 | 3470 WAP3 | 1961-03-15 | 3003 |  |  | 2.8211 | 15.59% | Electric Utility |  |  | #N/A
TX | W A Parish | 3470 | WAP4 |  | 2023 | 2233 | 2178.19 | 591688.52 |  | 1.956 | 0.001 | 387454.621 | 0.059 | 513.774 | 0.1291 | 6519643.095 | Pipeline Natural Gas |  | Tangentially-fired |  | Overfire Air |  |  | ARP, CSOSG2, TXSO2 | 3470 WAP4 | 1968-06-01 | 5950 |  |  | 1.7366 | 12.51% | Electric Utility |  |  | #N/A
TX | W A Parish | 3470 | WAP5 |  | 2023 | 7633 | 7624.76 | 3127356.58 |  | 9518.587 | 0.6195 | 3132104.755 | 0.1037 | 994.955 | 0.0622 | 30216025.713 | Coal | Pipeline Natural Gas | Dry bottom wall-fired boiler |  | Selective Catalytic Reduction | Baghouse | Halogenated PAC Sorbent Injection | ARP, CSOSG2, MATS, TXSO2 | 3470 WAP5 | 1977-12-27 | 8545 |  | Y | 0.63629 | 40.37% | Electric Utility |  |  | #N/A
TX | W A Parish | 3470 | WAP6 |  | 2023 | 7453 | 7443.13 | 2886659.74 |  | 10025.995 | 0.6355 | 3193890.307 | 0.1028 | 1145.72 | 0.0687 | 31041414.958 | Coal | Pipeline Natural Gas | Dry bottom wall-fired boiler |  | Selective Catalytic Reduction | Baghouse | Halogenated PAC Sorbent Injection | ARP, CSOSG2, MATS, TXSO2 | 3470 WAP6 | 1978-12-27 | 10860 |  | Y | 0.7938 | 32.63% | Electric Utility |  |  | #N/A
TX | W A Parish | 3470 | WAP7 |  | 2023 | 7694 | 7678.99 | 3021391.32 |  | 8406.217 | 0.6163 | 2788147.79 | 0.1039 | 985.308 | 0.0728 | 26688633.149 | Coal | Pipeline Natural Gas | Tangentially-fired |  | Selective Catalytic Reduction | Baghouse | Halogenated PAC Sorbent Injection | ARP, CSOSG2, MATS, TXSO2 | 3470 WAP7 | 1980-06-02 | 8351 |  | Y | 0.65222 | 36.48% | Electric Utility |  |  | #N/A
TX | W A Parish | 3470 | WAP8 | MS1, MS2 | 2023 | 3091 | 3082.44 | 1252742.36 |  | 542.614 | 0.0813 | 929643.529 | 0.0724 | 457.156 | 0.0701 | 12975504.726 | Coal | Pipeline Natural Gas | Tangentially-fired | Sodium Based,Wet Lime FGD | Low NOx Burner Technology w/ Closed-coupled/Separated OFA,Selective Catalytic Reduction,Ammonia Injection | Baghouse | Halogenated PAC Sorbent Injection | ARP, CSOSG2, MATS | 3470 WAP8 | 1982-12-01 | 9650 |  | Y | 0.72985 | 15.35% | Electric Utility |  |  | #N/A
TX | Knox Lee Power Plant | 3476 | 5 |  | 2023 | 3918 | 3892.67 | 501603.96 |  | 1.522 | 0.001 | 301381.902 | 0.059 | 374.358 | 0.1253 | 5071367.391 | Pipeline Natural Gas |  | Tangentially-fired |  |  |  |  | ARP, CSOSG2 | 3476 5 | 1974-04-25 | 3368 |  |  | 1.4926 | 17.19% | Electric Utility |  |  | #N/A
TX | Wilkes Power Plant | 3478 | 1 |  | 2023 | 2978 | 2945.03 | 141910.94 |  | 0.516 | 0.001 | 102266.836 | 0.0591 | 119.669 | 0.1263 | 1720805.02 | Pipeline Natural Gas | Other Oil | Tangentially-fired |  | Combustion Modification/Fuel Reburning |  |  | ARP, CSOSG2, TXSO2 | 3478 1 | 1964-03-01 | 1562 |  |  | 1.6865 | 12.58% | Electric Utility |  |  | #N/A
TX | Wilkes Power Plant | 3478 | 2 |  | 2023 | 3840 | 3822.71 | 448012.98 |  | 1.417 | 0.001 | 280660.765 | 0.0592 | 399.783 | 0.1344 | 4722671.31 | Pipeline Natural Gas |  | Dry bottom wall-fired boiler |  | Low NOx Burner Technology (Dry Bottom only) |  |  | ARP, CSOSG2, TXSO2 | 3478 2 | 1970-03-01 | 3052 |  |  | 1.7847 | 17.66% | Electric Utility |  |  | #N/A
TX | Wilkes Power Plant | 3478 | 3 |  | 2023 | 4756 | 4736.15 | 601496.47 |  | 1.77 | 0.001 | 350527.106 | 0.0591 | 411.083 | 0.1067 | 5898240.251 | Pipeline Natural Gas |  | Dry bottom wall-fired boiler |  | Low NOx Burner Technology (Dry Bottom only) |  |  | ARP, CSOSG2, TXSO2 | 3478 3 | 1971-09-01 | 3052 |  |  | 1.3669 | 22.06% | Electric Utility |  |  | #N/A
TX | Jones Station | 3482 | 151B |  | 2023 | 6436 | 6391.43 | 814209.57 |  | 2.452 | 0.001 | 484926.369 | 0.059 | 455.756 | 0.0998 | 8157508.682 | Pipeline Natural Gas | Diesel Oil | Tangentially-fired |  | Overfire Air |  |  | ARP, CSOSG2 | 3482 151B | 1971-07-01 | 3053 |  |  | 1.1195 | 30.5% | Electric Utility |  |  | #N/A
TX | Jones Station | 3482 | 152B |  | 2023 | 5227 | 5183.71 | 606436.48 |  | 1.884 | 0.001 | 373029.536 | 0.059 | 308.285 | 0.0962 | 6275633.032 | Pipeline Natural Gas | Diesel Oil, Other Oil | Tangentially-fired |  | Low NOx Burner Technology w/ Separated OFA |  |  | ARP, CSOSG2 | 3482 152B | 1974-06-01 | 3377 |  |  | 1.0167 | 21.21% | Electric Utility |  |  | #N/A
TX | Jones Station | 3482 | 153T |  | 2023 | 2184 | 2005.37 | 261162.68 |  | 0.859 | 0.001 | 170098.874 | 0.059 | 44.116 | 0.036 | 2862258.726 | Pipeline Natural Gas |  | Combustion turbine |  | Dry Low NOx Burners |  |  | ARP, CSOSG2 | 3482 153T | 2011-06-18 | 2099 |  |  | 0.33784 | 15.57% | Electric Utility |  |  | 0.029486
TX | Jones Station | 3482 | 154T |  | 2023 | 1972 | 1789.92 | 242802.31 |  | 0.79 | 0.001 | 156396.296 | 0.059 | 41.073 | 0.037 | 2631684.083 | Pipeline Natural Gas |  | Combustion turbine |  | Dry Low NOx Burners |  |  | ARP, CSOSG2 | 3482 154T | 2013-04-10 | 2099 |  |  | 0.33832 | 14.31% | Electric Utility | Siemens SGT6-5000F | Frame | 0.029676
TX | Nichols Station | 3484 | 141B |  | 2023 | 6755 | 6718.77 | 337332.49 |  | 0.984 | 0.001 | 194763.617 | 0.0592 | 162.682 | 0.0937 | 3277292.303 | Pipeline Natural Gas |  | Tangentially-fired |  | Overfire Air |  |  | ARP, CSOSG2 | 3484 141B | 1960-07-01 | 1122 |  |  | 0.96452 | 33.34% | Electric Utility |  |  | #N/A
TX | Nichols Station | 3484 | 142B |  | 2023 | 7141 | 7100.11 | 338661.2 |  | 1.126 | 0.001 | 220656.447 | 0.0592 | 218.946 | 0.0965 | 3712983.796 | Pipeline Natural Gas |  | Tangentially-fired |  | Overfire Air |  |  | ARP, CSOSG2 | 3484 142B | 1962-07-01 | 1166 |  |  | 1.293 | 36.35% | Electric Utility |  |  | #N/A
TX | Nichols Station | 3484 | 143B |  | 2023 | 6977 | 6918.54 | 631463.94 |  | 2.021 | 0.001 | 400237.646 | 0.0592 | 402.619 | 0.1102 | 6734684.341 | Pipeline Natural Gas |  | Tangentially-fired |  | Overfire Air |  |  | ARP, CSOSG2 | 3484 143B | 1968-08-02 | 2982 |  |  | 1.2752 | 25.78% | Electric Utility |  |  | #N/A
TX | Plant X | 3485 | 111B |  | 2023 | 0 | 0 | [9 empty] | Pipeline Natural Gas | Diesel Oil | Dry bottom wall-fired boiler |  |  |  |  | ARP, CSOSG2 | 3485 111B | 1952-05-01 | 616 |  |  |  | 0% | Electric Utility |  |  | #N/A
TX | Plant X | 3485 | 112B |  | 2023 | 0 | 0 | [9 empty] | Pipeline Natural Gas | Diesel Oil | Tangentially-fired |  |  |  |  | ARP, CSOSG2 | 3485 112B | 1953-08-01 | 1276 |  |  |  | 0% | Electric Utility |  |  | #N/A
TX | Plant X | 3485 | 114B |  | 2023 | 6319 | 6281.03 | 690767.61 |  | 2.133 | 0.001 | 422481.125 | 0.059 | 459.597 | 0.1095 | 7108288.653 | Pipeline Natural Gas | Diesel Oil, Other Oil | Tangentially-fired |  | Overfire Air |  |  | ARP, CSOSG2 | 3485 114B | 1964-07-01 | 2375 |  |  | 1.3307 | 34.17% | Electric Utility |  |  | #N/A
TX | Graham | 3490 | 1 |  | 2023 | 3176 | 3097.59 | 527098.68 |  | 1.474 | 0.001 | 291944.545 | 0.059 | 930.776 | 0.3221 | 4912442.294 | Pipeline Natural Gas | Diesel Oil | Dry bottom wall-fired boiler |  | Combustion Modification/Fuel Reburning |  |  | ARP, CSOSG2 | 3490 1 | 1960-12-19 | 2601 |  |  | 3.5317 | 21.56% | Electric Utility |  |  | #N/A
TX | Graham | 3490 | 2 |  | 2023 | 2983 | 2876.72 | 673661.87 |  | 2.036 | 0.001 | 403337.934 | 0.059 | 1425.225 | 0.2987 | 6786700.655 | Pipeline Natural Gas | Diesel Oil | Dry bottom wall-fired boiler |  | Combustion Modification/Fuel Reburning,Overfire Air |  |  | ARP, CSOSG2, TXSO2 | 3490 2 | 1969-06-05 | 4970 |  |  | 4.2313 | 15.59% | Electric Utility |  |  | #N/A
TX | Handley Generating Station | 3491 | 3 |  | 2023 | 3317 | 3290.79 | 559981.41 |  | 1.9 | 0.001 | 376322.597 | 0.059 | 74.314 | 0.0192 | 6332379.449 | Pipeline Natural Gas |  | Dry bottom wall-fired boiler |  | Combustion Modification/Fuel Reburning,Selective Catalytic Reduction |  |  | ARP, CSOSG2 | 3491 3 | 1963-07-26 | 3991 |  | Y | 0.26542 | 18.11% | Electric Utility |  |  | #N/A
TX | Handley Generating Station | 3491 | 4 |  | 2023 | 2858 | 2745.83 | 568933.52 |  | 1.997 | 0.001 | 395501.334 | 0.059 | 36.774 | 0.0152 | 6655072.949 | Pipeline Natural Gas |  | Dry bottom wall-fired boiler |  | Selective Catalytic Reduction |  |  | ARP, CSOSG2 | 3491 4 | 1976-10-26 | 5500 |  | Y | 0.12927 | 13.81% | Electric Utility |  |  | #N/A
TX | Handley Generating Station | 3491 | 5 |  | 2023 | 2553 | 2447.76 | 498643.65 |  | 1.835 | 0.001 | 363462.973 | 0.059 | 42.695 | 0.0195 | 6115976.476 | Pipeline Natural Gas |  | Dry bottom wall-fired boiler |  | Selective Catalytic Reduction |  |  | ARP, CSOSG2 | 3491 5 | 1977-10-24 | 5634 |  | Y | 0.17124 | 12.39% | Electric Utility |  |  | #N/A
CA | Ormond Beach Power, LLC. | 350 | 1 |  | 2023 | 437 | 424.07 | 72108.69 |  | 0.266 | 0.001 | 52696.16 | 0.0592 | 3.536 | 0.0117 | 886704.001 | Pipeline Natural Gas |  | Dry bottom wall-fired boiler |  | Selective Catalytic Reduction |  |  | ARP | 350 1 | 1971-12-01 | 7500 |  | Y | 0.098074 | 1.35% | Electric Utility |  |  | #N/A
CA | Ormond Beach Power, LLC. | 350 | 2 |  | 2023 | 938 | 920.67 | 195783.41 |  | 0.646 | 0.001 | 128035.469 | 0.0591 | 7.338 | 0.0071 | 2154446.069 | Pipeline Natural Gas |  | Dry bottom wall-fired boiler |  | Selective Catalytic Reduction |  |  | ARP | 350 2 | 1973-06-01 | 7500 |  | Y | 0.07496 | 3.279% | Electric Utility |  |  | #N/A
TX | Stryker Creek | 3504 | 1 |  | 2023 | 2797 | 2718.79 | 235613.25 |  | 0.819 | 0.001 | 162171.522 | 0.0591 | 287.025 | 0.1629 | 2728829.719 | Pipeline Natural Gas | Diesel Oil | Dry bottom wall-fired boiler |  | Low NOx Burner Technology (Dry Bottom only) |  |  | ARP, CSOSG2 | 3504 1 | 1958-06-26 | 2081 |  |  | 2.4364 | 14.97% | Electric Utility |  |  | #N/A
TX | Stryker Creek | 3504 | 2 |  | 2023 | 3543 | 3409.74 | 869696.5 |  | 2.742 | 0.001 | 543186.921 | 0.059 | 427.851 | 0.0809 | 9140094.598 | Pipeline Natural Gas | Diesel Oil | Tangentially-fired |  | Low NOx Burner Technology w/ Separated OFA |  |  | ARP, CSOSG2, TXSO2 | 3504 2 | 1965-12-21 | 5472 |  |  | 0.98391 | 19.07% | Electric Utility |  |  | #N/A
TX | Trinidad | 3507 | 9 |  | 2023 | 2389 | 2323.18 | 339322.11 |  | 1.269 | 0.001 | 251395.385 | 0.059 | 518.463 | 0.2056 | 4230250.784 | Pipeline Natural Gas | Residual Oil | Tangentially-fired |  |  |  |  | ARP, CSOSG2 | 3507 9 | 1965-05-26 | 2764.3 |  |  | 3.0559 | 17.47% | Electric Utility |  |  | #N/A
TX | Silas Ray | 3559 | 10 |  | 2023 | 2288 | 2004.63 | 51542.56 |  | 0.165 | 0.0009 | 32713.562 | 0.063 | 2.995 | 0.0176 | 550527.755 | Pipeline Natural Gas |  | Combustion turbine |  | Selective Catalytic Reduction |  |  | ARP, CSOSG2 | 3559 10 | 2004-11-03 | 478.5 |  | Y | 0.11621 | 13.13% | Electric Utility | GE LM6000PC |  | 0.011528
TX | Silas Ray | 3559 | 9 |  | 2023 | 2202 | 1965.94 | 66336.31 |  | 0.3 | 0.001 | 59468.386 | 0.0592 | 32.745 | 0.0712 | 1000660.123 | Pipeline Natural Gas | Diesel Oil | Combined cycle |  | Dry Low NOx Burners |  |  | ARP, CSOSG2 | 3559 9 | 1996-12-01 | 674.1 |  |  | 0.98724 | 16.95% | Electric Utility |  |  | 0.07378
CA | AES Redondo Beach | 356 | 5 |  | 2023 | 3621 | 3621 | 76389 |  | 0.448 | 0.001 | 88653.9 | 0.0592 | 5.732 | 0.0083 | 1491802.9 | Pipeline Natural Gas | Residual Oil | Dry bottom wall-fired boiler |  |  |  |  | ARP | 356 5 | 1954-09-01 | 2000 |  |  | 0.15007 | 8.515% | Electric Utility |  |  | #N/A
CA | AES Redondo Beach | 356 | 6 |  | 2023 | 4559 | 4559 | 92585 |  | 0.624 | 0.001 | 123558.8 | 0.0592 | 9.086 | 0.0093 | 2079116.9 | Pipeline Natural Gas | Residual Oil | Dry bottom wall-fired boiler |  |  |  |  | ARP | 356 6 | 1957-06-01 | 1850 |  |  | 0.19627 | 12.83% | Electric Utility |  |  | #N/A
CA | AES Redondo Beach | 356 | 8 |  | 2023 | 652 | 652 | 120192 |  | 0.423 | 0.001 | 83799.1 | 0.059 | 7.624 | 0.0254 | 1410115.4 | Pipeline Natural Gas | Residual Oil | Dry bottom wall-fired boiler |  |  |  |  | ARP | 356 8 | 1967-04-01 | 5000 |  |  | 0.12686 | 3.219% | Electric Utility |  |  | #N/A
TX | Ray Olinger | 3576 | BW2 |  | 2023 | 2211 | 2058.5 | 36240.75 |  | 0.137 | 0.001 | 27175.525 | 0.0594 | 14.544 | 0.0439 | 457287.5 | Pipeline Natural Gas |  | Dry bottom wall-fired boiler |  | Overfire Air |  |  | ARP, CSOSG2 | 3576 BW2 | 1970-10-01 | 1300 |  |  | 0.80263 | 4.016% | Electric Utility |  |  | #N/A
TX | Ray Olinger | 3576 | BW3 |  | 2023 | 2364 | 2214.5 | 57015.25 |  | 0.16 | 0.001 | 31647.675 | 0.058 | 20.659 | 0.0626 | 533228.8 | Pipeline Natural Gas |  | Dry bottom wall-fired boiler |  | Low NOx Burner Technology w/ Overfire Air |  |  | ARP, CSOSG2 | 3576 BW3 | 1976-03-01 | 1519 |  |  | 0.72468 | 4.007% | Electric Utility |  |  | #N/A
TX | Ray Olinger | 3576 | CE1 |  | 2023 | 0 | 0 | [9 empty] | Pipeline Natural Gas |  | Tangentially-fired |  | Low NOx Burner Technology w/ Separated OFA |  |  | ARP, CSOSG2 | 3576 CE1 | 1967-05-01 | 888 |  |  |  | 0% | Electric Utility |  |  | #N/A
TX | Ray Olinger | 3576 | GE4 |  | 2023 | 651 | 570 | 33189.5 |  | 0.12 | 0.001 | 23678.225 | 0.0592 | 5.745 | 0.0405 | 398415.225 | Pipeline Natural Gas |  | Combustion turbine |  | Dry Low NOx Burners |  |  | ARP, CSOSG2 | 3576 GE4 | 2001-08-03 | 1050 |  |  | 0.34619 | 4.332% | Electric Utility | GE Unknown |  | 0.039734
CA | Mountainview Generating Station | 358 | 2024-03-01 |  | 2023 | 4300 | 4160.03 | 790266.05 |  | 1.743 | 0.001 | 345312.519 | 0.059 | 20.205 | 0.0129 | 5810559.639 | Pipeline Natural Gas |  | Combined cycle |  | Dry Low NOx Burners,Ammonia Injection,Selective Catalytic Reduction |  |  | ARP | 358 45352 | 2005-08-10 | 2113 |  | Y | 0.051135 | 31.39% | Electric Utility |  |  | 0.0063504
CA | Mountainview Generating Station | 358 | 2024-03-02 |  | 2023 | 3837 | 3700.8 | 725830.82 |  | 1.618 | 0.001 | 320588.573 | 0.059 | 15.056 | 0.0096 | 5394498.562 | Pipeline Natural Gas |  | Combined cycle |  | Dry Low NOx Burners,Ammonia Injection,Selective Catalytic Reduction |  |  | ARP | 358 45353 | 2005-08-20 | 2113 |  | Y | 0.041486 | 29.14% | Electric Utility |  |  | 0.0071276
CA | Mountainview Generating Station | 358 | 2024-04-01 |  | 2023 | 3461 | 3325.29 | 613004.88 |  | 1.362 | 0.001 | 269883.802 | 0.059 | 16.217 | 0.0138 | 4541332.607 | Pipeline Natural Gas |  | Combined cycle |  | Dry Low NOx Burners,Ammonia Injection,Selective Catalytic Reduction |  |  | ARP | 358 45383 | 2005-11-04 | 2113 |  | Y | 0.05291 | 24.53% | Electric Utility |  |  | 0.0061363
CA | Mountainview Generating Station | 358 | 2024-04-02 |  | 2023 | 2956 | 2831.21 | 522521.73 |  | 1.148 | 0.001 | 227382.977 | 0.059 | 12.124 | 0.0126 | 3826195.35 | Pipeline Natural Gas |  | Combined cycle |  | Dry Low NOx Burners,Ammonia Injection,Selective Catalytic Reduction |  |  | ARP | 358 45384 | 2005-11-21 | 2113 |  | Y | 0.046406 | 20.67% | Electric Utility |  |  | 0.0057834
TX | Sim Gideon | 3601 | 1 |  | 2023 | 3635 | 3607.78 | 243103.48 |  | 0.752 | 0.001 | 149024.328 | 0.0591 | 174.567 | 0.1202 | 2507639.197 | Pipeline Natural Gas | Diesel Oil | Dry bottom wall-fired boiler |  | Overfire Air,Other |  |  | ARP, CSOSG2 | 3601 1 | 1965-05-15 | 1447 |  |  | 1.4362 | 19.78% | Electric Utility |  |  | #N/A
TX | Sim Gideon | 3601 | 2 |  | 2023 | 4373 | 4341.19 | 305142.5 |  | 0.893 | 0.001 | 176878.683 | 0.0591 | 222.818 | 0.1324 | 2976251.253 | Pipeline Natural Gas | Diesel Oil | Dry bottom wall-fired boiler |  | Overfire Air,Other |  |  | ARP, CSOSG2 | 3601 2 | 1968-01-15 | 1462 |  |  | 1.4604 | 23.24% | Electric Utility |  |  | #N/A
TX | Sim Gideon | 3601 | 3 |  | 2023 | 4447 | 4399.32 | 717874.6 |  | 2.264 | 0.001 | 448471.897 | 0.059 | 502.774 | 0.1142 | 7546445.709 | Pipeline Natural Gas | Diesel Oil | Tangentially-fired |  | Combustion Modification/Fuel Reburning,Overfire Air |  |  | ARP, CSOSG2 | 3601 3 | 1972-04-01 | 3434 |  |  | 1.4007 | 25.09% | Electric Utility |  |  | #N/A
TX | J Robert Massengale Generating Station | 3604 | GT1 |  | 2023 | 1048 | 920.74 | 36797.57 |  | 0.095 | 0.0009 | 18814.585 | 0.0593 | 6.156 | 0.0438 | 316573.817 | Pipeline Natural Gas |  | Combined cycle |  | Selective Catalytic Reduction |  |  | ARP, CSOSG2 | 3604 GT1 | 2000-09-08 | 492 |  | Y | 0.33459 | 7.345% | Cogeneration |  |  | 0.03916
TX | Leon Creek | 3609 | CGT1 |  | 2023 | 1511 | 1307.06 | 57416.75 |  | 0.167 | 0.001 | 33096.319 | 0.0592 | 4.312 | 0.0276 | 556905.175 | Pipeline Natural Gas |  | Combustion turbine |  | Selective Catalytic Reduction |  |  | ARP, CSOSG2 | 3609 CGT1 | 2004-05-15 | 530 |  | Y | 0.1502 | 12% | Electric Utility | GE LM6000PC Sprint | Aeroderivative | 0.018317
TX | Leon Creek | 3609 | CGT2 |  | 2023 | 1556 | 1341.14 | 57560.58 |  | 0.17 | 0.001 | 33605.876 | 0.0592 | 4.441 | 0.0325 | 565495.38 | Pipeline Natural Gas |  | Combustion turbine |  | Selective Catalytic Reduction |  |  | ARP, CSOSG2 | 3609 CGT2 | 2004-05-15 | 498.5 |  | Y | 0.15431 | 12.95% | Electric Utility | GE LM6000PC Sprint | Aeroderivative | 0.017115
TX | Leon Creek | 3609 | CGT3 |  | 2023 | 1481 | 1286.15 | 57690.41 |  | 0.167 | 0.001 | 33169.268 | 0.0592 | 4.34 | 0.0275 | 558159.328 | Pipeline Natural Gas |  | Combustion turbine |  | Selective Catalytic Reduction |  |  | ARP, CSOSG2 | 3609 CGT3 | 2004-05-15 | 498.5 |  | Y | 0.15046 | 12.78% | Electric Utility | GE LM6000PC Sprint | Aeroderivative | 0.017327
TX | Leon Creek | 3609 | CGT4 |  | 2023 | 1616 | 1400.16 | 62124.63 |  | 0.181 | 0.001 | 35856.365 | 0.0592 | 4.935 | 0.0309 | 603346.576 | Pipeline Natural Gas |  | Combustion turbine |  | Selective Catalytic Reduction |  |  | ARP, CSOSG2 | 3609 CGT4 | 2004-05-15 | 498.5 |  | Y | 0.15887 | 13.82% | Electric Utility | GE LM6000PC Sprint | Aeroderivative | 0.017451
TX | O W Sommers | 3611 | 1 |  | 2023 | 5128 | 5095.26 | 1153499.33 |  | 3.556 | 0.001 | 704448.281 | 0.0591 | 1005.433 | 0.1509 | 11853703.102 | Pipeline Natural Gas | Diesel Oil | Tangentially-fired |  |  |  |  | ARP, CSOSG2, TXSO2 | 3611 1 | 1972-06-06 | 5830.1 |  |  | 1.7433 | 23.21% | Electric Utility |  |  | #N/A
TX | O W Sommers | 3611 | 2 |  | 2023 | 4297 | 4243.68 | 821446.22 |  | 2.712 | 0.001 | 537245.422 | 0.0589 | 572.28 | 0.1127 | 9040192.549 | Pipeline Natural Gas | Diesel Oil | Tangentially-fired |  |  |  |  | ARP, CSOSG2, TXSO2 | 3611 2 | 1974-03-20 | 4904.6 |  |  | 1.3933 | 21.04% | Electric Utility |  |  | #N/A
TX | V H Braunig | 3612 | 1 |  | 2023 | 3265 | 3169.33 | 408368.57 |  | 1.145 | 0.001 | 226846.49 | 0.0591 | 414.496 | 0.1725 | 3817101.97 | Pipeline Natural Gas | Diesel Oil | Tangentially-fired |  |  |  |  | ARP, CSOSG2 | 3612 1 | 1966-06-02 | 2292.2 |  |  | 2.03 | 19.01% | Electric Utility |  |  | #N/A
TX | V H Braunig | 3612 | 2 |  | 2023 | 2159 | 2039.96 | 181787.98 |  | 0.601 | 0.001 | 119085.392 | 0.0591 | 144.101 | 0.1186 | 2003829.077 | Pipeline Natural Gas | Diesel Oil | Tangentially-fired |  |  |  |  | ARP, CSOSG2 | 3612 2 | 1968-05-03 | 2458.5 |  |  | 1.5854 | 9.304% | Electric Utility |  |  | #N/A
TX | V H Braunig | 3612 | 3 |  | 2023 | 4856 | 4821.21 | 977484.91 |  | 3.161 | 0.001 | 626075.317 | 0.059 | 876.5 | 0.144 | 10534889.299 | Pipeline Natural Gas | Diesel Oil | Tangentially-fired |  |  |  |  | ARP, CSOSG2 | 3612 3 | 1970-08-01 | 4563.1 |  |  | 1.7934 | 26.36% | Electric Utility |  |  | #N/A
TX | V H Braunig | 3612 | CGT5 |  | 2023 | 1583 | 1349.35 | 59428.92 |  | 0.188 | 0.0009 | 34860.447 | 0.0595 | 4.103 | 0.0226 | 585690.842 | Pipeline Natural Gas | Diesel Oil | Combustion turbine |  | Selective Catalytic Reduction |  |  | ARP, CSOSG2 | 3612 CGT5 | 2010-04-22 | 486 |  | Y | 0.13808 | 13.76% | Electric Utility | GE LM6000PC | Aeroderivative | 0.015447
TX | V H Braunig | 3612 | CGT6 |  | 2023 | 1590 | 1360.73 | 59811.09 |  | 0.189 | 0.0009 | 35182.301 | 0.0594 | 4.122 | 0.0235 | 591001.943 | Pipeline Natural Gas | Diesel Oil | Combustion turbine |  | Selective Catalytic Reduction |  |  | ARP, CSOSG2 | 3612 CGT6 | 2010-04-28 | 486 |  | Y | 0.13783 | 13.88% | Electric Utility | GE LM6000PC | Aeroderivative | 0.015417
TX | V H Braunig | 3612 | CGT7 |  | 2023 | 1475 | 1278.03 | 56232.95 |  | 0.178 | 0.0009 | 32514.709 | 0.0595 | 4.147 | 0.0238 | 545718.402 | Pipeline Natural Gas | Diesel Oil | Combustion turbine |  | Selective Catalytic Reduction |  |  | ARP, CSOSG2 | 3612 CGT7 | 2010-05-07 | 486 |  | Y | 0.14749 | 12.82% | Electric Utility | GE LM6000PC | Aeroderivative | 0.017802
TX | V H Braunig | 3612 | CGT8 |  | 2023 | 1508 | 1303.22 | 56520.55 |  | 0.181 | 0.0009 | 32977.511 | 0.0595 | 3.74 | 0.0197 | 553875.25 | Pipeline Natural Gas | Diesel Oil | Combustion turbine |  | Selective Catalytic Reduction |  |  | ARP, CSOSG2 | 3612 CGT8 | 2010-05-12 | 486 |  | Y | 0.13234 | 13.01% | Electric Utility | GE LM6000PC | Aeroderivative | 0.019058
TX | V H Braunig | 3612 | CT01 | CP01 | 2023 | 5754 | 5731.87 | 1322618.5 |  | 2.685 | 0.001 | 531792.015 | 0.059 | 97.566 | 0.0223 | 8948374.251 | Pipeline Natural Gas |  | Combined cycle |  | Dry Low NOx Burners,Selective Catalytic Reduction |  |  | ARP, CSOSG2 | 3612 CT01 | 2000-03-11 | 1975 |  | Y | 0.14753 | 51.72% | Electric Utility |  |  | 0.024979
TX | V H Braunig | 3612 | CT02 | CP01 | 2023 | 6862 | 6846.8 | 1588852.96 |  | 3.267 | 0.001 | 647160.953 | 0.059 | 127.738 | 0.0238 | 10889504.719 | Pipeline Natural Gas |  | Combined cycle |  | Dry Low NOx Burners,Selective Catalytic Reduction |  |  | ARP, CSOSG2 | 3612 CT02 | 2000-03-23 | 1975 |  | Y | 0.16079 | 62.94% | Electric Utility |  |  | 0.024766
TX | R W Miller | 3628 | **4 |  | 2023 | 846 | 732.33 | 51072.2 |  | 0.378 | 0.0022 | 39684.376 | 0.06 | 30.196 | 0.108 | 663195.8 | Pipeline Natural Gas | Diesel Oil | Combustion turbine |  | Water Injection |  |  | ARP, CSOSG2 | 3628 **4 | 1994-08-01 | 1510 |  |  | 1.1825 | 5.014% | Electric Utility | Westinghouse 501D5 | Frame | 0.089116
TX | R W Miller | 3628 | **5 |  | 2023 | 915 | 794.68 | 53430.84 |  | 0.572 | 0.0024 | 43907.342 | 0.0602 | 38.682 | 0.1272 | 729815.387 | Pipeline Natural Gas | Diesel Oil | Combustion turbine |  | Water Injection |  |  | ARP, CSOSG2 | 3628 **5 | 1994-08-01 | 1800 |  |  | 1.4479 | 4.628% | Electric Utility | Westinghouse 501D5 | Frame | 0.093175
TX | R W Miller | 3628 | 1 |  | 2023 | 0 | 0 | [9 empty] | Pipeline Natural Gas |  | Dry bottom wall-fired boiler |  |  |  |  | ARP, CSOSG2 | 3628 1 | 1968-10-01 | 920 |  |  |  | 0% | Electric Utility |  |  | #N/A
TX | R W Miller | 3628 | 2 |  | 2023 | 3147 | 3114.81 | 160863.01 |  | 1.923 | 0.0025 | 113479.601 | 0.0593 | 295.917 | 0.2674 | 1903792.525 | Pipeline Natural Gas | Diesel Oil | Dry bottom wall-fired boiler |  |  |  |  | ARP, CSOSG2 | 3628 2 | 1972-03-24 | 1360 |  |  | 3.6791 | 15.98% | Electric Utility |  |  | #N/A
TX | R W Miller | 3628 | 3 |  | 2023 | 3296 | 3275.13 | 243982.85 |  | 0.827 | 0.0011 | 150114.486 | 0.0592 | 172.662 | 0.1168 | 2525591.237 | Pipeline Natural Gas | Diesel Oil | Dry bottom wall-fired boiler |  | Combustion Modification/Fuel Reburning |  |  | ARP, CSOSG2 | 3628 3 | 1975-06-15 | 2510 |  |  | 1.4154 | 11.49% | Electric Utility |  |  | #N/A
TX | Sam Rayburn Plant | 3631 | CT7 |  | 2023 | 3345 | 3100.87 | 90778.76 |  | 0.288 | 0.001 | 55364.66 | 0.061 | 8.345 | 0.0267 | 906939.213 | Pipeline Natural Gas | Diesel Oil | Combined cycle |  | Dry Low NOx Burners,Selective Catalytic Reduction |  |  | ARP, CSOSG2 | 3631 CT7 | 2003-10-10 | 505 |  | Y | 0.18385 | 20.5% | Electric Utility |  |  | 0.021776
TX | Sam Rayburn Plant | 3631 | CT8 |  | 2023 | 3087 | 2830.74 | 81492.57 |  | 0.263 | 0.001 | 50058.322 | 0.061 | 7.848 | 0.0255 | 819942.225 | Pipeline Natural Gas | Diesel Oil | Combined cycle |  | Dry Low NOx Burners,Selective Catalytic Reduction |  |  | ARP, CSOSG2 | 3631 CT8 | 2003-10-10 | 491 |  | Y | 0.19261 | 19.06% | Electric Utility |  |  | 0.020974
TX | Sam Rayburn Plant | 3631 | CT9 |  | 2023 | 3357 | 3084.88 | 92442.24 |  | 0.281 | 0.0011 | 53020.047 | 0.061 | 9.417 | 0.0327 | 868021.377 | Pipeline Natural Gas | Diesel Oil | Combined cycle |  | Dry Low NOx Burners,Selective Catalytic Reduction |  |  | ARP, CSOSG2 | 3631 CT9 | 2003-10-10 | 492.3 |  | Y | 0.20374 | 20.13% | Electric Utility |  |  | 0.035954
UT | Gadsby | 3648 | 1 |  | 2023 | 2380 | 2144.07 | 50918.69 |  | 0.262 | 0.001 | 51848.818 | 0.0593 | 47.728 | 0.0809 | 872477.851 | Pipeline Natural Gas |  | Dry bottom wall-fired boiler |  | Low NOx Burner Technology (Dry Bottom only) |  |  | ARP | 3648 1 | 1951-09-18 | 890 |  |  | 1.8747 | 11.19% | Electric Utility |  |  | #N/A
UT | Gadsby | 3648 | 2 |  | 2023 | 2550 | 2321.19 | 65481.98 |  | 0.292 | 0.001 | 57893.41 | 0.0592 | 54.74 | 0.091 | 974150.954 | Pipeline Natural Gas |  | Dry bottom wall-fired boiler |  | Low NOx Burner Technology (Dry Bottom only) |  |  | ARP | 3648 2 | 1952-12-26 | 850 |  |  | 1.6719 | 13.08% | Electric Utility |  |  | #N/A
UT | Gadsby | 3648 | 3 |  | 2023 | 4458 | 4088.55 | 160147.14 |  | 0.57 | 0.001 | 112879.239 | 0.0592 | 84.382 | 0.0887 | 1899426.036 | Pipeline Natural Gas |  | Tangentially-fired |  |  |  |  | ARP | 3648 3 | 1955-06-01 | 1200 |  |  | 1.0538 | 18.07% | Electric Utility |  |  | #N/A
UT | Gadsby | 3648 | 4 |  | 2023 | 212 | 126.68 | 1888.51 |  | 0.007 | 0.001 | 1369.603 | 0.0591 | 0.623 | 0.0678 | 23049.65 | Pipeline Natural Gas |  | Combustion turbine |  | Water Injection,Selective Catalytic Reduction |  |  | ARP | 3648 4 | 2002-07-10 | 400 |  | Y | 0.65978 | 0.6578% | Electric Utility | GE LM6000 | Aeroderivative | 0.020617
UT | Gadsby | 3648 | 5 |  | 2023 | 217 | 125.98 | 1906.75 |  | 0.007 | 0.001 | 1463.999 | 0.0588 | 0.516 | 0.0516 | 24633.101 | Pipeline Natural Gas |  | Combustion turbine |  | Water Injection,Selective Catalytic Reduction |  |  | ARP | 3648 5 | 2002-07-13 | 425 |  | Y | 0.54124 | 0.6616% | Electric Utility | GE LM6000 | Aeroderivative | 0.023651
UT | Gadsby | 3648 | 6 |  | 2023 | 235 | 139.46 | 2095.33 |  | 0.008 | 0.001 | 1570.782 | 0.0591 | 0.696 | 0.0629 | 26429.021 | Pipeline Natural Gas |  | Combustion turbine |  | Water Injection,Selective Catalytic Reduction |  |  | ARP | 3648 6 | 2002-07-29 | 425 |  | Y | 0.66433 | 0.7099% | Electric Utility | GE LM6000 | Aeroderivative | 0.02228
VT | Berlin 5 | 3734 | A |  | 2023 | 37 | 34.2 |  |  |  |  | 765.3 | 0.081 |  |  | 9456.6 | Diesel Oil |  | Combustion turbine |  |  |  |  | RGGI | 3734 A | 1972-06-01 | 385.1 |  |  |  | 0.2803% | Electric Utility | Pratt & Whitney Unknown
VT | Berlin 5 | 3734 | B |  | 2023 | 37 | 34.2 |  |  |  |  | 477.7 | 0.081 |  |  | 5894.9 | Diesel Oil |  | Combustion turbine |  |  |  |  | RGGI | 3734 B | 1972-06-01 | 355.5 |  |  |  | 0.1893% | Electric Utility
VT | Penny Lane Gas Turbine | 3754 | CT1 |  | 2023 | 53 | 39.5 |  |  |  |  | 405.7 | 0.0811 |  |  | 5009.5 | Diesel Oil |  | Combustion turbine |  |  |  |  | RGGI | 3754 CT1 | 1971-09-25 | 180.7 |  |  |  | 0.3165% | Electric Utility
VT | Penny Lane Gas Turbine | 3754 | CT2 |  | 2023 | 53 | 39 |  |  |  |  | 417.2 | 0.0812 |  |  | 5158.9 | Diesel Oil |  | Combustion turbine |  |  |  |  | RGGI | 3754 CT2 | 1971-09-25 | 180.7 |  |  |  | 0.3259% | Electric Utility
CA | Grayson Power Plant | 377 | 4 |  | 2023 | 3053 | 3045.28 | 8419.97 |  | 0.026 | 0 | 11497.629 | 0.0588 | 2.42 | 0.0158 | 194322.735 | Pipeline Natural Gas | Diesel Oil, Other Gas | Dry bottom wall-fired boiler |  | Low NOx Burner Technology (Dry Bottom only) |  |  | ARP | 377 4 | 1959-09-15 | 650 |  |  | 0.57482 | 3.413% | Electric Utility |  |  | #N/A
CA | Grayson Power Plant | 377 | 5 |  | 2023 | 2385 | 2382.72 | 2 |  | 0 | 0 | 4366.44 | 0.0589 | 0.264 | 0.0071 | 74082.479 | Pipeline Natural Gas | Other Gas, Residual Oil | Dry bottom wall-fired boiler |  | Other |  |  | ARP | 377 5 | 1964-09-01 | 650 |  |  | 264 | 1.301% | Electric Utility |  |  | #N/A
CA | Grayson Power Plant | 377 | 9 |  | 2023 | 699 | 650.99 | 25911.05 |  | 0.087 | 0.001 | 15341.816 | 0.0592 | 2.139 | 0.0175 | 258154.726 | Pipeline Natural Gas |  | Combustion turbine |  | Selective Catalytic Reduction |  |  | ARP | 377 9 | 2004-01-14 | 470 |  | Y | 0.1651 | 6.27% | Electric Utility |  |  | 0.02101
VA | Clinch River | 3775 | 1 | CS012 | 2023 | 546 | 538.14 | 44378.5 |  | 13.957 | 0.0517 | 32209.808 | 0.059 | 35.191 | 0.1144 | 542003.47 | Natural Gas |  | Dry bottom vertically-fired boiler |  | Low NOx Burner Technology (Dry Bottom only),Selective Non-catalytic Reduction |  |  | ARP, CSNOX, CSOSG3, CSSO2G1, RGGI | 3775 1 | 1958-09-30 | 2550 |  | Y | 1.5859 | 2.426% | Electric Utility |  |  | #N/A
VA | Clinch River | 3775 | 2 | CS012 | 2023 | 674 | 662.73 | 48451.7 |  | 14.981 | 0.0517 | 34575.084 | 0.059 | 37.412 | 0.1138 | 581797.415 | Natural Gas |  | Dry bottom vertically-fired boiler |  | Low NOx Burner Technology (Dry Bottom only),Selective Non-catalytic Reduction |  |  | ARP, CSNOX, CSOSG3, CSSO2G1, RGGI | 3775 2 | 1958-12-31 | 2550 |  | Y | 1.5443 | 2.605% | Electric Utility |  |  | #N/A
VA | Tasley Energy Center | 3785 | TA10 |  | 2023 | 115 | 115 | 2360 |  | 0.581 | 0.021 | 4427.5 | 0.081 | 32.746 | 1.2 | 54579 | Diesel Oil |  | Combustion turbine |  |  |  |  | CSNOX, CSOSG3, CSSO2G1, RGGI | 3785 TA10 | 1972-06-01 | 480 |  |  | 27.7508 | 1.298% | Electric Utility | Siemens Unknown |  | 1.2
VA | Chesterfield Power Station | 3797 | **8A |  | 2023 | 6247 | 6238.48 | 1099050.86 |  | 2.464 | 0.001 | 485474.766 | 0.059 | 517.956 | 0.1238 | 8168909.964 | Pipeline Natural Gas | Diesel Oil | Combined cycle |  | Steam Injection |  |  | ARP, CSNOX, CSOSG3, CSSO2G1, RGGI | 3797 **8A | 1992-05-31 | 1980 |  |  | 0.94255 | 47.1% | Electric Utility |  |  | 0.12624
VA | Chesterfield Power Station | 3797 | 5 |  | 2023 | 684 | 679.92 | 127267.23 |  | 53.37 | 0.0775 | 130562.297 | 0.103 | 29.254 | 0.0471 | 1272521.469 | Coal |  | Tangentially-fired | Wet Lime FGD (Retired May 31, 2023) | Low NOx Burner Technology w/ Separated OFA (Retired May 31, 2023),Selective Catalytic Reduction (Retired May 31, 2023) | Electrostatic Precipitator (Retired May 31, 2023) |  | ARP, CSNOX, CSOSG3, CSSO2G1, MATS, RGGI | 3797 5 | 1964-06-21 | 3604 |  | Y | 0.45973 | 4.031% | Electric Utility |  |  | #N/A
VA | Chesterfield Power Station | 3797 | 6 |  | 2023 | 766 | 763.11 | 332650.76 |  | 129.936 | 0.0687 | 371579.474 | 0.103 | 105.088 | 0.062 | 3621627.396 | Coal |  | Tangentially-fired | Wet Limestone (Retired May 31, 2023) | Low NOx Burner Technology w/ Closed-coupled/Separated OFA (Retired May 31, 2023),Selective Catalytic Reduction (Retired May 31, 2023) | Baghouse (Retired May 31, 2023),Wet Scrubber (Retired May 31, 2023) |  | ARP, CSNOX, CSOSG3, CSSO2G1, MATS, RGGI | 3797 6 | 1969-05-03 | 7550 |  | Y | 0.63182 | 5.476% | Electric Utility |  |  | #N/A
VA | Chesterfield Power Station | 3797 | 7 |  | 2023 | 5482 | 5466.27 | 954206.3 |  | 2.178 | 0.001 | 431441.174 | 0.059 | 463.674 | 0.128 | 7259778.523 | Pipeline Natural Gas | Diesel Oil | Combined cycle |  | Steam Injection |  |  | CSNOX, CSOSG3, CSSO2G1, RGGI | 3797 7 | 1990-06-13 | 1980 |  |  | 0.97185 | 41.86% | Electric Utility |  |  | 0.12724
VA | Possum Point Power Station | 3804 | 6A |  | 2023 | 4505 | 4493.63 | 940520.65 |  | 2.004 | 0.001 | 397002.964 | 0.059 | 32.885 | 0.0116 | 6680290.331 | Pipeline Natural Gas | Diesel Oil | Combined cycle |  | Dry Low NOx Burners,Water Injection,Selective Catalytic Reduction |  |  | ARP, CSNOX, CSOSG3, CSSO2G1, RGGI | 3804 6A | 2003-04-25 | 2408 |  | Y | 0.069929 | 31.67% | Electric Utility |  |  | 0.01051
VA | Possum Point Power Station | 3804 | 6B |  | 2023 | 4745 | 4728.39 | 991730.61 |  | 2.102 | 0.001 | 416387.03 | 0.059 | 32.934 | 0.0109 | 7006481.251 | Pipeline Natural Gas | Diesel Oil | Combined cycle |  | Dry Low NOx Burners,Water Injection,Selective Catalytic Reduction |  |  | ARP, CSNOX, CSOSG3, CSSO2G1, RGGI | 3804 6B | 2003-04-20 | 2408 |  | Y | 0.066417 | 33.22% | Electric Utility |  |  | 0.010821
VA | Yorktown Power Station | 3809 | 3 |  | 2023 | 160 | 157.25 | 0 |  | 0.75 | 2.2149 | 1624.589 | 0.0678 | 0.218 | 0.018 | 20095.829 | Residual Oil | Diesel Oil, Pipeline Natural Gas | Tangentially-fired |  | Other (Retired Jun 30, 2023) | Other (Retired Jun 30, 2023) |  | ARP, CSNOX, CSOSG3, CSSO2G1, MATS, RGGI | 3809 3 | 1974-11-06 | 8500 |  |  |  | 0.02699% | Electric Utility |  |  | #N/A
IL | Joliet 29 | 384 | 71 | CS7172 | 2023 | 1234 | 1223.51 | 198584.66 |  | 0.599 | 0.001 | 118333.556 | 0.0589 | 94.379 | 0.0827 | 1996178.152 | Pipeline Natural Gas |  | Tangentially-fired |  | Low NOx Burner Technology w/ Closed-coupled/Separated OFA | Electrostatic Precipitator |  | ARP, CSNOX, CSOSG3, CSSO2G1 | 384 71 | 1965-04-09 | 3356 |  |  | 0.95052 | 6.79% | Electric Utility |  |  | #N/A
IL | Joliet 29 | 384 | 72 | CS7172 | 2023 | 1231 | 1220.6 | 195519.99 |  | 0.59 | 0.001 | 116543.647 | 0.0589 | 92.895 | 0.0828 | 1965983.605 | Pipeline Natural Gas |  | Tangentially-fired |  | Low NOx Burner Technology w/ Closed-coupled/Separated OFA | Electrostatic Precipitator |  | ARP, CSNOX, CSOSG3, CSSO2G1 | 384 72 | 1965-04-09 | 3356 |  |  | 0.95024 | 6.687% | Electric Utility |  |  | #N/A
IL | Joliet 29 | 384 | 81 | CS8182 | 2023 | 1206 | 1196.18 | 169827.32 |  | 0.529 | 0.001 | 104332.407 | 0.0589 | 93.512 | 0.1012 | 1760009.392 | Pipeline Natural Gas |  | Tangentially-fired |  | Low NOx Burner Technology w/ Closed-coupled/Separated OFA | Electrostatic Precipitator |  | ARP, CSNOX, CSOSG3, CSSO2G1 | 384 81 | 1966-03-21 | 3356 |  |  | 1.1013 | 5.987% | Electric Utility |  |  | #N/A
IL | Joliet 29 | 384 | 82 | CS8182 | 2023 | 1208 | 1198.78 | 181603.36 |  | 0.565 | 0.001 | 111384.472 | 0.0589 | 100.345 | 0.1011 | 1878972.661 | Pipeline Natural Gas |  | Tangentially-fired |  | Low NOx Burner Technology w/ Closed-coupled/Separated OFA | Electrostatic Precipitator |  | ARP, CSNOX, CSOSG3, CSSO2G1 | 384 82 | 1966-03-21 | 3356 |  |  | 1.1051 | 6.391% | Electric Utility |  |  | #N/A
WA | Centralia | 3845 | BW22 |  | 2023 | 7155 | 7145.59 | 4436384.54 |  | 1161.237 | 0.0537 | 4960494.358 | 0.105 | 4107.822 | 0.1743 | 47296886.614 | Coal |  | Tangentially-fired | Wet Limestone | Low NOx Burner Technology w/ Closed-coupled/Separated OFA | Wet Scrubber,Electrostatic Precipitator |  | ARP, MATS | 3845 BW22 | 1973-07-11 | 9770 |  |  | 1.8519 | 55.26% | Electric Utility |  |  | #N/A
CA | El Centro | 389 | 4 |  | 2023 | 5390 | 5381.25 | 161956.23 |  | 0.534 | 0.001 | 105672.109 | 0.0593 | 58.495 | 0.0687 | 1778121.509 | Pipeline Natural Gas | Residual Oil | Dry bottom wall-fired boiler |  | Selective Catalytic Reduction |  |  | ARP | 389 4 | 1968-08-01 | 819 |  | Y | 0.72236 | 24.78% | Electric Utility |  |  | #N/A
CA | El Centro | 389 | 2024-02-02 |  | 2023 | 2847 | 2842.39 | 239980.96 |  | 0.651 | 0.001 | 129019.59 | 0.059 | 34.602 | 0.0319 | 2170967.769 | Pipeline Natural Gas | Diesel Oil | Combined cycle |  | Selective Catalytic Reduction |  |  | ARP | 389 45324 | 1993-06-01 | 950 |  | Y | 0.28837 | 26.09% | Electric Utility |  |  | 0.033328
CA | El Centro | 389 | 2024-03-01 |  | 2023 | 7494 | 7483.36 | 373349.38 |  | 0.841 | 0.001 | 166659.202 | 0.0592 | 7.669 | 0.0057 | 2804335.574 | Pipeline Natural Gas |  | Combined cycle |  | Dry Low NOx Burners,Selective Catalytic Reduction |  |  | ARP | 389 45352 | 2012-03-01 | 525 |  | Y | 0.041082 | 60.98% | Electric Utility |  |  | 0.0057393
CA | El Centro | 389 | 2024-03-02 |  | 2023 | 7246 | 7239.24 | 360016.91 |  | 0.81 | 0.001 | 160448.388 | 0.0592 | 6.701 | 0.0052 | 2699839.932 | Pipeline Natural Gas |  | Combined cycle |  | Dry Low NOx Burners,Selective Catalytic Reduction |  |  | ARP | 389 45353 | 2012-03-06 | 525 |  | Y | 0.037226 | 58.7% | Electric Utility |  |  | 0.0058263
WV | John E Amos | 3935 | 1 |  | 2023 | 5580 | 5566.45 | 2069367.97 |  | 705.437 | 0.0627 | 2190566.585 | 0.103 | 969.412 | 0.0957 | 21350563.971 | Coal |  | Dry bottom wall-fired boiler | Wet Limestone | Low NOx Burner Technology (Dry Bottom only),Selective Catalytic Reduction | Electrostatic Precipitator |  | ARP, CSNOX, CSOSG2E, CSSO2G1, MATS | 3935 1 | 1971-09-01 | 7020 |  | Y | 0.93692 | 34.72% | Electric Utility |  |  | #N/A
WV | John E Amos | 3935 | 2 |  | 2023 | 5857 | 5838.26 | 2405417.2 |  | 903.306 | 0.0922 | 2452007.241 | 0.103 | 1035.519 | 0.0928 | 23898716.628 | Coal |  | Dry bottom wall-fired boiler | Wet Limestone | Low NOx Burner Technology (Dry Bottom only),Selective Catalytic Reduction | Electrostatic Precipitator |  | ARP, CSNOX, CSOSG2E, CSSO2G1, MATS | 3935 2 | 1972-06-06 | 7020 |  | Y | 0.86099 | 38.86% | Electric Utility |  |  | #N/A
WV | John E Amos | 3935 | 3 |  | 2023 | 5990 | 5982.99 | 4713846.73 |  | 2928.039 | 0.1371 | 4915175.795 | 0.103 | 2426.731 | 0.1012 | 47906174.242 | Coal |  | Cell burner boiler | Wet Limestone | Low NOx Cell Burner,Selective Catalytic Reduction | Electrostatic Precipitator |  | ARP, CSNOX, CSOSG2E, CSSO2G1, MATS | 3935 3 | 1973-10-22 | 11900 |  | Y | 1.0296 | 45.96% | Electric Utility |  |  | #N/A
WV | Fort Martin Power Station | 3943 | 1 |  | 2023 | 5507 | 5486.31 | 2028915.64 |  | 972.979 | 0.1161 | 1843186.738 | 0.1026 | 2236.396 | 0.2353 | 17964767.217 | Coal |  | Tangentially-fired | Wet Lime FGD | Low NOx Burner Technology w/ Closed-coupled OFA | Electrostatic Precipitator | Catalyst (gold, palladium, or other) used to oxidize mercury | ARP, CSNOX, CSOSG2E, CSSO2G1, MATS | 3943 1 | 1967-01-01 | 6617 |  |  | 2.2045 | 30.99% | Electric Utility |  |  | #N/A
WV | Fort Martin Power Station | 3943 | 2 |  | 2023 | 7053 | 7036.49 | 2793096.22 |  | 1399.576 | 0.1041 | 2630304.769 | 0.1023 | 3025.017 | 0.2233 | 25636491.435 | Coal |  | Cell burner boiler | Wet Lime FGD | Low NOx Cell Burner | Electrostatic Precipitator | Catalyst (gold, palladium, or other) used to oxidize mercury | ARP, CSNOX, CSOSG2E, CSSO2G1, MATS | 3943 2 | 1968-01-01 | 6037 |  |  | 2.1661 | 48.48% | Electric Utility |  |  | #N/A
WV | Harrison Power Station | 3944 | 1 |  | 2023 | 7212 | 7197.85 | 4377431.28 |  | 5368.136 | 0.2874 | 4388063.04 | 0.103 | 1792.943 | 0.0868 | 42768692.644 | Coal |  | Dry bottom wall-fired boiler | Wet Lime FGD | Low NOx Burner Technology (Dry Bottom only),Selective Catalytic Reduction | Electrostatic Precipitator |  | ARP, CSNOX, CSOSG2E, CSSO2G1, MATS | 3944 1 | 1972-01-01 | 7999 |  | Y | 0.81918 | 61.04% | Electric Utility |  |  | #N/A
WV | Harrison Power Station | 3944 | 2 |  | 2023 | 7627 | 7613.7 | 4662894.43 |  | 5438.518 | 46.4207 | 4459713.034 | 0.1028 | 1411.72 | 0.0731 | 43466988.049 | Coal |  | Dry bottom wall-fired boiler | Wet Lime FGD | Low NOx Burner Technology (Dry Bottom only),Selective Catalytic Reduction | Electrostatic Precipitator |  | ARP, CSNOX, CSOSG2E, CSSO2G1, MATS | 3944 2 | 1973-01-01 | 7950 |  | Y | 0.60551 | 62.41% | Electric Utility |  |  | #N/A
WV | Harrison Power Station | 3944 | 3 |  | 2023 | 5481 | 5470.02 | 3090272.89 |  | 4844.564 | 1.0206 | 3377121.692 | 0.103 | 1557.722 | 0.1051 | 32915413.859 | Coal |  | Dry bottom wall-fired boiler | Wet Lime FGD | Low NOx Burner Technology (Dry Bottom only),Selective Catalytic Reduction | Electrostatic Precipitator |  | ARP, CSNOX, CSOSG2E, CSSO2G1, MATS | 3944 3 | 1974-01-01 | 8300 |  | Y | 1.0081 | 45.27% | Electric Utility |  |  | #N/A
WV | Mitchell (WV) | 3948 | 1 |  | 2023 | 3970 | 3956 | 1483392.77 |  | 653.441 | 0.085 | 1629678.25 | 0.1029 | 692.098 | 0.0938 | 15883813.869 | Coal |  | Dry bottom wall-fired boiler | Wet Limestone | Low NOx Burner Technology (Dry Bottom only),Selective Catalytic Reduction | Electrostatic Precipitator |  | ARP, CSNOX, CSOSG2E, CSSO2G1, MATS | 3948 1 | 1971-05-31 | 7020 |  | Y | 0.93313 | 25.83% | Electric Utility |  |  | #N/A
WV | Mitchell (WV) | 3948 | 2 |  | 2023 | 4980 | 4974.88 | 2192417.9 |  | 539.624 | 0.0513 | 2278849.371 | 0.103 | 888.982 | 0.0841 | 22211049.582 | Coal |  | Dry bottom wall-fired boiler | Wet Limestone | Low NOx Burner Technology (Dry Bottom only),Selective Catalytic Reduction | Electrostatic Precipitator |  | ARP, CSNOX, CSOSG2E, CSSO2G1, MATS | 3948 2 | 1971-05-31 | 7020 |  | Y | 0.81096 | 36.12% | Electric Utility |  |  | #N/A
WV | Mount Storm Power Station | 3954 | 1 | CS0 | 2023 | 3010 | 2985.4 | 1071378.08 |  | 496.165 | 0.0831 | 1108130.912 | 0.1029 | 450.267 | 0.0886 | 10800505.595 | Coal |  | Tangentially-fired | Wet Limestone | Low NOx Burner Technology w/ Closed-coupled OFA,Selective Catalytic Reduction | Electrostatic Precipitator,Wet Scrubber |  | ARP, CSNOX, CSOSG2E, CSSO2G1, MATS | 3954 1 | 1965-09-20 | 8500 |  | Y | 0.84054 | 14.51% | Electric Utility |  |  | #N/A
WV | Mount Storm Power Station | 3954 | 2 | CS0 | 2023 | 3475 | 3463.09 | 1292948.18 |  | 726.266 | 0.1 | 1351552.479 | 0.1029 | 447.971 | 0.0666 | 13173040.352 | Coal |  | Tangentially-fired | Wet Limestone | Low NOx Burner Technology w/ Closed-coupled OFA,Selective Catalytic Reduction | Electrostatic Precipitator,Wet Scrubber |  | ARP, CSNOX, CSOSG2E, CSSO2G1, MATS | 3954 2 | 1966-06-24 | 8500 |  | Y | 0.69295 | 17.69% | Electric Utility |  |  | #N/A
WV | Mount Storm Power Station | 3954 | 3 |  | 2023 | 3525 | 3513.75 | 1438971.3 |  | 834.195 | 0.1152 | 1431207.985 | 0.103 | 477.499 | 0.0686 | 13949408.629 | Coal |  | Tangentially-fired | Wet Limestone | Low NOx Burner Technology w/ Closed-coupled OFA,Selective Catalytic Reduction | Wet Scrubber,Electrostatic Precipitator |  | ARP, CSNOX, CSOSG2E, CSSO2G1, MATS | 3954 3 | 1973-12-08 | 6005 |  | Y | 0.66367 | 26.52% | Electric Utility |  |  | #N/A
WI | Bay Front | 3982 | 1 |  | 2023 | 6633 | 6627.51 | 83186.82 |  | 25.965 | 0.0365 | 148649.285 | 0.1038 | 123.258 | 0.1716 | 1425764.522 | Wood | Coal, Pipeline Natural Gas | Stoker |  | Other,Overfire Air,Selective Non-catalytic Reduction | Baghouse |  | ARP, CSNOX, CSOSG3, CSSO2G1 | 3982 1 | 1954-07-01 | 350 |  | Y | 2.9634 | 46.5% | Electric Utility |  |  | #N/A
WI | Bay Front | 3982 | 2 |  | 2023 | 6388 | 6382.6 | 76735.15 |  | 28.092 | 0.0405 | 144288.879 | 0.1038 | 120.28 | 0.1728 | 1384233.694 | Wood | Coal, Pipeline Natural Gas | Stoker |  | Other,Overfire Air,Selective Non-catalytic Reduction | Baghouse | Halogenated PAC Sorbent Injection | ARP, CSNOX, CSOSG3, CSSO2G1 | 3982 2 | 1952-07-01 | 342 |  | Y | 3.1349 | 46.2% | Electric Utility |  |  | #N/A
CA | Harbor Generating Station | 399 | **10A |  | 2023 | 876 | 818.32 | 71523.1 |  | 0.204 | 0.001 | 39810.443 | 0.059 | 6.539 | 0.0211 | 678352.452 | Pipeline Natural Gas | Diesel Oil | Combined cycle |  | Selective Catalytic Reduction |  |  | ARP | 399 **10A | 1994-10-01 | 1088 |  | Y | 0.18285 | 7.117% | Electric Utility |  |  | 0.023549
CA | Harbor Generating Station | 399 | **10B |  | 2023 | 705 | 653.41 | 57895.84 |  | 0.164 | 0.001 | 32136.336 | 0.059 | 5.201 | 0.0206 | 547613.711 | Pipeline Natural Gas | Diesel Oil | Combined cycle |  | Selective Catalytic Reduction |  |  | ARP | 399 **10B | 1994-10-01 | 1088 |  | Y | 0.17967 | 5.746% | Electric Utility |  |  | 0.021623
CA | Harbor Generating Station | 399 | 10 |  | 2023 | 457 | 353.6 | 13666.49 |  | 0.043 | 0.001 | 8257.866 | 0.059 | 1.006 | 0.0148 | 140573.413 | Pipeline Natural Gas | Diesel Oil | Combustion turbine |  | Selective Catalytic Reduction |  |  | ARP | 399 10 | 2001-10-28 | 500 |  | Y | 0.14722 | 3.209% | Electric Utility | GE LM6000 | Aeroderivative | 0.020832
CA | Harbor Generating Station | 399 | 11 |  | 2023 | 362 | 280.36 | 10330.59 |  | 0.033 | 0.001 | 6456.241 | 0.0591 | 0.895 | 0.0188 | 109851.672 | Pipeline Natural Gas | Diesel Oil | Combustion turbine |  | Selective Catalytic Reduction |  |  | ARP | 399 11 | 2001-10-30 | 800 |  | Y | 0.17327 | 1.568% | Electric Utility | GE LM6000 | Aeroderivative | 0.02014
CA | Harbor Generating Station | 399 | 12 |  | 2023 | 240 | 188.94 | 6951.03 |  | 0.022 | 0.001 | 4280.115 | 0.059 | 0.533 | 0.016 | 72917.749 | Pipeline Natural Gas | Diesel Oil | Combustion turbine |  | Selective Catalytic Reduction |  |  | ARP | 399 12 | 2001-10-26 | 800 |  | Y | 0.15336 | 1.04% | Electric Utility | GE LM6000 | Aeroderivative | 0.01997
CA | Harbor Generating Station | 399 | 13 |  | 2023 | 293 | 228.06 | 8263.14 |  | 0.026 | 0.001 | 5131.644 | 0.059 | 0.652 | 0.0181 | 87329.171 | Pipeline Natural Gas | Diesel Oil | Combustion turbine |  | Selective Catalytic Reduction |  |  | ARP | 399 13 | 2001-11-01 | 500 |  | Y | 0.15781 | 1.994% | Electric Utility | GE LM6000 | Aeroderivative | 0.021143
CA | Harbor Generating Station | 399 | 14 |  | 2023 | 2 | 2 | 0 |  | 0 | 0.001 | 4.8 | 0.058 | 0.003 | 0.07 | 82.6 | Pipeline Natural Gas | Diesel Oil | Combustion turbine |  | Selective Catalytic Reduction |  |  | ARP | 399 14 | 2001-11-01 | 556.3 |  | Y |  | 0.001695% | Electric Utility | GE LM6000 | Aeroderivative | 0.022066
WI | Fitchburg Generating Station | 3991 | 1 |  | 2023 | 17 | 10.63 | 106.68 |  | 0.001 | 0.0008 |  |  | 1.361 | 0.7001 | 3889.4 | Pipeline Natural Gas |  | Combustion turbine |  |  |  |  | CSNOX, CSOSG3, CSSO2G1 | 3991 1 | 1973-05-01 | 365.9 |  |  | 25.5156 | 0.1213% | Electric Utility |  |  | 0.46886
WI | Fitchburg Generating Station | 3991 | 2 |  | 2023 | 12 | 7.16 | 97.15 |  | 0.001 | 0.0007 |  |  | 0.917 | 0.6999 | 2619.9 | Pipeline Natural Gas |  | Combustion turbine |  |  |  |  | CSNOX, CSOSG3, CSSO2G1 | 3991 2 | 1973-05-01 | 365.9 |  |  | 18.878 | 0.08174% | Electric Utility |  |  | 0.59259
WI | Blount Street | 3992 | 8 |  | 2023 | 1448 | 1352.39 | 13527.03 |  | 0.083 | 0.001 | 11566.556 | 0.0595 | 20.094 | 0.214 | 194580.053 | Natural Gas |  | Dry bottom wall-fired boiler |  |  |  |  | ARP, CSNOX, CSOSG3, CSSO2G1 | 3992 8 | 1957-06-01 | 675 |  |  | 2.9709 | 3.291% | Electric Utility |  |  | #N/A
WI | Blount Street | 3992 | 9 |  | 2023 | 103 | 92.01 | 524 |  | 0.005 | 0.001 | 640.576 | 0.0593 | 1.596 | 0.2563 | 10784.909 | Natural Gas |  | Dry bottom wall-fired boiler |  | Other |  |  | ARP, CSNOX, CSOSG3, CSSO2G1 | 3992 9 | 1961-07-01 | 688 |  |  | 6.0916 | 0.1789% | Electric Utility |  |  | #N/A
CA | Haynes Generating Station | 400 | 1 |  | 2023 | 4639 | 4617.01 | 309853.7 |  | 1.042 | 0.001 | 202720.52 | 0.058 | 2.877 | 0.0031 | 3471241.068 | Pipeline Natural Gas |  | Dry bottom wall-fired boiler |  | Selective Catalytic Reduction |  |  | ARP | 400 1 | 1962-07-01 | 2180 |  | Y | 0.01857 | 18.18% | Electric Utility |  |  | #N/A
CA | Haynes Generating Station | 400 | 10 |  | 2023 | 5041 | 4989.16 | 1112123.81 |  | 2.35 | 0.001 | 457509.856 | 0.058 | 25.784 | 0.0075 | 7834093.615 | Pipeline Natural Gas |  | Combined cycle |  | Dry Low NOx Burners,Selective Catalytic Reduction |  |  | ARP | 400 10 | 2004-12-01 | 2043.6 |  | Y | 0.046369 | 43.76% | Electric Utility |  |  | 0.0067471
CA | Haynes Generating Station | 400 | 11 |  | 2023 | 94 | 79.05 | 6148.99 |  | 0.018 | 0.001 | 3407.471 | 0.0581 | 0.226 | 0.0079 | 58351.171 | Pipeline Natural Gas |  | Combustion turbine |  | Water Injection,Selective Catalytic Reduction |  |  | ARP | 400 11 | 2013-04-14 | 906.6 |  | Y | 0.073508 | 0.7347% | Electric Utility | GE LMS100 | Aeroderivative | 0.008942
CA | Haynes Generating Station | 400 | 12 |  | 2023 | 425 | 363.11 | 32774.6 |  | 0.089 | 0.001 | 17250.261 | 0.0581 | 1.255 | 0.0082 | 295365.367 | Pipeline Natural Gas |  | Combustion turbine |  | Water Injection,Selective Catalytic Reduction |  |  | ARP | 400 12 | 2013-04-13 | 906.6 |  | Y | 0.076584 | 3.719% | Electric Utility | GE LMS100 | Aeroderivative | 0.0083911
CA | Haynes Generating Station | 400 | 13 |  | 2023 | 553 | 484.28 | 42934.49 |  | 0.116 | 0.001 | 22646.282 | 0.058 | 1.611 | 0.008 | 387775.947 | Pipeline Natural Gas |  | Combustion turbine |  | Water Injection,Selective Catalytic Reduction |  |  | ARP | 400 13 | 2013-02-17 | 906.6 |  | Y | 0.075045 | 4.883% | Electric Utility | GE LMS100 | Aeroderivative | 0.0093659
CA | Haynes Generating Station | 400 | 14 |  | 2023 | 394 | 322.99 | 27151.69 |  | 0.075 | 0.001 | 14638.478 | 0.0581 | 1.113 | 0.0085 | 250662.609 | Pipeline Natural Gas |  | Combustion turbine |  | Water Injection,Selective Catalytic Reduction |  |  | ARP | 400 14 | 2013-03-05 | 906.6 |  | Y | 0.081984 | 3.156% | Electric Utility | GE LMS100 | Aeroderivative | 0.0091644
CA | Haynes Generating Station | 400 | 15 |  | 2023 | 732 | 636.82 | 56226.15 |  | 0.153 | 0.001 | 29849.327 | 0.058 | 2.255 | 0.0087 | 511110.2 | Pipeline Natural Gas |  | Combustion turbine |  | Water Injection,Selective Catalytic Reduction |  |  | ARP | 400 15 | 2013-05-14 | 906.6 |  | Y | 0.080212 | 6.436% | Electric Utility | GE LMS100 | Aeroderivative | 0.00933
CA | Haynes Generating Station | 400 | 16 |  | 2023 | 438 | 377.76 | 32168.51 |  | 0.088 | 0.001 | 17216.04 | 0.058 | 1.272 | 0.0084 | 294787.754 | Pipeline Natural Gas |  | Combustion turbine |  | Water Injection,Selective Catalytic Reduction |  |  | ARP | 400 16 | 2013-04-18 | 906.6 |  | Y | 0.079084 | 3.712% | Electric Utility | GE LMS100 | Aeroderivative | 0.009111
CA | Haynes Generating Station | 400 | 2 |  | 2023 | 31 | 26.97 | 523.52 |  | 0.003 | 0.001 | 541.376 | 0.0582 | 0.108 | 0.023 | 9272.476 | Pipeline Natural Gas |  | Dry bottom wall-fired boiler |  | Selective Catalytic Reduction |  |  | ARP | 400 2 | 1963-02-01 | 2160 |  | Y | 0.41259 | 0.049% | Electric Utility |  |  | #N/A
CA | Haynes Generating Station | 400 | 9 |  | 2023 | 4645 | 4556.82 | 1017678.32 |  | 2.147 | 0.001 | 417977.216 | 0.058 | 24.798 | 0.0087 | 7157105.247 | Pipeline Natural Gas |  | Combined cycle |  | Dry Low NOx Burners,Selective Catalytic Reduction |  |  | ARP | 400 9 | 2004-12-28 | 2043.6 |  | Y | 0.048734 | 39.98% | Electric Utility |  |  | 0.0068119
WI | French Island | 4005 | 3 |  | 2023 | 2 | 0.5 | 9.54 |  | 0.038 | 0.5 |  |  | 0.091 | 1.1995 | 152 | Diesel Oil |  | Combustion turbine |  |  |  |  | CSNOX, CSOSG3, CSSO2G1 | 4005 3 | 1974-01-01 | 1087 |  |  | 19.0776 | 0.001596% | Electric Utility | Siemens Unknown |  | 1.4691
WI | French Island | 4005 | 4 |  | 2023 | 7 | 5.52 | 135.24 |  | 0.135 | 0.5001 |  |  | 0.324 | 1.1987 | 539.9 | Diesel Oil |  | Combustion turbine |  |  |  |  | CSNOX, CSOSG3, CSSO2G1 | 4005 4 | 1974-01-01 | 1012.9 |  |  | 4.7915 | 0.006085% | Electric Utility | Siemens Unknown |  | 0.98156
WI | Wheaton Generating Plant | 4014 | 1 |  | 2023 | 279 | 242 | 7194.88 |  | 0.032 | 0.0009 |  |  | 13.652 | 0.2162 | 108223.145 | Pipeline Natural Gas | Diesel Oil | Combustion turbine |  |  |  |  | CSNOX, CSOSG3, CSSO2G1 | 4014 1 | 1972-01-01 | 867 |  |  | 3.7949 | 1.425% | Electric Utility | GE Unknown |  | 0.32941
WI | Wheaton Generating Plant | 4014 | 2 |  | 2023 | 360 | 317.78 | 9659.96 |  | 0.043 | 0.001 |  |  | 19.166 | 0.228 | 143981.116 | Pipeline Natural Gas | Diesel Oil | Combustion turbine |  |  |  |  | CSNOX, CSOSG3, CSSO2G1 | 4014 2 | 1972-01-01 | 867 |  |  | 3.9681 | 1.896% | Electric Utility | GE Unknown |  | 0.35551
WI | Wheaton Generating Plant | 4014 | 3 |  | 2023 | 348 | 306.91 | 8616.89 |  | 0.04 | 0.001 |  |  | 16.371 | 0.2234 | 132277.169 | Pipeline Natural Gas | Diesel Oil | Combustion turbine |  |  |  |  | CSNOX, CSOSG3, CSSO2G1 | 4014 3 | 1972-01-01 | 867 |  |  | 3.7997 | 1.742% | Electric Utility |  |  | 0.32424
WI | Wheaton Generating Plant | 4014 | 4 |  | 2023 | 313 | 273.31 | 7747.41 |  | 0.035 | 0.001 |  |  | 14.809 | 0.2302 | 115950.231 | Pipeline Natural Gas | Diesel Oil | Combustion turbine |  |  |  |  | CSNOX, CSOSG3, CSSO2G1 | 4014 4 | 1972-01-01 | 867 |  |  | 3.823 | 1.527% | Electric Utility |  |  | 0.31285
WI | Wheaton Generating Plant | 4014 | 5 |  | 2023 | 0 | 0 | [9 empty] | Diesel Oil |  | Combustion turbine |  |  |  |  | CSNOX, CSOSG3, CSSO2G1 | 4014 5 | 1972-01-01 | 910 |  |  |  | 0% | Electric Utility | Siemens Unknown |  | #DIV/0!
WI | Wheaton Generating Plant | 4014 | 6 |  | 2023 | 15 | 10.3 | 314.1 |  | 1.211 | 0.5005 |  |  | 2.907 | 1.2 | 4845.1 | Diesel Oil |  | Combustion turbine |  |  |  |  | CSNOX, CSOSG3, CSSO2G1 | 4014 6 | 1972-01-01 | 910 |  |  | 18.51 | 0.06078% | Electric Utility | Siemens Unknown |  | 0.9979
CA | Scattergood Generating Station | 404 | 1 |  | 2023 | 964 | 938.33 | 36609.9 |  | 0.136 | 0.001 | 26498.535 | 0.0588 | 1.051 | 0.0103 | 452417.144 | Pipeline Natural Gas | Other Gas | Dry bottom wall-fired boiler |  | Selective Catalytic Reduction |  |  | ARP | 404 1 | 1958-12-01 | 1220 |  | Y | 0.057416 | 4.233% | Electric Utility |  |  | #N/A
CA | Scattergood Generating Station | 404 | 2 |  | 2023 | 660 | 643.45 | 29807.14 |  | 0.102 | 0.001 | 19961.094 | 0.0588 | 0.887 | 0.0068 | 340802.441 | Pipeline Natural Gas | Other Gas | Dry bottom wall-fired boiler |  | Selective Catalytic Reduction |  |  | ARP | 404 2 | 1959-07-01 | 1750 |  | Y | 0.059516 | 2.223% | Electric Utility |  |  | #N/A
CA | Scattergood Generating Station | 404 | 4 |  | 2023 | 4517 | 4463.59 | 1148133.88 |  | 2.468 | 0.001 | 481804.951 | 0.059 | 22.948 | 0.0061 | 8225878.223 | Pipeline Natural Gas |  | Combined cycle |  | Selective Catalytic Reduction |  |  | ARP | 404 4 | 2015-10-09 | 2080.9 |  | Y | 0.039974 | 45.13% | Electric Utility | GE 7FA.05 1x1 | Frame | 0.0061909
CA | Scattergood Generating Station | 404 | 6 |  | 2023 | 1215 | 1046.08 | 95067.87 |  | 0.259 | 0.001 | 50641.305 | 0.0589 | 3.441 | 0.0079 | 864583.712 | Pipeline Natural Gas |  | Combustion turbine |  | Water Injection,Selective Catalytic Reduction |  |  | ARP | 404 6 | 2015-08-09 | 903.4 |  | Y | 0.07239 | 10.93% | Electric Utility | GE LMS100PA-SAC (Water) | Aeroderivative | 0.0090324
CA | Scattergood Generating Station | 404 | 7 |  | 2023 | 1158 | 990.6 | 91867.65 |  | 0.248 | 0.001 | 48497.439 | 0.0589 | 3.273 | 0.0074 | 828031.581 | Pipeline Natural Gas |  | Combustion turbine |  | Water Injection,Selective Catalytic Reduction |  |  | ARP | 404 7 | 2015-09-14 | 903.4 |  | Y | 0.071255 | 10.46% | Electric Utility | GE LMS100PA-SAC (Water) | Aeroderivative | 0.0087269
WI | Port Washington Generating Station | 4040 | 11 |  | 2023 | 7920 | 7826.95 | 2176022.4 |  | 4.407 | 0.001 | 872937.528 | 0.059 | 73.756 | 0.0119 | 14688848.784 | Pipeline Natural Gas |  | Combined cycle |  | Dry Low NOx Burners,Selective Catalytic Reduction |  |  | ARP, CSNOX, CSOSG3, CSSO2G1 | 4040 11 | 2008-03-03 | 2400 |  | Y | 0.06779 | 69.87% | Electric Utility |  |  | 0.010271
WI | Port Washington Generating Station | 4040 | 12 |  | 2023 | 8071 | 8013.43 | 2222680.28 |  | 4.505 | 0.001 | 892366.244 | 0.059 | 71.071 | 0.0109 | 15015752.407 | Pipeline Natural Gas |  | Combined cycle |  | Dry Low NOx Burners,Selective Catalytic Reduction |  |  | ARP, CSNOX, CSOSG3, CSSO2G1 | 4040 12 | 2008-03-04 | 2400 |  | Y | 0.063951 | 71.42% | Electric Utility |  |  | 0.010428
WI | Port Washington Generating Station | 4040 | 21 |  | 2023 | 7854 | 7778.62 | 2144048.28 |  | 4.337 | 0.001 | 859148.756 | 0.059 | 69.966 | 0.0112 | 14456857.669 | Pipeline Natural Gas |  | Combined cycle |  | Dry Low NOx Burners,Selective Catalytic Reduction |  |  | ARP, CSNOX, CSOSG3, CSSO2G1 | 4040 21 | 2005-07-01 | 2400 |  | Y | 0.065265 | 68.76% | Electric Utility |  |  | 0.01054
WI | Port Washington Generating Station | 4040 | 22 |  | 2023 | 7722 | 7646.77 | 2113113.42 |  | 4.28 | 0.001 | 847746.215 | 0.059 | 70.281 | 0.0116 | 14265029.877 | Pipeline Natural Gas |  | Combined cycle |  | Dry Low NOx Burners,Selective Catalytic Reduction |  |  | ARP, CSNOX, CSOSG3, CSSO2G1 | 4040 22 | 2005-07-01 | 2400 |  | Y | 0.066519 | 67.85% | Electric Utility |  |  | 0.010745
WI | South Oak Creek | 4041 | 5 | CS1 | 2023 | 3756 | 3745.1 | 671544.75 |  | 4.952 | 0.0021 | 751819.345 | 0.1045 | 235.118 | 0.0664 | 7170407.238 | Coal | Pipeline Natural Gas | Dry bottom wall-fired boiler | Wet Limestone | Selective Catalytic Reduction | Electrostatic Precipitator,Wet Scrubber |  | ARP, CSNOX, CSOSG3, CSSO2G1, MATS | 4041 5 | 1959-12-01 | 3661 |  | Y | 0.70023 | 22.36% | Electric Utility |  |  | #N/A
WI | South Oak Creek | 4041 | 6 | CS1 | 2023 | 5053 | 5031.17 | 825356.67 |  | 6.712 | 0.005 | 928242.197 | 0.1033 | 307.771 | 0.0686 | 8862365.112 | Coal | Pipeline Natural Gas | Dry bottom wall-fired boiler | Wet Limestone | Selective Catalytic Reduction | Electrostatic Precipitator,Wet Scrubber |  | ARP, CSNOX, CSOSG3, CSSO2G1, MATS | 4041 6 | 1961-11-01 | 2965 |  | Y | 0.74579 | 34.12% | Electric Utility |  |  | #N/A
WI | South Oak Creek | 4041 | 7 | CS2 | 2023 | 5832 | 5825.65 | 1357712.77 |  | 55.04 | 0.0308 | 1438442.206 | 0.1044 | 434.732 | 0.0633 | 13717505.895 | Coal | Pipeline Natural Gas | Tangentially-fired | Wet Limestone | Low NOx Burner Technology w/ Closed-coupled/Separated OFA,Selective Catalytic Reduction | Electrostatic Precipitator,Wet Scrubber |  | ARP, CSNOX, CSOSG3, CSSO2G1, MATS | 4041 7 | 1965-03-01 | 4311 |  | Y | 0.64039 | 36.32% | Electric Utility |  |  | #N/A
WI | South Oak Creek | 4041 | 8 | CS2 | 2023 | 4891 | 4880.7 | 1152134.71 |  | 49.387 | 0.0149 | 1214662.135 | 0.1043 | 368.512 | 0.0635 | 11585106.759 | Coal | Pipeline Natural Gas | Tangentially-fired | Wet Limestone | Low NOx Burner Technology w/ Closed-coupled/Separated OFA,Selective Catalytic Reduction | Electrostatic Precipitator,Wet Scrubber |  | ARP, CSNOX, CSOSG3, CSSO2G1, MATS | 4041 8 | 1967-10-01 | 4014 |  | Y | 0.6397 | 32.95% | Electric Utility |  |  | #N/A
WI | Valley (WEPCO) | 4042 | 1 | CS1 | 2023 | 6393 | 6379.57 |  | 1856856.11 | 0.714 | 0.001 | 139985.694 | 0.059 | 74.992 | 0.0628 | 2361451.69 | Pipeline Natural Gas |  | Dry bottom wall-fired boiler |  | Low NOx Burner Technology (Dry Bottom only) |  |  | ARP, CSNOX, CSOSG3, CSSO2G1 | 4042 1 | 1968-06-01 | 1000 |  |  |  | 26.96% | Electric Utility |  |  | #N/A
WI | Valley (WEPCO) | 4042 | 2 | CS1 | 2023 | 6786 | 6777.12 |  | 1996293.49 | 0.765 | 0.001 | 149974.607 | 0.059 | 80.698 | 0.0631 | 2529942.659 | Pipeline Natural Gas |  | Dry bottom wall-fired boiler |  | Low NOx Burner Technology (Dry Bottom only) |  |  | ARP, CSNOX, CSOSG3, CSSO2G1 | 4042 2 | 1968-06-01 | 959 |  |  |  | 30.12% | Electric Utility |  |  | #N/A
WI | Valley (WEPCO) | 4042 | 3 | CS2 | 2023 | 3326 | 3304.95 |  | 1004596.52 | 0.415 | 0.001 | 82337.476 | 0.059 | 42.936 | 0.0602 | 1388970.598 | Pipeline Natural Gas |  | Dry bottom wall-fired boiler |  | Low NOx Burner Technology (Dry Bottom only) |  |  | ARP, CSNOX, CSOSG3, CSSO2G1 | 4042 3 | 1969-03-01 | 1192 |  |  |  | 13.3% | Electric Utility |  |  | #N/A
WI | Valley (WEPCO) | 4042 | 4 | CS2 | 2023 | 3514 | 3496.14 |  | 1049466.99 | 0.438 | 0.001 | 86853.384 | 0.059 | 45.266 | 0.0602 | 1465149.615 | Pipeline Natural Gas |  | Dry bottom wall-fired boiler |  | Low NOx Burner Technology (Dry Bottom only) |  |  | ARP, CSNOX, CSOSG3, CSSO2G1 | 4042 4 | 1969-03-01 | 1013 |  |  |  | 16.51% | Electric Utility |  |  | #N/A
WI | Edgewater (4050) | 4050 | 5 |  | 2023 | 7328 | 7312.02 | 2077014.05 |  | 390.705 | 0.0346 | 2288176.066 | 0.105 | 535.689 | 0.0483 | 21817056.431 | Coal |  | Dry bottom wall-fired boiler | Dry Lime FGD | Low NOx Burner Technology w/ Overfire Air,Selective Catalytic Reduction | Electrostatic Precipitator,Baghouse | Additives to Enhance PAC and Existing Equipment Performance | ARP, CSNOX, CSOSG3, CSSO2G1, MATS | 4050 5 | 1985-03-01 | 5424 |  | Y | 0.51583 | 45.92% | Electric Utility |  |  | #N/A
WI | Pulliam | 4072 | 32 |  | 2023 | 1600 | 1465.66 | 109037.28 |  | 0.393 | 0.001 | 77796.239 | 0.0591 | 17.91 | 0.0312 | 1309039.713 | Pipeline Natural Gas |  | Combustion turbine |  | Dry Low NOx Burners |  |  | ARP, CSNOX, CSOSG3, CSSO2G1 | 4072 32 | 2003-05-01 | 1241 |  |  | 0.32851 | 12.04% | Electric Utility | GE MS7001EA | Frame | 0.025836
WI | West Marinette | 4076 | **33 |  | 2023 | 1272 | 1158.22 | 77349.78 |  | 0.282 | 0.001 | 55937.374 | 0.059 | 60.914 | 0.1278 | 941238.52 | Pipeline Natural Gas |  | Combustion turbine |  | Water Injection |  |  | ARP, CSNOX, CSOSG3, CSSO2G1 | 4076 **33 | 1993-04-01 | 1274.3 |  |  | 1.575 | 8.432% | Electric Utility | GE Unknown |  | 0.12296
WI | West Marinette | 4076 | **34 |  | 2023 | 1515 | 1374.22 | 83699.94 |  | 0.345 | 0.0009 | 67893.2 | 0.059 | 28.366 | 0.1255 | 1150598.6 | Pipeline Natural Gas | Diesel Oil | Combustion turbine |  | Dry Low NOx Burners,Water Injection |  |  | ARP, CSNOX, CSOSG3, CSSO2G1 | 4076 **34 | 2000-04-26 | 1231.8 |  |  | 0.6778 | 10.66% | Electric Utility | GE MS7001EA | Frame | 0.042735
WI | West Marinette | 4076 | 31A |  | 2023 | 484 | 436.57 | 6760.03 |  | 0.031 | 0.001 | 6192.582 | 0.0593 | 21.693 | 0.39 | 104205.055 | Pipeline Natural Gas |  | Combustion turbine |  |  |  |  | CSNOX, CSOSG3, CSSO2G1 | 4076 31A | 1971-05-27 | 353 |  |  | 6.418 | 3.37% | Electric Utility | Pratt & Whitney Unknown |  | 0.32963
WI | West Marinette | 4076 | 31B |  | 2023 | 484 | 436.63 | 6595.69 |  | 0.031 | 0.001 | 6053.933 | 0.0593 | 17.801 | 0.326 | 101872.674 | Pipeline Natural Gas |  | Combustion turbine |  |  |  |  | CSNOX, CSOSG3, CSSO2G1 | 4076 31B | 1971-05-27 | 353 |  |  | 5.3978 | 3.294% | Electric Utility |  |  | 0.33423
WI | West Marinette | 4076 | 32A |  | 2023 | 564 | 506.94 | 7948.32 |  | 0.037 | 0.001 | 7227.754 | 0.0593 | 23.443 | 0.3575 | 121632.423 | Pipeline Natural Gas |  | Combustion turbine |  |  |  |  | CSNOX, CSOSG3, CSSO2G1 | 4076 32A | 1973-04-03 | 353 |  |  | 5.8989 | 3.933% | Electric Utility | Pratt & Whitney Unknown |  | 0.36666
WI | West Marinette | 4076 | 32B |  | 2023 | 519 | 465.65 | 7009.79 |  | 0.032 | 0.001 | 6416.141 | 0.0593 | 22.134 | 0.3853 | 107976.304 | Pipeline Natural Gas |  | Combustion turbine |  |  |  |  | CSNOX, CSOSG3, CSSO2G1 | 4076 32B | 1973-04-03 | 353 |  |  | 6.3152 | 3.492% | Electric Utility |  |  | 0.35647
WI | Weston | 4078 | 2 |  | 2023 | 0 | 0 | [9 empty] | Pipeline Natural Gas |  | Dry bottom wall-fired boiler |  | Overfire Air | Electrostatic Precipitator |  | ARP, CSNOX, CSSO2G1 | 4078 2 | 1960-01-01 | 1319 |  |  |  | 0% | Electric Utility |  |  | #N/A
WI | Weston | 4078 | 3 |  | 2023 | 2838 | 2830 | 670722.41 |  | 69.88 | 0.0247 | 589805.564 | 0.1023 | 220.548 | 0.0716 | 5647931.685 | Coal | Natural Gas | Tangentially-fired | Other | Low NOx Burner Technology w/ Separated OFA,Low NOx Burner Technology w/ Closed-coupled OFA | Baghouse | Regenerative Activated Coke Technology | ARP, CSNOX, CSOSG3, CSSO2G1, MATS | 4078 3 | 1981-12-23 | 4509 |  |  | 0.65764 | 14.3% | Electric Utility |  |  | #N/A
WI | Weston | 4078 | 32A |  | 2023 | 20 | 15.41 | 319.12 |  | 0.001 | 0.0009 | 276.388 | 0.0562 | 1.093 | 0.47 | 4649.892 | Pipeline Natural Gas |  | Combustion turbine |  |  |  |  | CSNOX, CSOSG3, CSSO2G1 | 4078 32A | 1973-05-25 | 434 |  |  | 6.8501 | 0.1223% | Electric Utility |  |  | 0.37281
WI | Weston | 4078 | 32B |  | 2023 | 0 | 0 | [9 empty] | Pipeline Natural Gas |  | Combustion turbine |  |  |  |  | CSNOX, CSOSG3, CSSO2G1 | 4078 32B | 1973-05-25 | 434 |  |  |  | 0% | Electric Utility |  |  | 0.3849
WI | Weston | 4078 | 4 |  | 2023 | 6645 | 6637.4 | 3133483.24 |  | 458.636 | 0.0369 | 2672447.134 | 0.1044 | 693.603 | 0.0548 | 25495799.301 | Coal | Natural Gas | Dry bottom wall-fired boiler | Dry Lime FGD | Selective Catalytic Reduction | Baghouse | Additives to Enhance PAC and Existing Equipment Performance,Untreated PAC Sorbent Injection | ARP, CSNOX, CSOSG3, CSSO2G1, MATS | 4078 4 | 2008-03-20 | 5217 |  | Y | 0.4427 | 55.79% | Electric Utility |  |  | #N/A
CA | Valley Generating Station | 408 | 5 |  | 2023 | 417 | 323.36 | 12129.58 |  | 0.038 | 0.001 | 7410.634 | 0.0591 | 1.002 | 0.0213 | 126117.847 | Pipeline Natural Gas | Diesel Oil | Combustion turbine |  | Selective Catalytic Reduction |  |  | ARP | 408 5 | 2001-08-27 | 480 |  | Y | 0.16522 | 2.999% | Electric Utility |  |  | 0.021856
CA | Valley Generating Station | 408 | 6 |  | 2023 | 3474 | 3378.53 | 726226.9 |  | 1.512 | 0.001 | 295778.029 | 0.059 | 21.879 | 0.0116 | 5040033.128 | Pipeline Natural Gas |  | Combined cycle |  | Dry Low NOx Burners,Selective Catalytic Reduction |  |  | ARP | 408 6 | 2003-09-01 | 2000 |  | Y | 0.060254 | 28.77% | Electric Utility |  |  | 0.0098025
CA | Valley Generating Station | 408 | 7 |  | 2023 | 3960 | 3828.23 | 787597.9 |  | 1.666 | 0.001 | 325822.364 | 0.059 | 25.437 | 0.0126 | 5551973.215 | Pipeline Natural Gas |  | Combined cycle |  | Dry Low NOx Burners,Selective Catalytic Reduction |  |  | ARP | 408 7 | 2003-09-01 | 2000 |  | Y | 0.064594 | 31.69% | Electric Utility |  |  | 0.0094217
WI | Manitowoc | 4125 | 8 |  | 2023 | 5678 | 5671.41 |  | 910325.21 | 5.137 | 0.0107 | 96781.624 | 0.102 | 57.068 | 0.1203 | 948342.619 | Petroleum Coke | Coal, Other Solid Fuel | Circulating fluidized bed boiler | Fluidized Bed Limestone Injection |  | Baghouse |  | ARP, CSNOX, CSOSG3, CSSO2G1 | 4125 8 | 1990-07-14 | 320.8 |  |  |  | 33.75% | Electric Utility |  |  | #N/A
WI | Manitowoc | 4125 | 9 |  | 2023 | 4514 | 4501.83 |  | 957835.24 | 99.711 | 0.1488 | 141283.68 | 0.1038 | 49.702 | 0.0735 | 1361115.079 | Petroleum Coke | Coal | Circulating fluidized bed boiler | Fluidized Bed Limestone Injection | Selective Non-catalytic Reduction | Baghouse |  | ARP, CSNOX, CSOSG3, CSSO2G1, MATS | 4125 9 | 2005-09-10 | 764 |  | Y |  | 20.34% | Electric Utility |  |  | #N/A
WY | Dave Johnston | 4158 | BW41 |  | 2023 | 8217 | 8207.86 | 516647.01 |  | 1905.488 | 0.6852 | 577404.293 | 0.105 | 830.78 | 0.2943 | 5505401.858 | Coal |  | Dry bottom wall-fired boiler |  |  | Electrostatic Precipitator | Halogenated PAC Sorbent Injection | ARP, MATS | 4158 BW41 | 1958-11-08 | 1674 |  |  | 3.216 | 37.54% | Electric Utility |  |  | #N/A
WY | Dave Johnston | 4158 | BW42 |  | 2023 | 6707 | 6654.62 | 437924.93 |  | 1664.919 | 0.6793 | 496581.134 | 0.105 | 740.436 | 0.2903 | 4734774.54 | Coal |  | Dry bottom wall-fired boiler |  |  | Electrostatic Precipitator | Halogenated PAC Sorbent Injection | ARP, MATS | 4158 BW42 | 1960-10-01 | 1672 |  |  | 3.3816 | 32.33% | Electric Utility |  |  | #N/A
WY | Dave Johnston | 4158 | BW43 |  | 2023 | 7763 | 7739.76 | 1172509.48 |  | 693.147 | 0.1033 | 1366950.144 | 0.1049 | 1398.108 | 0.2092 | 13033490.07 | Coal |  | Dry bottom wall-fired boiler | Dry Lime FGD | Low NOx Burner Technology w/ Overfire Air | Baghouse | Additives to Enhance PAC and Existing Equipment Performance,Untreated PAC Sorbent Injection | ARP, MATS | 4158 BW43 | 1964-09-12 | 3349 |  |  | 2.3848 | 44.43% | Electric Utility |  |  | #N/A
WY | Dave Johnston | 4158 | BW44 |  | 2023 | 8050 | 8033.97 | 1815392.28 |  | 1236.872 | 0.1211 | 2116050.298 | 0.105 | 1367.253 | 0.1337 | 20175938.082 | Coal |  | Tangentially-fired | Dry Lime FGD | Low NOx Burner Technology w/ Separated OFA | Baghouse | Additives to Enhance PAC and Existing Equipment Performance,Untreated PAC Sorbent Injection | ARP, MATS | 4158 BW44 | 1972-01-01 | 4700 |  |  | 1.5063 | 49% | Electric Utility |  |  | #N/A
WY | Naughton | 4162 | 1 |  | 2023 | 7980 | 7960.16 | 1018836.61 |  | 734.297 | 0.1225 | 1139196.555 | 0.1036 | 1133.447 | 0.2084 | 10880225.483 | Coal | Pipeline Natural Gas | Tangentially-fired | Sodium Based | Low NOx Burner Technology w/ Separated OFA | Electrostatic Precipitator | Additives to Enhance PAC and Existing Equipment Performance | ARP, MATS | 4162 1 | 1963-05-15 | 2958 |  |  | 2.225 | 41.99% | Electric Utility |  |  | #N/A
WY | Naughton | 4162 | 2 |  | 2023 | 6636 | 6593.53 | 1053534.94 |  | 700.026 | 0.1196 | 1159655.403 | 0.1029 | 1113.545 | 0.197 | 11087153.722 | Coal | Pipeline Natural Gas | Tangentially-fired | Sodium Based | Low NOx Burner Technology w/ Separated OFA | Electrostatic Precipitator | Additives to Enhance PAC and Existing Equipment Performance | ARP, MATS | 4162 2 | 1968-10-15 | 2852 |  |  | 2.1139 | 44.38% | Electric Utility |  |  | #N/A
WY | Naughton | 4162 | 3 |  | 2023 | 7549 | 7488.75 | 977903.85 |  | 3.046 | 0.001 | 603284.819 | 0.059 | 320.432 | 0.0598 | 10151467.9 | Pipeline Natural Gas |  | Tangentially-fired |  | Low NOx Burner Technology w/ Separated OFA |  |  | ARP | 4162 3 | 1971-10-01 | 3250 |  |  | 0.65534 | 35.66% | Electric Utility |  |  | #N/A
TX | Power Lane Steam Plant | 4195 | 2 |  | 2023 | 1848 | 1558.5 | 12993.25 |  | 0.129 | 0.0013 | 11037.75 | 0.0606 | 19.94 | 0.2258 | 179826.55 | Pipeline Natural Gas | Diesel Oil | Dry bottom wall-fired boiler |  |  |  |  | ARP, CSOSG2 | 4195 2 | 1969-01-01 | 324 |  |  | 3.0693 | 6.336% | Electric Utility |  |  | #N/A
TX | Power Lane Steam Plant | 4195 | 3 |  | 2023 | 1977 | 1719.75 | 23461.5 |  | 0.438 | 0.0022 | 17669.25 | 0.0601 | 27.749 | 0.1765 | 290353.7 | Pipeline Natural Gas | Diesel Oil | Dry bottom wall-fired boiler |  |  |  |  | ARP, CSOSG2 | 4195 3 | 1977-05-01 | 493 |  |  | 2.3655 | 6.723% | Electric Utility |  |  | #N/A
CA | Glenarm | 422 | GT3 |  | 2023 | 553 | 447.58 | 10454.97 |  | 0.035 | 0.0005 | 7254.41 | 0.0594 | 1.393 | 0.0273 | 122040.065 | Pipeline Natural Gas |  | Combustion turbine |  | Selective Catalytic Reduction |  |  | ARP | 422 GT3 | 2003-06-01 | 475 |  | Y | 0.26648 | 2.933% | Electric Utility | GE Unknown |  | 0.026185
CA | Glenarm | 422 | GT4 |  | 2023 | 547 | 421.88 | 10275.44 |  | 0.033 | 0.0005 | 7143 | 0.0593 | 1.515 | 0.0292 | 120192.522 | Pipeline Natural Gas |  | Combustion turbine |  | Selective Catalytic Reduction |  |  | ARP | 422 GT4 | 2003-06-01 | 475 |  | Y | 0.29488 | 2.889% | Electric Utility | GE Unknown |  | 0.030794
CA | Glenarm | 422 | GT5 |  | 2023 | 691 | 585.76 | 18940.63 |  | 0.054 | 0.0006 | 10863.495 | 0.0593 | 0.817 | 0.0112 | 182802.07 | Pipeline Natural Gas |  | Combined cycle |  | Water Injection,Selective Catalytic Reduction |  |  | ARP | 422 GT5 | 2016-04-09 | 547.5 |  | Y | 0.08627 | 3.811% | Electric Utility | GE LM 6000 Sprint 1x1 | Aeroderivative | 0.058555
TX | Spencer | 4266 | 4 |  | 2023 | 1465 | 1367 | 23655.5 |  | 0.084 | 0.001 | 16665.3 | 0.0594 | 10.404 | 0.0713 | 280410.025 | Pipeline Natural Gas |  | Dry bottom wall-fired boiler |  | Low NOx Burner Technology (Dry Bottom only) |  |  | ARP, CSOSG2 | 4266 4 | 1966-04-01 | 800 |  |  | 0.87963 | 4.001% | Electric Utility |  |  | #N/A
TX | Spencer | 4266 | 5 |  | 2023 | 1520 | 1416.75 | 31041.5 |  | 0.104 | 0.001 | 20583.825 | 0.0593 | 11.83 | 0.0625 | 346355.3 | Pipeline Natural Gas |  | Dry bottom wall-fired boiler |  | Low NOx Burner Technology (Dry Bottom only) |  |  | ARP, CSOSG2 | 4266 5 | 1973-02-01 | 800 |  |  | 0.76221 | 4.942% | Electric Utility |  |  | #N/A
WI | J P Madgett | 4271 | B1 |  | 2023 | 6914 | 6907.71 | 1378716.86 |  | 651.925 | 0.0799 | 1695122.342 | 0.105 | 617.575 | 0.0745 | 16162517.869 | Coal |  | Dry bottom turbo-fired boiler | Dry Sorbent Injection | Low NOx Burner Technology (Dry Bottom only),Selective Catalytic Reduction | Baghouse,Electrostatic Precipitator | Halogenated PAC Sorbent Injection | ARP, CSNOX, CSOSG3, CSSO2G1, MATS | 4271 B1 | 1979-11-25 | 4983.2 |  | Y | 0.89587 | 37.03% | Electric Utility |  |  | #N/A
CO | Cherokee | 469 | 4 |  | 2023 | 3224 | 3203.6 | 613059.45 |  | 1.862 | 0.001 | 368759.593 | 0.059 | 194.066 | 0.0604 | 6205090.089 | Pipeline Natural Gas |  | Tangentially-fired |  | Low NOx Burner Technology w/ Closed-coupled/Separated OFA |  |  | ARP | 469 4 | 1968-11-01 | 3520 |  |  | 0.63311 | 20.12% | Electric Utility |  |  | #N/A
CO | Cherokee | 469 | 5 |  | 2023 | 7558 | 7547.92 | 1548816.95 |  | 3.176 | 0.001 | 630860.988 | 0.059 | 59.742 | 0.0118 | 10615422.105 | Pipeline Natural Gas |  | Combined cycle |  | Selective Catalytic Reduction |  |  | ARP | 469 5 | 2015-05-18 | 2400 |  | Y | 0.077145 | 50.49% | Electric Utility | GE 7FA.05 2x1 | Frame | 0.012983
CO | Cherokee | 469 | 6 |  | 2023 | 7899 | 7891.22 | 1626434.41 |  | 3.325 | 0.001 | 660048.845 | 0.059 | 71.744 | 0.0137 | 11106638.798 | Pipeline Natural Gas |  | Combined cycle |  | Selective Catalytic Reduction |  |  | ARP | 469 6 | 2015-05-22 | 2400 |  | Y | 0.088222 | 52.83% | Electric Utility | GE 7FA.05 2x1 | Frame | 0.013703
AL | Colbert | 47 | CCT1 |  | 2023 | 60 | 60 | 1709 |  | 0.254 | 0.0266 | 1392.1 | 0.06 | 8.159 | 0.705 | 23238.6 | Pipeline Natural Gas | Diesel Oil | Combustion turbine |  |  |  |  | CSNOX, CSOSG2, CSSO2G2 | 47 CCT1 | 1972-03-01 | 760 |  |  | 9.5483 | 0.3491% | Electric Utility | GE Unknown |  | 0.58334
AL | Colbert | 47 | CCT10 |  | 2023 | 72 | 68.28 | 13427.24 |  | 0.04 | 0.001 | 7882.819 | 0.059 | 1.807 | 0.0285 | 132644.649 | Pipeline Natural Gas |  | Combustion turbine (Started Jun 30, 2023) |  | Dry Low NOx Burners |  |  | ARP, CSNOX, CSOSG2, CSSO2G2 | 47 CCT10 | 2023-06-30 | 2280 |  |  | 0.26915 | 0.6641% | Electric Utility | GE 7F.05 | Frame | 0.027246 | 7.3836
AL | Colbert | 47 | CCT11 |  | 2023 | 91 | 88.69 | 17237.36 |  | 0.051 | 0.001 | 10083.35 | 0.059 | 2.384 | 0.0291 | 169668.075 | Pipeline Natural Gas |  | Combustion turbine (Started Jul 05, 2023) |  | Dry Low NOx Burners |  |  | ARP, CSNOX, CSOSG2, CSSO2G2 | 47 CCT11 | 2023-07-05 | 2280 |  |  | 0.27661 | 0.8495% | Electric Utility | GE 7F.05 | Frame | 0.028102 | 7.6156
AL | Colbert | 47 | CCT2 |  | 2023 | 93 | 93 | 2489 |  | 0.118 | 0.0298 | 2023.3 | 0.0605 | 8.964 | 0.5429 | 34123.6 | Pipeline Natural Gas | Diesel Oil | Combustion turbine |  |  |  |  | CSNOX, CSOSG2, CSSO2G2 | 47 CCT2 | 1972-03-01 | 760 |  |  | 7.2029 | 0.5126% | Electric Utility | GE Unknown |  | 0.56683
AL | Colbert | 47 | CCT3 |  | 2023 | 86 | 86 | 1888 |  | 1.205 | 0.086 | 1681.8 | 0.0625 | 8.332 | 0.5713 | 26734.4 | Pipeline Natural Gas | Diesel Oil | Combustion turbine |  |  |  |  | CSNOX, CSOSG2, CSSO2G2 | 47 CCT3 | 1972-03-01 | 760 |  |  | 8.8263 | 0.4016% | Electric Utility | GE Unknown |  | 0.55279
AL | Colbert | 47 | CCT4 |  | 2023 | 114 | 114 | 2883 |  | 0.75 | 0.0537 | 2501.9 | 0.0618 | 12.21 | 0.5527 | 41306.3 | Pipeline Natural Gas | Diesel Oil | Combustion turbine |  |  |  |  | CSNOX, CSOSG2, CSSO2G2 | 47 CCT4 | 1972-03-01 | 760 |  |  | 8.4703 | 0.6204% | Electric Utility | GE Unknown |  | 0.58992
AL | Colbert | 47 | CCT5 |  | 2023 | 49 | 49 | 1021 |  | 0.782 | 0.082 | 935.6 | 0.0628 | 5.923 | 0.7809 | 14696.5 | Pipeline Natural Gas | Diesel Oil | Combustion turbine |  |  |  |  | CSNOX, CSOSG2, CSSO2G2 | 47 CCT5 | 1972-03-01 | 760 |  |  | 11.6024 | 0.2207% | Electric Utility | GE Unknown |  | 0.55073
AL | Colbert | 47 | CCT6 |  | 2023 | 52 | 52 | 408 |  | 0.339 | 0.0719 | 475.1 | 0.062 | 2.98 | 0.7718 | 7549 | Pipeline Natural Gas | Diesel Oil | Combustion turbine |  |  |  |  | CSNOX, CSOSG2, CSSO2G2 | 47 CCT6 | 1972-03-01 | 760 |  |  | 14.6078 | 0.1134% | Electric Utility | GE Unknown |  | 0.52873
AL | Colbert | 47 | CCT7 |  | 2023 | 33 | 33 | 776 |  | 0.123 | 0.038 | 627.8 | 0.0609 | 3.778 | 0.737 | 10453.1 | Pipeline Natural Gas | Diesel Oil | Combustion turbine |  |  |  |  | CSNOX, CSOSG2, CSSO2G2 | 47 CCT7 | 1972-03-01 | 760 |  |  | 9.7371 | 0.157% | Electric Utility | GE Unknown |  | 0.50066
AL | Colbert | 47 | CCT8 |  | 2023 | 44 | 44 | 1004 |  | 0.181 | 0.0373 | 842.9 | 0.0603 | 5.085 | 0.7361 | 14021.7 | Pipeline Natural Gas | Diesel Oil | Combustion turbine |  |  |  |  | CSNOX, CSOSG2, CSSO2G2 | 47 CCT8 | 1972-03-01 | 760 |  |  | 10.1295 | 0.2106% | Electric Utility | GE Unknown |  | 0.51597
AL | Colbert | 47 | CCT9 |  | 2023 | 83 | 75.84 | 14997.82 |  | 0.045 | 0.001 | 8974.148 | 0.059 | 2.144 | 0.0308 | 151001.955 | Pipeline Natural Gas |  | Combustion turbine (Started Jun 19, 2023) |  | Dry Low NOx Burners |  |  | ARP, CSNOX, CSOSG2, CSSO2G2 | 47 CCT9 | 2023-06-19 | 2280 |  |  | 0.28591 | 0.756% | Electric Utility | GE 7F.05 | Frame | 0.028397 | 7.6956
CO | Comanche (470) | 470 | 2 |  | 2023 | 8163 | 8158.32 | 2161093.98 |  | 987.562 | 0.0898 | 2381571.838 | 0.1032 | 1551.849 | 0.1335 | 22995515.264 | Coal | Natural Gas | Dry bottom wall-fired boiler | Dry Lime FGD | Low NOx Burner Technology w/ Overfire Air | Baghouse | Halogenated PAC Sorbent Injection | ARP, MATS | 470 2 | 1975-11-01 | 4350 |  |  | 1.4362 | 60.35% | Electric Utility |  |  | #N/A
CO | Comanche (470) | 470 | 3 |  | 2023 | 8043 | 8026.33 | 5037512.15 |  | 2216.631 | 0.0911 | 5284350.914 | 0.1019 | 1759.935 | 0.0678 | 51474519.69 | Coal | Natural Gas | Tangentially-fired | Dry Lime FGD | Selective Catalytic Reduction | Baghouse | Halogenated PAC Sorbent Injection | ARP, MATS | 470 3 | 2010-01-11 | 9050 |  | Y | 0.69873 | 64.93% | Electric Utility |  |  | #N/A
CO | Martin Drake | 492 | A1 |  | 2023 | 1058 | 933.87 | 22558.23 |  | 0.084 | 0.0008 | 13886.977 | 0.06 | 9.671 | 0.089 | 231120.079 | Pipeline Natural Gas | Diesel Oil | Combustion turbine (Started Mar 08, 2023) |  | Dry Low NOx Burners |  |  | ARP | 492 A1 | 2023-03-10 | 298.7 |  |  | 0.85743 | 8.833% | Electric Utility | GE LM2500XPRESS | Aeroderivative | 0.083688 | 22.6795
CO | Martin Drake | 492 | A2 |  | 2023 | 1172 | 1026.75 | 25444.18 |  | 0.094 | 0.0008 | 15353.07 | 0.0599 | 8.665 | 0.0741 | 256672.844 | Pipeline Natural Gas | Diesel Oil | Combustion turbine (Started Mar 09, 2023) |  | Dry Low NOx Burners |  |  | ARP | 492 A2 | 2023-03-10 | 298.7 |  |  | 0.6811 | 9.809% | Electric Utility | GE LM2500XPRESS | Aeroderivative | 0.067518 | 18.2973
CO | Martin Drake | 492 | A3 |  | 2023 | 986 | 858.31 | 20589.76 |  | 0.059 | 0.0005 | 12286.43 | 0.06 | 8.08 | 0.0839 | 205127.742 | Pipeline Natural Gas | Diesel Oil | Combustion turbine (Started Mar 18, 2023) |  | Dry Low NOx Burners |  |  | ARP | 492 A3 | 2023-03-20 | 298.7 |  |  | 0.78486 | 7.839% | Electric Utility | GE LM2500XPRESS | Aeroderivative | 0.07878 | 21.3494
CO | Martin Drake | 492 | A4 |  | 2023 | 1119 | 992.89 | 24429.73 |  | 0.092 | 0.0008 | 15074.216 | 0.0601 | 12.006 | 0.1046 | 251303.894 | Pipeline Natural Gas | Diesel Oil | Combustion turbine (Started Mar 27, 2023) |  | Dry Low NOx Burners |  |  | ARP | 492 A4 | 2023-03-30 | 298.7 |  |  | 0.9829 | 9.604% | Electric Utility | GE LM2500XPRESS | Aeroderivative | 0.09555 | 25.894
CO | Martin Drake | 492 | A5 |  | 2023 | 1104 | 978.97 | 23784.54 |  | 0.054 | 0.0002 | 13923.417 | 0.06 | 9.097 | 0.085 | 232248.021 | Pipeline Natural Gas | Diesel Oil | Combustion turbine (Started Mar 29, 2023) |  | Dry Low NOx Burners |  |  | ARP | 492 A5 | 2023-03-29 | 298.7 |  |  | 0.76495 | 8.876% | Electric Utility | GE LM2500XPRESS | Aeroderivative | 0.078339 | 21.2298
CO | Martin Drake | 492 | A6 |  | 2023 | 1015 | 873.8 | 21218.47 |  | 0.08 | 0.0008 | 13187.3 | 0.0605 | 11.063 | 0.1094 | 219358.065 | Pipeline Natural Gas | Diesel Oil | Combustion turbine (Started Apr 13, 2023) |  | Dry Low NOx Burners |  |  | ARP | 492 A6 | 2023-05-04 | 298.7 |  |  | 1.0428 | 8.383% | Electric Utility | GE LM2500XPRESS | Aeroderivative | 0.10087 | 27.335
TX | T C Ferguson Power Plant | 4937 | CT-1 |  | 2023 | 7829 | 7786.55 | 1259863.55 |  | 3.883 | 0.001 | 769113.988 | 0.059 | 35.065 | 0.0064 | 12941903.945 | Pipeline Natural Gas |  | Combined cycle |  | Dry Low NOx Burners,Ammonia Injection,Selective Catalytic Reduction |  |  | ARP, CSOSG2 | 4937 CT-1 | 2014-03-29 | 2320 |  | Y | 0.055665 | 63.68% | Electric Utility |  |  | 0.0061458
TX | T C Ferguson Power Plant | 4937 | CT-2 |  | 2023 | 7449 | 7406.05 | 1202640.23 |  | 3.659 | 0.001 | 724848.864 | 0.059 | 34.546 | 0.0066 | 12196974.258 | Pipeline Natural Gas |  | Combined cycle |  | Dry Low NOx Burners,Ammonia Injection,Selective Catalytic Reduction |  |  | ARP, CSOSG2 | 4937 CT-2 | 2014-03-16 | 2000 |  | Y | 0.05745 | 69.62% | Electric Utility |  |  | 0.0057628
TX | Barney M. Davis | 4939 | 1 |  | 2023 | 2234 | 2202.51 | 192936.88 |  | 0.697 | 0.001 | 137990.09 | 0.059 | 139.936 | 0.0958 | 2321938.255 | Pipeline Natural Gas |  | Tangentially-fired |  |  |  |  | ARP, CSOSG2 | 4939 1 | 1974-06-30 | 3800 |  |  | 1.4506 | 6.975% | Electric Utility |  |  | #N/A
TX | Barney M. Davis | 4939 | 3 |  | 2023 | 3926 | 3716.73 | 704542.71 |  | 1.644 | 0.001 | 325732.012 | 0.059 | 48.916 | 0.0296 | 5481008.636 | Pipeline Natural Gas |  | Combined cycle |  | Selective Catalytic Reduction |  |  | ARP, CSOSG2 | 4939 3 | 2009-10-22 | 2606 |  | Y | 0.13886 | 24.01% | Electric Utility |  |  | 0.019491
TX | Barney M. Davis | 4939 | 4 |  | 2023 | 3906 | 3683.61 | 711465.3 |  | 1.646 | 0.001 | 325974.075 | 0.059 | 45.622 | 0.027 | 5485138.61 | Pipeline Natural Gas |  | Combined cycle |  | Selective Catalytic Reduction |  |  | ARP, CSOSG2 | 4939 4 | 2009-11-04 | 4494.3 |  | Y | 0.12825 | 13.93% | Electric Utility |  |  | 0.017029
OK | Riverside (4940) | 4940 | 1501 |  | 2023 | 3157 | 3150.42 | 614910.03 |  | 2.19 | 0.001 | 433846.553 | 0.059 | 888.292 | 0.2262 | 7300295.148 | Pipeline Natural Gas |  | Dry bottom wall-fired boiler |  |  |  |  | ARP, CSOSG2 | 4940 1501 | 1974-06-30 | 4684 |  |  | 2.8892 | 17.79% | Electric Utility |  |  | #N/A
OK | Riverside (4940) | 4940 | 1502 |  | 2023 | 3275 | 3254.39 | 556342.09 |  | 2.005 | 0.001 | 397085.822 | 0.059 | 822.073 | 0.2243 | 6681788.985 | Pipeline Natural Gas |  | Dry bottom wall-fired boiler |  |  |  |  | ARP, CSOSG2 | 4940 1502 | 1976-06-30 | 4766 |  |  | 2.9553 | 16% | Electric Utility |  |  | #N/A
OK | Riverside (4940) | 4940 | 1503 |  | 2023 | 815 | 700.22 | 47999.38 |  | 0.184 | 0.0009 | 35835.3 | 0.0595 | 47.762 | 0.2666 | 607236.9 | Pipeline Natural Gas |  | Combustion turbine |  | Combustion Modification/Fuel Reburning |  |  | ARP, CSOSG2 | 4940 1503 | 2008-03-12 | 1150 |  |  | 1.9901 | 6.028% | Electric Utility |  |  | 0.14799
OK | Riverside (4940) | 4940 | 1504 |  | 2023 | 783 | 670.19 | 46699.09 |  | 0.183 | 0.0009 | 35140.8 | 0.0597 | 46.968 | 0.2716 | 595666.9 | Pipeline Natural Gas |  | Combustion turbine |  | Combustion Modification/Fuel Reburning |  |  | ARP, CSOSG2 | 4940 1504 | 2008-02-28 | 1150 |  |  | 2.0115 | 5.913% | Electric Utility |  |  | 0.12959
MA | Pittsfield Generating | 50002 | 1 |  | 2023 | 178 | 155.22 | 4390.43 |  |  |  | 3428.532 | 0.0603 | 0.55 | 0.028 | 56442.196 | Pipeline Natural Gas | Diesel Oil | Combined cycle |  | Selective Catalytic Reduction,Steam Injection |  |  | RGGI, SIPNOX | 50002 1 | 1990-09-01 | 595 |  | Y | 0.25054 | 1.083% | Electric Utility |  |  | 0.022969
MA | Pittsfield Generating | 50002 | 2 |  | 2023 | 199 | 178.47 | 4983.98 |  |  |  | 3927.395 | 0.0595 | 0.646 | 0.0292 | 65832.667 | Pipeline Natural Gas | Diesel Oil | Combined cycle |  | Selective Catalytic Reduction,Steam Injection |  |  | RGGI, SIPNOX | 50002 2 | 1990-09-01 | 595 |  | Y | 0.25923 | 1.263% | Electric Utility |  |  | 0.021892
MA | Pittsfield Generating | 50002 | 3 |  | 2023 | 196 | 176.25 | 5027.8 |  |  |  | 3902.118 | 0.0602 | 0.598 | 0.0259 | 64706.42 | Pipeline Natural Gas | Diesel Oil | Combined cycle |  | Selective Catalytic Reduction,Steam Injection |  |  | RGGI, SIPNOX | 50002 3 | 1990-09-01 | 595 |  | Y | 0.23788 | 1.241% | Electric Utility |  |  | 0.021024
NJ | Linden Cogeneration Facility | 50006 | 4001 |  | 2023 | 7852 | 7806.9 | 2032679.65 |  | 3.993 | 0.001 | 794720.862 | 0.0593 | 40.268 | 0.0076 | 13340008.874 | Pipeline Natural Gas | Diesel Oil, Process Gas | Combined cycle |  | Dry Low NOx Burners,Water Injection,Selective Catalytic Reduction |  |  | ARP, CSNOX, CSOSG3, CSSO2G1, RGGI | 50006 4001 | 2001-11-13 | 2119 |  | Y | 0.039621 | 71.87% | Cogeneration |  |  | 0.0057584
NJ | Linden Cogeneration Facility | 50006 | 5001 |  | 2023 | 7086 | 7077.16 | 1000305.99 |  | 2.146 | 0.001 | 425080.592 | 0.059 | 77.24 | 0.0218 | 7152748.653 | Pipeline Natural Gas | Other Gas | Combined cycle |  | Selective Catalytic Reduction,Steam Injection |  |  | CSNOX, CSOSG3, CSSO2G1, RGGI | 50006 5001 | 1992-05-08 | 1416 |  | Y | 0.15443 | 57.66% | Cogeneration |  |  | 0.023715
NJ | Linden Cogeneration Facility | 50006 | 6001 |  | 2023 | 7223 | 7212.38 | 1012470.31 |  | 2.155 | 0.001 | 426784.53 | 0.059 | 75.579 | 0.0212 | 7181497.251 | Pipeline Natural Gas | Other Gas | Combined cycle |  | Selective Catalytic Reduction,Steam Injection |  |  | CSNOX, CSOSG3, CSSO2G1, RGGI | 50006 6001 | 1992-05-08 | 2140 |  | Y | 0.1493 | 38.31% | Cogeneration |  |  | 0.023601
NJ | Linden Cogeneration Facility | 50006 | 7001 |  | 2023 | 8197 | 8178.62 | 1154945.01 |  | 2.482 | 0.001 | 491575.25 | 0.059 | 91.242 | 0.0223 | 8271463.754 | Pipeline Natural Gas | Other Gas | Combined cycle |  | Selective Catalytic Reduction,Steam Injection |  |  | CSNOX, CSOSG3, CSSO2G1, RGGI | 50006 7001 | 1992-05-08 | 1452 |  | Y | 0.158 | 65.03% | Cogeneration |  |  | 0.023537
NJ | Linden Cogeneration Facility | 50006 | 8001 |  | 2023 | 7807 | 7789.4 | 1089512.43 |  | 2.336 | 0.001 | 462572.632 | 0.059 | 87.51 | 0.0227 | 7783516.982 | Pipeline Natural Gas | Other Gas | Combined cycle |  | Selective Catalytic Reduction,Steam Injection |  |  | CSNOX, CSOSG3, CSSO2G1, RGGI | 50006 8001 | 1992-05-08 | 1450 |  | Y | 0.16064 | 61.28% | Cogeneration |  |  | 0.023386
NJ | Linden Cogeneration Facility | 50006 | 9001 |  | 2023 | 8169 | 8160.43 | 1158846.74 |  | 2.503 | 0.001 | 495822.188 | 0.059 | 92.298 | 0.0223 | 8343239.723 | Pipeline Natural Gas | Other Gas | Combined cycle |  | Selective Catalytic Reduction,Steam Injection |  |  | CSNOX, CSOSG3, CSSO2G1, RGGI | 50006 9001 | 1992-05-08 | 1610 |  | Y | 0.15929 | 59.16% | Cogeneration |  |  | 0.02341
TX | Paris Energy Center | 50109 | HRSG1 |  | 2023 | 4130 | 3972.99 | 416363.6 |  | 1.07 | 0.001 | 211850.655 | 0.059 | 187.842 | 0.1086 | 3564777.04 | Pipeline Natural Gas | Diesel Oil | Combined cycle |  | Steam Injection |  |  | ARP, CSOSG2 | 50109 HRSG1 | 1989-06-01 | 1281 |  |  | 0.9023 | 31.77% | Electric Utility |  |  | 0.11536
TX | Paris Energy Center | 50109 | HRSG2 |  | 2023 | 4152 | 3970.64 | 415655.05 |  | 1.089 | 0.001 | 215755.624 | 0.059 | 198.843 | 0.1148 | 3630511.689 | Pipeline Natural Gas | Diesel Oil | Combined cycle |  | Steam Injection |  |  | ARP, CSOSG2 | 50109 HRSG2 | 1989-06-01 | 1281 |  |  | 0.95677 | 32.35% | Electric Utility |  |  | 0.11911
TX | New Gulf Power Facility | 50137 | 1 |  | 2023 | 663 | 529.32 | 35235.8 |  | 0.139 | 0.001 | 27439.921 | 0.0591 | 64.369 | 0.3242 | 461717.861 | Pipeline Natural Gas |  | Combustion turbine |  | Steam Injection |  |  | ARP, CSOSG2 | 50137 1 | 1996-04-30 | 1100 |  |  | 3.6536 | 4.792% | Electric Utility |  |  | 0.273
ME | Bucksport Generation LLC | 50243 | GEN4 |  | 2023 | 174 | 137.25 | 13756.25 |  | 0.446 | 0.0053 | 10048.495 | 0.1097 | 6.03 | 0.0953 | 169445.25 | Natural Gas | Diesel Oil | Combined cycle |  | Dry Low NOx Burners,Water Injection |  |  | ARP, RGGI | 50243 GEN4 | 2000-10-25 | 2082 |  |  | 0.87669 | 0.9291% | Cogeneration |  |  | 0.086918
PA | PEI Power Corporation | 50279 | 2 |  | 2023 | 2265 | 2081.25 | 87552.5 |  | 0.263 | 0.001 | 52053.925 | 0.059 | 35.224 | 0.0828 | 875931.075 | Pipeline Natural Gas |  | Combustion turbine |  | Water Injection |  |  | ARP, CSNOX, CSOSG3, CSSO2G1, RGGI | 50279 2 | 2001-05-24 | 540 |  |  | 0.80464 | 18.52% | Electric Utility | Dresser Rand Co-Unknown |  | 0.078362
MD | Luke Paper Company | 50282 | PR003 | CSPR06 | 2023 | 0 | 0 | [9 empty] | Coal | Diesel Oil | Cyclone boiler |  | Selective Non-catalytic Reduction | Electrostatic Precipitator |  | RGGI, SIPNOX | 50282 PR003 | 1959-01-01 | 590 |  | Y |  | 0% | Pulp & Paper Mill |  |  | #N/A
MD | Luke Paper Company | 50282 | PR004 | CSPR06 | 2023 | 0 | 0 | [9 empty] | Coal | Pipeline Natural Gas | Tangentially-fired |  | Low NOx Burner Technology w/ Closed-coupled OFA,Selective Non-catalytic Reduction | Cyclone,Electrostatic Precipitator |  | RGGI, SIPNOX | 50282 PR004 | 1965-01-01 | 785 |  | Y |  | 0% | Pulp & Paper Mill |  |  | #N/A
MD | Luke Paper Company | 50282 | PR005 | CSPR06 | 2023 | 0 | 0 | [9 empty] | Pipeline Natural Gas |  | Other boiler |  |  |  |  | RGGI, SIPNOX | 50282 PR005 | 1970-01-01 | 338 |  |  |  | 0% | Pulp & Paper Mill |  |  | #N/A
NY | Bethpage Energy Center | 50292 | GT1 |  | 2023 | 2945 | 2858.51 | 77885.12 |  | 0.217 | 0.001 | 42924.851 | 0.0594 | 47.448 | 0.1326 | 722268.483 | Pipeline Natural Gas |  | Combined cycle |  | Steam Injection |  |  | ARP, CSNOX, CSOSG3, CSSO2G1, RGGI | 50292 GT1 | 1989-08-13 | 416 |  |  | 1.2184 | 19.82% | Electric Utility |  |  | 0.14194
NY | Bethpage Energy Center | 50292 | GT2 |  | 2023 | 7393 | 7315.19 | 193623.92 |  | 0.56 | 0.001 | 110843.896 | 0.0593 | 115.526 | 0.1252 | 1865471.69 | Pipeline Natural Gas |  | Combined cycle |  | Steam Injection |  |  | ARP, CSNOX, CSOSG3, CSSO2G1, RGGI | 50292 GT2 | 1989-08-13 | 416 |  |  | 1.1933 | 51.19% | Electric Utility |  |  | 0.13958
NY | Bethpage Energy Center | 50292 | GT3 |  | 2023 | 4042 | 3611.38 | 163044.73 |  | 0.494 | 0.001 | 97863.627 | 0.0592 | 6.053 | 0.0087 | 1646754.823 | Pipeline Natural Gas |  | Combustion turbine |  | Water Injection,Selective Catalytic Reduction |  |  | ARP, CSNOX, CSOSG3, CSSO2G1, RGGI | 50292 GT3 | 2002-07-01 | 545 |  | Y | 0.07425 | 34.49% | Electric Utility | GE LM6000PC | Aeroderivative | 0.0075229
NY | Bethpage Energy Center | 50292 | GT4 |  | 2023 | 3243 | 3128.52 | 185868.57 |  | 0.482 | 0.001 | 95394.538 | 0.0592 | 5.259 | 0.007 | 1605174.974 | Pipeline Natural Gas |  | Combined cycle |  | Water Injection,Selective Catalytic Reduction |  |  | ARP, CSNOX, CSOSG3, CSSO2G1, RGGI | 50292 GT4 | 2005-05-08 | 730 |  | Y | 0.056588 | 25.1% | Electric Utility |  |  | 0.0074801
PA | Pixelle Specialty Solutions | 50397 | 36 |  | 2023 | 8200 | 8190.25 |  | 3075706.75 |  |  | 484439.55 | 0.1059 | 584.604 | 0.2552 | 4579193.375 | Coal | Residual Oil, Process Sludge, Wood | Circulating fluidized bed boiler | Fluidized Bed Limestone Injection | Selective Non-catalytic Reduction | Electrostatic Precipitator |  | RGGI, SIPNOX | 50397 36 | 1988-12-15 | 695 |  | Y |  | 75.21% | Pulp & Paper Mill |  |  | #N/A
PA | Pixelle Specialty Solutions | 50397 | 39 |  | 2023 | 3523 | 3520.86 |  | 298621.37 |  |  |  |  | 5.711 | 0.0282 | 413152.786 | Pipeline Natural Gas |  | Other boiler |  | Low NOx Burner Technology (Dry Bottom only) |  |  | RGGI, SIPNOX | 50397 39 | 2016-12-06 | 394.7 |  |  |  | 11.95% | Pulp & Paper Mill |  |  | #N/A
NY | Indeck-Silver Springs Energy Center | 50449 | 1 |  | 2023 | 1074 | 1028.75 | 41692.5 |  | 0.117 | 0.001 | 23372.75 | 0.0595 | 20.597 | 0.1112 | 392016.95 | Pipeline Natural Gas | Diesel Oil | Combined cycle |  | Steam Injection |  |  | ARP, CSNOX, CSOSG3, CSSO2G1, RGGI | 50449 1 | 1991-06-01 | 673 |  |  | 0.98804 | 6.649% | Cogeneration |  |  | 0.10154
NY | Indeck-Oswego Energy Center | 50450 | 1 |  | 2023 | 843 | 791.25 | 36060 |  | 0.095 | 0.001 | 18733 | 0.0592 | 17.69 | 0.1196 | 315214.625 | Pipeline Natural Gas | Diesel Oil | Combined cycle |  | Steam Injection |  |  | ARP, CSNOX, CSOSG3, CSSO2G1, RGGI | 50450 1 | 1990-05-01 | 570 |  |  | 0.98114 | 6.313% | Cogeneration |  |  | 0.12072
NY | Indeck-Yerkes Energy Center | 50451 | 1 |  | 2023 | 807 | 786 | 32674.75 |  | 0.1 | 0.0009 | 18630.55 | 0.0593 | 22.634 | 0.1486 | 313455.5 | Pipeline Natural Gas | Diesel Oil | Combined cycle |  | Steam Injection |  |  | ARP, CSNOX, CSOSG3, CSSO2G1, RGGI | 50451 1 | 1988-01-01 | 627 |  |  | 1.3854 | 5.707% | Cogeneration |  |  | 0.14891
NY | Indeck-Corinth Energy Center | 50458 | 1 |  | 2023 | 4219 | 4152 | 523187.5 |  | 1.261 | 0.001 | 249743.65 | 0.059 | 50.076 | 0.0257 | 4202433.45 | Pipeline Natural Gas | Diesel Oil | Combined cycle |  | Dry Low NOx Burners,Water Injection,Selective Catalytic Reduction |  |  | ARP, CSNOX, CSOSG3, CSSO2G1, RGGI | 50458 1 | 1995-07-01 | 1279 |  | Y | 0.19143 | 37.51% | Cogeneration |  |  | 0.026444
PA | Procter & Gamble Paper Products | 50463 | 328001 |  | 2023 | 3672 | 3672 | 166531 | [5 empty] | 122.319 | 0.1276 | 1914955.4 | Pipeline Natural Gas |  | Combustion turbine |  | Steam Injection |  |  | RGGI, SIPNOX | 50463 328001 | 1985-06-01 | 668 |  |  | 1.469 | 32.72% | Cogeneration |  |  | 0.12625
PA | Procter & Gamble Paper Products | 50463 | 328002 |  | 2023 | 3289 | 3285.5 | 186498.82 | [5 empty] | 6.278 | 0.0071 | 1796524.533 | Pipeline Natural Gas |  | Combustion turbine |  | Water Injection,Selective Catalytic Reduction |  |  | RGGI, SIPNOX | 50463 328002 | 2013-09-20 | 650 |  | Y | 0.067325 | 31.55% | Cogeneration |  |  | 0.0078242
NY | Covanta Niagara | 50472 | R1B01 |  | 2023 | 1120 | 1104 |  | 130621.75 |  |  | 12157.2 | 0.0594 | 4.55 | 0.0427 | 204573.725 | Natural Gas |  | Dry bottom wall-fired boiler |  | Selective Non-catalytic Reduction |  |  | RGGI, SIPNOX | 50472 R1B01 | 1980-01-01 | 440 |  | Y |  | 5.308% | Cogeneration |  |  | #N/A
NY | Covanta Niagara | 50472 | R1B02 |  | 2023 | 0 | 0 | [9 empty] | Pipeline Natural Gas |  | Dry bottom wall-fired boiler |  | Selective Non-catalytic Reduction |  |  | RGGI, SIPNOX | 50472 R1B02 | 1980-01-01 | 440 |  | Y |  | 0% | Cogeneration |  |  | #N/A
NC | Rosemary Power Station | 50555 | 1 |  | 2023 | 77 | 69.33 | 3610.72 |  | 1.065 | 0.0411 | 4207.347 | 0.081 | 5.325 | 0.2048 | 51858.47 | Diesel Oil |  | Combined cycle |  | Water Injection |  |  | ARP, CSNOX, CSSO2G1, SIPNOX | 50555 1 | 1990-12-27 | 1136 |  |  | 2.9496 | 0.5211% | Electric Utility |  |  | 0.15219
NC | Rosemary Power Station | 50555 | 2 |  | 2023 | 67 | 57.39 | 1430.5 |  | 2.416 | 0.2095 | 1862.5 | 0.0803 | 2.277 | 0.1978 | 23008.3 | Diesel Oil |  | Combined cycle |  | Water Injection |  |  | ARP, CSNOX, CSSO2G1, SIPNOX | 50555 2 | 1990-12-27 | 541 |  |  | 3.1835 | 0.4855% | Electric Utility |  |  | 0.15181
OK | Frontier Generating Station | 50558 | CC01 |  | 2023 | 6045 | 5893.96 | 656566.42 |  | 1.577 | 0.001 | 312369.865 | 0.059 | 279.962 | 0.1068 | 5256208 | Pipeline Natural Gas |  | Combined cycle |  | Steam Injection |  |  | ARP, CSOSG2 | 50558 CC01 | 1989-09-01 | 1200 |  |  | 0.85281 | 50% | Electric Utility |  |  | 0.11536
NJ | Eagle Point Power Generation | 50561 | 1 |  | 2023 | 1372 | 1270.07 | 136838.83 |  | 0.345 | 0.001 | 68218.811 | 0.0591 | 16.481 | 0.0375 | 1147524.308 | Pipeline Natural Gas | Diesel Oil | Combined cycle |  | Dry Low NOx Burners,Water Injection |  |  | ARP, CSNOX, CSOSG3, CSSO2G1, RGGI | 50561 1 | 1991-05-01 | 1675 |  |  | 0.24088 | 7.821% | Electric Utility |  |  | 0.026642
NJ | Eagle Point Power Generation | 50561 | 2 |  | 2023 | 1125 | 1012.96 | 111128.64 |  | 0.269 | 0.001 | 53288.272 | 0.0591 | 12.587 | 0.0404 | 896434.621 | Pipeline Natural Gas | Diesel Oil | Combined cycle |  | Dry Low NOx Burners,Water Injection |  |  | ARP, CSNOX, CSOSG3, CSSO2G1, RGGI | 50561 2 | 1991-05-01 | 1576 |  |  | 0.22653 | 6.493% | Electric Utility |  |  | 0.025567
PA | Rausch Creek Generation, LLC | 50611 | 31 |  | 2023 | 7255 | 7234.64 | 179801.85 |  | 301.663 | 0.2149 | 386253.76 | 0.1167 | 247.195 | 0.1488 | 3269930.646 | Coal | Diesel Oil | Circulating fluidized bed boiler | Fluidized Bed Limestone Injection |  | Baghouse |  | ARP, CSNOX, CSOSG3, CSSO2G1, MATS, RGGI | 50611 31 | 1987-01-12 | 615 |  |  | 2.7496 | 60.7% | Electric Utility |  |  | #N/A
CA | McKittrick Limited | 50612 | GT1 |  | 2023 | 1136 | 1026.77 | 38382.39 |  | 0.111 | 0.001 | 21988.288 | 0.0591 | 27.606 | 0.1378 | 370092.179 | Pipeline Natural Gas |  | Combustion turbine |  | Selective Catalytic Reduction |  |  | ARP | 50612 GT1 | 1991-03-01 | 432 |  | Y | 1.4385 | 9.78% | Electric Utility |  |  | 0.2315
TX | ExxonMobil Beaumont Refinery | 50625 | 61STK1 |  | 2023 | 8430 | 8426.3 | 2052472.19 |  | 2.848 | 0.0002 | 824667.971 | 0.0595 | 68.611 | 0.01 | 13830016.282 | Natural Gas | Process Gas | Combined cycle |  | Dry Low NOx Burners,Selective Catalytic Reduction |  |  | ARP, CSOSG2 | 50625 61STK1 | 2005-06-14 | 2531 |  | Y | 0.066857 | 62.38% | Cogeneration |  |  | 0.014803
TX | ExxonMobil Beaumont Refinery | 50625 | 61STK2 |  | 2023 | 7368 | 7364.53 | 1712314.44 |  | 2.404 | 0.0003 | 655602.281 | 0.0596 | 55.887 | 0.0104 | 10976645.053 | Natural Gas | Process Gas | Combined cycle |  | Dry Low NOx Burners,Selective Catalytic Reduction |  |  | ARP, CSOSG2 | 50625 61STK2 | 2005-03-10 | 2531 |  | Y | 0.065277 | 49.51% | Cogeneration |  |  | 0.0137
TX | ExxonMobil Beaumont Refinery | 50625 | 61STK3 |  | 2023 | 8569 | 8567.27 | 2078996.89 |  | 2.708 | 0.0001 | 817553.122 | 0.0592 | 52.293 | 0.0076 | 13744583.913 | Natural Gas | Process Gas | Combined cycle |  | Dry Low NOx Burners,Selective Catalytic Reduction |  |  | ARP, CSOSG2 | 50625 61STK3 | 2004-12-17 | 2531 |  | Y | 0.050306 | 61.99% | Cogeneration |  |  | 0.012986
CO | J M Shafer | 50707 | S001 |  | 2023 | 6650 | 6533.7 | 168004.31 |  | 0.54 | 0.001 | 107015.501 | 0.0593 | 85.221 | 0.0973 | 1800837.217 | Pipeline Natural Gas |  | Combined cycle |  | Steam Injection |  |  | ARP | 50707 S001 | 1994-07-01 | 640 |  |  | 1.0145 | 32.12% | Cogeneration |  |  | 0.090741
CO | J M Shafer | 50707 | S002 |  | 2023 | 6967 | 6838.07 | 175662.52 |  | 0.469 | 0.001 | 92814.469 | 0.0593 | 74.365 | 0.0987 | 1561767.274 | Pipeline Natural Gas |  | Combined cycle |  | Steam Injection |  |  | ARP | 50707 S002 | 1994-07-01 | 675 |  |  | 0.84668 | 26.41% | Cogeneration |  |  | 0.091715
CO | J M Shafer | 50707 | S003 |  | 2023 | 6543 | 6395.86 | 174958.44 |  | 0.576 | 0.001 | 114135.559 | 0.0593 | 87.171 | 0.0946 | 1920571.337 | Pipeline Natural Gas |  | Combined cycle |  | Steam Injection |  |  | ARP | 50707 S003 | 1994-07-01 | 605 |  |  | 0.99648 | 36.24% | Cogeneration |  |  | 0.088927
CO | J M Shafer | 50707 | S004 |  | 2023 | 6908 | 6777.04 | 168432.54 |  | 0.562 | 0.001 | 111283.425 | 0.0593 | 82.692 | 0.0919 | 1872547.098 | Pipeline Natural Gas |  | Combined cycle |  | Steam Injection |  |  | ARP | 50707 S004 | 1994-07-01 | 610 |  |  | 0.9819 | 35.04% | Cogeneration |  |  | 0.090508
CO | J M Shafer | 50707 | S005 |  | 2023 | 6118 | 5940.98 | 181024.38 |  | 0.532 | 0.001 | 105393.197 | 0.0593 | 81.133 | 0.0971 | 1773418.834 | Pipeline Natural Gas |  | Combined cycle |  | Steam Injection |  |  | ARP | 50707 S005 | 1994-07-01 | 615 |  |  | 0.89638 | 32.92% | Cogeneration |  |  | 0.089528
NY | Sterling Power Plant | 50744 | 1 |  | 2023 | 56 | 50.81 | 1529.94 |  | 0.005 | 0.001 | 1083.907 | 0.0593 | 1.887 | 0.2126 | 18237.406 | Pipeline Natural Gas |  | Combined cycle |  | Steam Injection |  |  | ARP, CSNOX, CSOSG3, CSSO2G1, RGGI | 50744 1 | 1991-10-01 | 551 |  |  | 2.4668 | 0.3778% | Cogeneration |  |  | 0.14521
PA | Panther Creek Energy Facility | 50776 | 1 |  | 2023 | 7026 | 7001.96 |  | 2316586.8 | 172.561 | 0.0996 |  |  | 144.651 | 0.0831 | 3479263.188 | Coal |  | Circulating fluidized bed boiler | Fluidized Bed Limestone Injection | Ammonia Injection | Baghouse |  | CSNOX, CSOSG3, CSSO2G1, MATS, RGGI | 50776 1 | 1992-10-19 | 700 |  |  |  | 56.74% | Small Power Producer |  |  | #N/A
PA | Panther Creek Energy Facility | 50776 | 2 |  | 2023 | 7366 | 7339.74 |  | 2291158.45 | 257.89 | 0.1385 |  |  | 146.894 | 0.0809 | 3511746.084 | Coal |  | Circulating fluidized bed boiler | Fluidized Bed Limestone Injection | Ammonia Injection | Baghouse |  | CSNOX, CSOSG3, CSSO2G1, MATS, RGGI | 50776 2 | 1992-10-19 | 700 |  |  |  | 57.27% | Small Power Producer |  |  | #N/A
NJ | EFS Parlin Holdings, LLC | 50799 | 1001 |  | 2023 | 101 | 89.04 | 3879.68 |  | 0.011 | 0.001 | 2271.824 | 0.0591 | 1.09 | 0.067 | 38235.35 | Pipeline Natural Gas | Diesel Oil | Combined cycle |  | Selective Catalytic Reduction,Steam Injection |  |  | ARP, CSNOX, CSOSG3, CSSO2G1, RGGI | 50799 1001 | 1991-05-02 | 656 |  | Y | 0.5619 | 0.6654% | Cogeneration |  |  | 0.062054
NJ | EFS Parlin Holdings, LLC | 50799 | 3001 |  | 2023 | 123 | 109.35 | 4783.24 |  | 0.014 | 0.001 | 2832.172 | 0.0592 | 1.444 | 0.0703 | 47658.863 | Pipeline Natural Gas | Diesel Oil | Combined cycle |  | Selective Catalytic Reduction,Steam Injection |  |  | ARP, CSNOX, CSOSG3, CSSO2G1, RGGI | 50799 3001 | 1991-05-02 | 656 |  | Y | 0.60377 | 0.8293% | Cogeneration |  |  | 0.062796
TX | Odyssey Energy Altura Cogen, LLC | 50815 | ENG101 |  | 2023 | 8319 | 8298.43 | 634249.61 |  | 2.138 | 0.001 | 423411.196 | 0.059 | 77.839 | 0.0221 | 7124565.269 | Pipeline Natural Gas |  | Combined cycle |  | Dry Low NOx Burners |  |  | ARP, CSOSG2 | 50815 ENG101 | 1985-12-18 | 1182 |  |  | 0.24545 | 68.81% | Cogeneration |  |  | 0.021061
TX | Odyssey Energy Altura Cogen, LLC | 50815 | ENG201 |  | 2023 | 7941 | 7921.9 | 631484.38 |  | 2.1 | 0.001 | 416046.564 | 0.059 | 73.992 | 0.0215 | 7000505.584 | Pipeline Natural Gas |  | Combined cycle |  | Dry Low NOx Burners |  |  | ARP, CSOSG2 | 50815 ENG201 | 1985-12-05 | 1182 |  |  | 0.23434 | 67.61% | Cogeneration |  |  | 0.019887
TX | Odyssey Energy Altura Cogen, LLC | 50815 | ENG301 |  | 2023 | 8155 | 8127.22 | 640070.42 |  | 2.038 | 0.001 | 403759.152 | 0.059 | 61.374 | 0.0186 | 6794024.481 | Pipeline Natural Gas |  | Combined cycle |  | Dry Low NOx Burners |  |  | ARP, CSOSG2 | 50815 ENG301 | 1985-11-14 | 1080 |  |  | 0.19177 | 71.81% | Cogeneration |  |  | 0.018673
TX | Odyssey Energy Altura Cogen, LLC | 50815 | ENG401 |  | 2023 | 7398 | 7371.3 | 587404.01 |  | 1.855 | 0.001 | 367453.446 | 0.059 | 57.598 | 0.0191 | 6183041.097 | Pipeline Natural Gas |  | Combined cycle |  | Dry Low NOx Burners |  |  | ARP, CSOSG2 | 50815 ENG401 | 1985-10-30 | 1080 |  |  | 0.19611 | 65.35% | Cogeneration |  |  | 0.016765
TX | Odyssey Energy Altura Cogen, LLC | 50815 | ENG501 |  | 2023 | 7813 | 7786.49 | 604772.51 |  | 1.967 | 0.001 | 389547.032 | 0.059 | 75.371 | 0.0231 | 6554848.356 | Pipeline Natural Gas |  | Combined cycle |  | Dry Low NOx Burners |  |  | ARP, CSOSG2 | 50815 ENG501 | 1985-10-14 | 1080 |  |  | 0.24925 | 69.28% | Cogeneration |  |  | 0.015385
TX | Odyssey Energy Altura Cogen, LLC | 50815 | ENG601 |  | 2023 | 8076 | 8057.57 | 624351.45 |  | 1.931 | 0.001 | 382384.317 | 0.059 | 53.809 | 0.0169 | 6434394.88 | Pipeline Natural Gas |  | Combined cycle |  | Dry Low NOx Burners |  |  | ARP, CSOSG2 | 50815 ENG601 | 1995-06-01 | 1080 |  |  | 0.17237 | 68.01% | Cogeneration |  |  | 0.023813
NJ | Cumberland Energy Center | 5083 | 4001 |  | 2023 | 199 | 152.56 | 9914.85 |  | 0.043 | 0.001 | 8530.489 | 0.0594 | 4.891 | 0.0674 | 143154.024 | Pipeline Natural Gas | Diesel Oil | Combustion turbine |  | Water Injection |  |  | CSNOX, CSOSG3, CSSO2G1, RGGI | 5083 4001 | 1990-05-31 | 1214 |  |  | 0.9866 | 1.346% | Electric Utility |  |  | 0.07784
NJ | Cumberland Energy Center | 5083 | 5001 |  | 2023 | 799 | 667.43 | 58685.19 |  | 0.162 | 0.001 | 32078.882 | 0.0593 | 2.837 | 0.0165 | 539225.873 | Pipeline Natural Gas | Diesel Oil | Combustion turbine |  | Water Injection,Selective Catalytic Reduction |  |  | ARP, CSNOX, CSOSG3, CSSO2G1, RGGI | 5083 5001 | 2009-05-07 | 1150 |  | Y | 0.096685 | 5.353% | Electric Utility |  |  | 0.0095082
MI | TES Filer City Station | 50835 | 1 |  | 2023 | 6531 | 6518.75 |  | 1603233.76 | 70.589 | 0.0623 |  |  | 463.515 | 0.4082 | 2270106.365 | Coal | Pipeline Natural Gas, Tire Derived Fuel, Wood | Stoker | Dry Lime FGD |  | Baghouse |  | CSNOX, CSOSG3, CSSO2G1, MATS | 50835 1 | 1990-01-01 | 450 |  |  |  | 57.59% | Cogeneration |  |  | #N/A
MI | TES Filer City Station | 50835 | 2 |  | 2023 | 6315 | 6303.74 |  | 1550059.45 | 72.043 | 0.0679 |  |  | 378.033 | 0.3589 | 2117534.534 | Coal | Pipeline Natural Gas, Tire Derived Fuel, Wood | Stoker | Dry Lime FGD |  | Baghouse |  | CSNOX, CSOSG3, CSSO2G1, MATS | 50835 2 | 1990-01-01 | 450 |  |  |  | 53.72% | Cogeneration |  |  | #N/A
NJ | Elmwood Power LLC | 50852 | 2001 |  | 2023 | 0 | 0 | [9 empty] | Pipeline Natural Gas | Diesel Oil | Combined cycle |  | Water Injection |  |  | CSNOX, CSOSG3, CSSO2G1, RGGI | 50852 2001 | 1989-07-15 | 765 |  |  |  | 0% | Cogeneration |  |  | 0.060669
CA | Salinas River Cogeneration Facility | 50865 | 1 |  | 2023 | 6454 | 6415.27 | 207569.13 |  | 0.856 | 0.001 | 169605.176 | 0.0592 | 19.425 | 0.0141 | 2853988.771 | Pipeline Natural Gas |  | Combustion turbine |  | Dry Low NOx Burners,Selective Catalytic Reduction |  |  | ARP | 50865 1 | 1992-03-06 | 525 |  | Y | 0.18717 | 62.06% | Cogeneration |  |  | 0.0099604
PA | Northampton Generating Plant | 50888 | NGC01 |  | 2023 | 5943 | 5943 | 581210 |  | 346.672 | 0.1258 | 663737 | 0.116 | 254.419 | 0.0838 | 5708095 | Coal Refuse | Coal, Other Solid Fuel, Petroleum Coke, Tire Derived Fuel, Wood | Circulating fluidized bed boiler | Fluidized Bed Limestone Injection | Ammonia Injection | Baghouse |  | ARP, CSNOX, CSOSG3, CSSO2G1, MATS, RGGI | 50888 NGC01 | 1995-08-28 | 1530 |  |  | 0.87548 | 42.59% | Cogeneration |  |  | #N/A
FL | Hardee Power Station | 50949 | CT2B |  | 2023 | 157 | 128.96 | 8116.86 |  | 0.068 | 0.002 | 4991.284 | 0.0593 | 0.951 | 0.0333 | 83831.69 | Pipeline Natural Gas | Diesel Oil | Combustion turbine |  | Dry Low NOx Burners,Water Injection |  |  | ARP | 50949 CT2B | 2000-05-17 | 1109 |  |  | 0.23433 | 0.8629% | Electric Utility | GE MS7001EA | Frame | 0.028913
PA | Scrubgrass Generating Plant | 50974 | 1 |  | 2023 | 5119 | 5089.7 |  | 1604993.85 | 647.163 | 0.6225 | 271593.187 | 0.1057 | 140.919 | 0.1126 | 2561518.488 | Coal |  | Circulating fluidized bed boiler | Fluidized Bed Limestone Injection | Selective Non-catalytic Reduction |  |  | ARP, CSNOX, CSOSG3, CSSO2G1, MATS, RGGI | 50974 1 | 1993-06-06 | 800 |  | Y |  | 36.55% | Small Power Producer |  |  | #N/A
PA | Scrubgrass Generating Plant | 50974 | 2 |  | 2023 | 4458 | 4432.77 |  | 1457777.62 | 521.247 | 0.8859 | 221762.946 | 0.1057 | 127.342 | 0.1237 | 2091338.733 | Coal |  | Circulating fluidized bed boiler | Fluidized Bed Limestone Injection | Selective Non-catalytic Reduction |  |  | ARP, CSNOX, CSOSG3, CSSO2G1, MATS, RGGI | 50974 2 | 1993-06-06 | 775 |  | Y |  | 30.8% | Small Power Producer |  |  | #N/A
NY | Carr Street Generating Station | 50978 | A |  | 2023 | 2422 | 2228.91 | 69174.02 |  | 0.246 | 0.001 | 48629.854 | 0.0593 | 10.939 | 0.0273 | 818288.998 | Pipeline Natural Gas | Diesel Oil | Combined cycle |  | Water Injection,Ammonia Injection |  |  | ARP, CSNOX, CSOSG3, CSSO2G1, RGGI | 50978 A | 1993-12-11 | 472 |  |  | 0.31627 | 19.79% | Electric Utility |  |  | 0.027048
NY | Carr Street Generating Station | 50978 | B |  | 2023 | 2399 | 2214.91 | 67404.56 |  | 0.286 | 0.004 | 49332.923 | 0.0593 | 11.354 | 0.0288 | 830068.445 | Pipeline Natural Gas | Diesel Oil | Combined cycle |  | Water Injection,Ammonia Injection |  |  | ARP, CSNOX, CSOSG3, CSSO2G1, RGGI | 50978 B | 1993-12-11 | 488 |  |  | 0.33689 | 19.42% | Electric Utility |  |  | 0.028244
RI | Ocean State Power | 51030 | 1 |  | 2023 | 6526 | 6326.5 | 489827.94 |  | 1.826 | 0.001 | 361488.575 | 0.0591 | 78.737 | 0.0262 | 6072195.162 | Pipeline Natural Gas | Diesel Oil | Combined cycle |  | Water Injection,Selective Catalytic Reduction |  |  | ARP, RGGI, SIPNOX | 51030 1 | 1990-12-01 | 1650 |  | Y | 0.32149 | 42.01% | Electric Utility |  |  | 0.025069
RI | Ocean State Power | 51030 | 2 |  | 2023 | 5402 | 5246.74 | 389191.27 |  | 1.418 | 0.001 | 280675.073 | 0.0591 | 62.137 | 0.0274 | 4713191.112 | Pipeline Natural Gas | Diesel Oil | Combined cycle |  | Water Injection,Selective Catalytic Reduction |  |  | ARP, RGGI, SIPNOX | 51030 2 | 1990-12-01 | 1650 |  | Y | 0.31931 | 32.61% | Electric Utility |  |  | 0.026102
VA | Doswell Limited Partnership | 52019 | 501 |  | 2023 | 7189 | 7155.82 | 1037138.02 |  | 2.578 | 0.001 | 506807.871 | 0.059 | 134.247 | 0.0319 | 8527293.656 | Pipeline Natural Gas | Diesel Oil | Combined cycle |  | Dry Low NOx Burners,Selective Catalytic Reduction,Steam Injection |  |  | ARP, CSNOX, CSOSG3, CSSO2G1, RGGI | 52019 501 | 1992-05-01 | 1699.9 |  | Y | 0.25888 | 57.26% | Electric Utility |  |  | 0.03367
VA | Doswell Limited Partnership | 52019 | 502 |  | 2023 | 7862 | 7832.27 | 1145041.95 |  | 2.915 | 0.001 | 574884.044 | 0.059 | 145.689 | 0.0304 | 9673005.037 | Pipeline Natural Gas | Diesel Oil | Combined cycle |  | Dry Low NOx Burners,Selective Catalytic Reduction,Steam Injection |  |  | ARP, CSNOX, CSOSG3, CSSO2G1, RGGI | 52019 502 | 1992-05-01 | 1845.8 |  | Y | 0.25447 | 59.82% | Electric Utility |  |  | 0.03305
VA | Doswell Limited Partnership | 52019 | 601 |  | 2023 | 7594 | 7565.08 | 1095084.66 |  | 2.842 | 0.001 | 553613.772 | 0.059 | 147.497 | 0.032 | 9313879.084 | Pipeline Natural Gas | Diesel Oil | Combined cycle |  | Dry Low NOx Burners,Selective Catalytic Reduction,Steam Injection |  |  | ARP, CSNOX, CSOSG3, CSSO2G1, RGGI | 52019 601 | 1992-05-01 | 1616.9 |  | Y | 0.26938 | 65.76% | Electric Utility |  |  | 0.033506
VA | Doswell Limited Partnership | 52019 | 602 |  | 2023 | 7523 | 7486.29 | 1088179.86 |  | 2.824 | 0.001 | 557201.702 | 0.059 | 144.689 | 0.0314 | 9375559.533 | Pipeline Natural Gas | Diesel Oil | Combined cycle |  | Dry Low NOx Burners,Selective Catalytic Reduction,Steam Injection |  |  | ARP, CSNOX, CSOSG3, CSSO2G1, RGGI | 52019 602 | 1992-05-01 | 1620.5 |  | Y | 0.26593 | 66.05% | Electric Utility |  |  | 0.033505
VA | Doswell Limited Partnership | 52019 | CT1 |  | 2023 | 1961 | 1745.19 | 243151.09 |  | 0.967 | 0.0011 | 168764.022 | 0.0592 | 51.501 | 0.0451 | 2835472.471 | Pipeline Natural Gas | Diesel Oil | Combustion turbine |  | Dry Low NOx Burners,Water Injection |  |  | ARP, CSNOX, CSOSG3, CSSO2G1, RGGI | 52019 CT1 | 2001-03-10 | 2141.9 |  |  | 0.42361 | 15.11% | Electric Utility | GE MS7001FA GT | Frame | 0.035844
VA | Doswell Limited Partnership | 52019 | CT2 |  | 2023 | 2760 | 2489.26 | 353784.14 |  | 1.234 | 0.001 | 244424.685 | 0.059 | 70.367 | 0.0419 | 4112826.586 | Pipeline Natural Gas |  | Combustion turbine |  | Dry Low NOx Burners |  |  | ARP, CSNOX, CSOSG3, CSSO2G1, RGGI | 52019 CT2 | 2018-03-17 | 2075 |  |  | 0.3978 | 22.63% | Electric Utility | GE 7FA.03 | Frame | 0.043381
VA | Doswell Limited Partnership | 52019 | CT3 |  | 2023 | 2675 | 2420.09 | 342978.45 |  | 1.195 | 0.001 | 236671.382 | 0.059 | 63.445 | 0.0395 | 3982473.563 | Pipeline Natural Gas |  | Combustion turbine |  | Dry Low NOx Burners |  |  | ARP, CSNOX, CSOSG3, CSSO2G1, RGGI | 52019 CT3 | 2018-04-11 | 2051.4 |  |  | 0.36996 | 22.16% | Electric Utility | GE 7FA.03 | Frame | 0.035259
MA | Dartmouth Power | 52026 | 1 |  | 2023 | 560 | 506.87 | 25575.52 |  | 0.063 | 0.001 | 12561.099 | 0.0594 | 3.279 | 0.035 | 210554.673 | Pipeline Natural Gas | Diesel Oil | Combined cycle |  | Water Injection,Selective Catalytic Reduction |  |  | ARP, RGGI, SIPNOX | 52026 1 | 1992-05-05 | 656 |  | Y | 0.25642 | 3.664% | Electric Utility |  |  | 0.031712
VA | Elizabeth River Combustion Turbine Sta | 52087 | CT-1 | CP0 | 2023 | 453 | 428.82 | 41427.48 |  | 0.193 | 0.0012 | 29730 | 0.0596 | 31.225 | 0.1962 | 500057.5 | Pipeline Natural Gas | Diesel Oil | Combustion turbine |  | Water Injection |  |  | ARP, CSNOX, CSOSG3, CSSO2G1, RGGI | 52087 CT-1 | 1992-06-04 | 1553 |  |  | 1.5075 | 3.676% | Electric Utility | Mitsubishi Heavy Industries Westinghouse 501D5 | Frame | 0.13957
VA | Elizabeth River Combustion Turbine Sta | 52087 | CT-2 | CP0 | 2023 | 647 | 603.95 | 56564.59 |  | 0.235 | 0.0011 | 39457.6 | 0.0593 | 43.663 | 0.2105 | 665564.8 | Pipeline Natural Gas | Diesel Oil | Combustion turbine |  | Water Injection |  |  | ARP, CSNOX, CSOSG3, CSSO2G1, RGGI | 52087 CT-2 | 1992-06-04 | 1553 |  |  | 1.5438 | 4.892% | Electric Utility | Mitsubishi Heavy Industries Westinghouse 501D5 | Frame | 0.13811
VA | Elizabeth River Combustion Turbine Sta | 52087 | CT-3 | CP0 | 2023 | 138 | 126.9 | 12178.5 |  | 0.074 | 0.0014 | 8903.4 | 0.0605 | 9.917 | 0.2245 | 148196.3 | Pipeline Natural Gas | Diesel Oil | Combustion turbine |  | Water Injection |  |  | ARP, CSNOX, CSOSG3, CSSO2G1, RGGI | 52087 CT-3 | 1992-06-04 | 1553 |  |  | 1.6286 | 1.089% | Electric Utility | Mitsubishi Heavy Industries Westinghouse 501D5 | Frame | 0.14227
TX | Texas City Cogeneration | 52088 | GT-A |  | 2023 | 4621 | 4511.53 | 675788.98 |  | 1.436 | 0.001 | 284498.045 | 0.059 | 309.885 | 0.1321 | 4787210.118 | Pipeline Natural Gas |  | Combined cycle |  | Steam Injection |  |  | ARP, CSOSG2 | 52088 GT-A | 1987-05-31 | 1765 |  |  | 0.91711 | 30.96% | Cogeneration |  |  | 0.12278
TX | Texas City Cogeneration | 52088 | GT-B |  | 2023 | 6556 | 6495.13 | 953280.94 |  | 2.109 | 0.001 | 417758.072 | 0.059 | 135.757 | 0.0405 | 7029537.524 | Pipeline Natural Gas |  | Combined cycle |  | Dry Low NOx Burners |  |  | ARP, CSOSG2 | 52088 GT-B | 1987-05-31 | 1765 |  |  | 0.28482 | 45.47% | Cogeneration |  |  | 0.031165
TX | Texas City Cogeneration | 52088 | GT-C |  | 2023 | 7031 | 6976.82 | 1010530.84 |  | 2.241 | 0.001 | 443832.172 | 0.059 | 116.387 | 0.0325 | 7468354.952 | Pipeline Natural Gas |  | Combined cycle |  | Dry Low NOx Burners |  |  | ARP, CSOSG2 | 52088 GT-C | 1987-05-31 | 1765 |  |  | 0.23035 | 48.3% | Cogeneration |  |  | 0.031002
TX | C. R. Wing Cogeneration Plant | 52176 | 1 |  | 2023 | 1199 | 1081.32 | 54969.24 |  | 0.215 | 0.001 | 42525.018 | 0.0591 | 43.937 | 0.1253 | 715566.224 | Pipeline Natural Gas | Diesel Oil | Combined cycle |  | Steam Injection |  |  | ARP, CSOSG2 | 52176 1 | 1987-07-20 | 1150 |  |  | 1.5986 | 7.103% | Cogeneration |  |  | 0.1203
TX | C. R. Wing Cogeneration Plant | 52176 | 2 |  | 2023 | 1082 | 933.99 | 49107.18 |  | 0.187 | 0.001 | 37079.253 | 0.0591 | 44.479 | 0.1443 | 623937.153 | Pipeline Natural Gas | Diesel Oil | Combined cycle |  | Steam Injection |  |  | ARP, CSOSG2 | 52176 2 | 1987-07-21 | 1150 |  |  | 1.8115 | 6.194% | Cogeneration |  |  | 0.12986
DE | Delaware City Refinery | 52193 | DCPP4 |  | 2023 | 8760 | 8759.55 |  | 2331690.34 | 8.439 | 0.0056 | 171604.898 | 0.0573 | 60.028 | 0.0398 | 2990961.447 | Process Gas |  | Dry bottom wall-fired boiler |  |  |  |  | ARP, SIPNOX | 52193 DCPP4 | 1961-01-01 | 808 |  |  |  | 42.26% | Petroleum Refinery |  |  | #N/A
CO | Hayden | 525 | H1 |  | 2023 | 8036 | 8025.85 | 1125436.46 |  | 683.49 | 0.1146 | 1236863.602 | 0.103 | 326.384 | 0.0546 | 12055202.089 | Coal | Diesel Oil, Natural Gas | Dry bottom wall-fired boiler | Dry Lime FGD | Low NOx Burner Technology w/ Overfire Air,Selective Catalytic Reduction | Baghouse |  | ARP, MATS | 525 H1 | 1965-07-01 | 2680 |  | Y | 0.58001 | 51.35% | Electric Utility |  |  | #N/A
CO | Hayden | 525 | H2 |  | 2023 | 7682 | 7664.82 | 1601032.18 |  | 998.203 | 0.1237 | 1689214.553 | 0.1029 | 428.216 | 0.0522 | 16464094.305 | Coal | Diesel Oil | Tangentially-fired | Dry Lime FGD | Low NOx Burner Technology w/ Closed-coupled/Separated OFA,Selective Catalytic Reduction | Baghouse |  | ARP, MATS | 525 H2 | 1976-09-01 | 3060 |  | Y | 0.53492 | 61.42% | Electric Utility |  |  | #N/A
AL | McWilliams | 533 | **4 |  | 2023 | 2967 | 2823.81 | 279862.31 |  | 0.997 | 0.001 | 181992.683 | 0.059 | 67.698 | 0.0476 | 3060619.19 | Pipeline Natural Gas | Diesel Oil | Combined cycle |  | Dry Low NOx Burners,Water Injection |  |  | ARP, CSNOX, CSOSG2, CSSO2G2 | 533 **4 | 1996-08-01 | 1380 |  |  | 0.4838 | 25.32% | Electric Utility |  |  | 0.050574
AL | McWilliams | 533 | **V1 |  | 2023 | 6757 | 6735.28 | 1109012.79 |  | 3.598 | 0.001 | 712686.498 | 0.059 | 71.288 | 0.0126 | 11992393.37 | Pipeline Natural Gas |  | Combined cycle |  | Dry Low NOx Burners,Selective Catalytic Reduction |  |  | ARP, CSNOX, CSOSG2, CSSO2G2 | 533 **V1 | 2001-07-26 | 2100 |  | Y | 0.12856 | 65.19% | Electric Utility |  |  | 0.010896
AL | McWilliams | 533 | **V2 |  | 2023 | 6892 | 6863.78 | 1145565.16 |  | 3.549 | 0.001 | 702947.922 | 0.059 | 67.549 | 0.012 | 11828344.076 | Pipeline Natural Gas |  | Combined cycle |  | Dry Low NOx Burners,Selective Catalytic Reduction |  |  | ARP, CSNOX, CSOSG2, CSSO2G2 | 533 **V2 | 2001-08-10 | 2100 |  | Y | 0.11793 | 64.3% | Electric Utility |  |  | 0.011267
KY | Smith Generating Facility | 54 | SCT1 |  | 2023 | 584 | 489.4 | 44386.52 |  | 0.187 | 0.0011 | 35674.276 | 0.0592 | 18.952 | 0.0767 | 599908.668 | Pipeline Natural Gas | Residual Oil | Combustion turbine |  | Water Injection |  |  | ARP, CSNOX, CSOSG2E, CSSO2G1 | 54 SCT1 | 1995-03-31 | 1800 |  |  | 0.85395 | 3.805% | Electric Utility | ALSTOM-Unknown |  | 0.058559
KY | Smith Generating Facility | 54 | SCT10 |  | 2023 | 151 | 126.94 | 8282.44 |  | 0.024 | 0.001 | 4678.902 | 0.0591 | 0.514 | 0.0177 | 78722.368 | Pipeline Natural Gas |  | Combustion turbine |  | Water Injection,Selective Catalytic Reduction |  |  | ARP, CSNOX, CSOSG2E, CSSO2G1 | 54 SCT10 | 2009-11-21 | 993 |  | Y | 0.12412 | 0.905% | Electric Utility | GE LMS100PB-DLE2 | Aeroderivative | 0.012172
KY | Smith Generating Facility | 54 | SCT2 |  | 2023 | 240 | 204.13 | 18959.82 |  | 0.082 | 0.0011 | 15202.584 | 0.0592 | 9.517 | 0.0815 | 255518.994 | Pipeline Natural Gas | Residual Oil | Combustion turbine |  | Water Injection |  |  | ARP, CSNOX, CSOSG2E, CSSO2G1 | 54 SCT2 | 1995-02-24 | 1800 |  |  | 1.0039 | 1.62% | Electric Utility | ALSTOM-Unknown |  | 0.07125
KY | Smith Generating Facility | 54 | SCT3 |  | 2023 | 300 | 248.22 | 22998.27 |  | 0.098 | 0.0011 | 18401.965 | 0.0592 | 10.191 | 0.0783 | 309391.464 | Pipeline Natural Gas | Residual Oil | Combustion turbine |  | Water Injection |  |  | ARP, CSNOX, CSOSG2E, CSSO2G1 | 54 SCT3 | 1995-01-28 | 1800 |  |  | 0.88624 | 1.962% | Electric Utility | ALSTOM-Unknown |  | 0.070474
KY | Smith Generating Facility | 54 | SCT4 |  | 2023 | 1170 | 1012.75 | 55297.85 |  | 0.237 | 0.001 | 46706.852 | 0.059 | 11.269 | 0.0364 | 785846.272 | Pipeline Natural Gas | Residual Oil | Combustion turbine |  | Dry Low NOx Burners,Water Injection |  |  | ARP, CSNOX, CSOSG2E, CSSO2G1 | 54 SCT4 | 2001-11-15 | 1300 |  |  | 0.40757 | 6.901% | Electric Utility | GE Unknown |  | 0.031839
KY | Smith Generating Facility | 54 | SCT5 |  | 2023 | 1139 | 990.35 | 53539.85 |  | 0.221 | 0.001 | 43217.634 | 0.0591 | 10.441 | 0.036 | 727128.313 | Pipeline Natural Gas | Residual Oil | Combustion turbine |  | Dry Low NOx Burners,Water Injection |  |  | ARP, CSNOX, CSOSG2E, CSSO2G1 | 54 SCT5 | 2001-11-15 | 1300 |  |  | 0.39003 | 6.385% | Electric Utility | GE Unknown |  | 0.032005
KY | Smith Generating Facility | 54 | SCT6 |  | 2023 | 989 | 866.61 | 47195.34 |  | 0.198 | 0.001 | 38202.568 | 0.0591 | 10.313 | 0.0403 | 642543.111 | Pipeline Natural Gas | Residual Oil | Combustion turbine |  | Dry Low NOx Burners,Water Injection |  |  | ARP, CSNOX, CSOSG2E, CSSO2G1 | 54 SCT6 | 2005-01-12 | 1300 |  |  | 0.43703 | 5.642% | Electric Utility | GE Unknown |  | 0.034152
KY | Smith Generating Facility | 54 | SCT7 |  | 2023 | 1063 | 922.6 | 50094.62 |  | 0.212 | 0.001 | 40877.645 | 0.0591 | 10.93 | 0.04 | 687586.372 | Pipeline Natural Gas | Residual Oil | Combustion turbine |  | Dry Low NOx Burners,Water Injection |  |  | ARP, CSNOX, CSOSG2E, CSSO2G1 | 54 SCT7 | 2005-01-12 | 1300 |  |  | 0.43637 | 6.038% | Electric Utility | GE Unknown |  | 0.031725
KY | Smith Generating Facility | 54 | SCT9 |  | 2023 | 1858 | 1629.75 | 116134.49 |  | 0.321 | 0.001 | 63641.774 | 0.0591 | 6.642 | 0.0152 | 1070897.637 | Pipeline Natural Gas |  | Combustion turbine |  | Water Injection,Selective Catalytic Reduction |  |  | ARP, CSNOX, CSOSG2E, CSSO2G1 | 54 SCT9 | 2009-11-14 | 993 |  | Y | 0.11438 | 12.31% | Electric Utility | GE LMS100PB-DLE2 | Aeroderivative | 0.012527
NY | Rensselaer Cogen | 54034 | 1GTDBS |  | 2023 | 380 | 365.09 | 24664.01 |  | 0.066 | 0.001 | 13079 | 0.0593 | 3.426 | 0.0444 | 220036.203 | Pipeline Natural Gas | Diesel Oil | Combined cycle |  | Selective Catalytic Reduction,Steam Injection |  |  | ARP, CSNOX, CSOSG3, CSSO2G1, RGGI | 54034 1GTDBS | 1994-04-22 | 786.8 |  | Y | 0.27781 | 3.192% | Electric Utility |  |  | 0.031297
NY | Lockport | 54041 | 11854 |  | 2023 | 608 | 595.42 | 23706.18 |  | 0.093 | 0.001 | 18833.61 | 0.0592 | 16.753 | 0.1081 | 316903.459 | Pipeline Natural Gas | Diesel Oil | Combined cycle |  | Steam Injection |  |  | ARP, CSNOX, CSOSG3, CSSO2G1, RGGI | 54041 11854 | 1992-12-28 | 1531 |  |  | 1.4134 | 2.363% | Cogeneration |  |  | 0.1267
NY | Lockport | 54041 | 11855 |  | 2023 | 588 | 575.66 | 22656.44 |  | 0.088 | 0.001 | 17615.634 | 0.0591 | 17.25 | 0.1194 | 296479.857 | Pipeline Natural Gas | Diesel Oil | Combined cycle |  | Steam Injection |  |  | ARP, CSNOX, CSOSG3, CSSO2G1, RGGI | 54041 11855 | 1992-12-28 | 1531 |  |  | 1.5227 | 2.211% | Cogeneration |  |  | 0.27888
NY | Lockport | 54041 | 11856 |  | 2023 | 534 | 519.38 | 20434.5 |  | 0.082 | 0.001 | 16401.284 | 0.0592 | 16.094 | 0.1197 | 275963.072 | Pipeline Natural Gas | Diesel Oil | Combined cycle |  | Steam Injection |  |  | ARP, CSNOX, CSOSG3, CSSO2G1, RGGI | 54041 11856 | 1992-12-28 | 1531 |  |  | 1.5752 | 2.058% | Cogeneration |  |  | 0.10979
NY | Indeck-Olean Energy Center | 54076 | 1 |  | 2023 | 617 | 595.5 | 36915.75 |  | 0.097 | 0.001 | 19361.025 | 0.0592 | 6.122 | 0.044 | 325074.45 | Pipeline Natural Gas | Diesel Oil | Combined cycle |  | Selective Catalytic Reduction,Steam Injection |  |  | ARP, CSNOX, CSOSG3, CSSO2G1, RGGI | 54076 1 | 1994-06-08 | 789 |  | Y | 0.33167 | 4.703% | Cogeneration |  |  | 0.036221
VA | Spruance Operating Services, LLC | 54081 | BLR03A |  | 2023 | 7195 | 7188.55 |  | 1067445.05 | 0.401 | 0.001 | 79423.954 | 0.0594 | 20.006 | 0.0299 | 1336494.058 | Pipeline Natural Gas |  | Stoker |  | Other |  |  | ARP, CSNOX, CSOSG3, CSSO2G1 | 54081 BLR03A | 1992-08-01 | 380 |  |  |  | 40.15% | Cogeneration |  |  | #N/A
VA | Spruance Operating Services, LLC | 54081 | BLR03B |  | 2023 | 7739 | 7735.42 |  | 1158179.59 | 0.438 | 0.001 | 86790.038 | 0.0594 | 21.752 | 0.0297 | 1460350.199 | Pipeline Natural Gas |  | Stoker |  | Other |  |  | ARP, CSNOX, CSOSG3, CSSO2G1 | 54081 BLR03B | 1992-08-01 | 525 |  |  |  | 31.75% | Cogeneration |  |  | #N/A
VA | Spruance Operating Services, LLC | 54081 | BLR04A |  | 2023 | 8217 | 8214.18 |  | 1258332.59 | 0.474 | 0.001 | 93867.171 | 0.0594 | 22.099 | 0.0279 | 1579424.516 | Pipeline Natural Gas |  | Stoker |  | Other |  |  | ARP, CSNOX, CSOSG3, CSSO2G1 | 54081 BLR04A | 1992-08-01 | 380 |  |  |  | 47.45% | Cogeneration |  |  | #N/A
VA | Spruance Operating Services, LLC | 54081 | BLR04B |  | 2023 | 8177 | 8173.52 |  | 1238314.12 | 0.474 | 0.001 | 93799.023 | 0.0594 | 22.934 | 0.029 | 1578360.601 | Pipeline Natural Gas |  | Stoker |  | Other |  |  | ARP, CSNOX, CSOSG3, CSSO2G1 | 54081 BLR04B | 1992-08-01 | 380 |  |  |  | 47.42% | Cogeneration |  |  | #N/A
NY | KIAC Cogeneration | 54114 | GT1 |  | 2023 | 4040 | 3852.24 | 199636.84 |  | 0.527 | 0.0012 | 103767.544 | 0.0592 | 24.857 | 0.0324 | 1746084.869 | Pipeline Natural Gas | Diesel Oil | Combined cycle |  | Water Injection,Selective Catalytic Reduction |  |  | CSNOX, CSOSG3, CSSO2G1, RGGI | 54114 GT1 | 1995-02-01 | 718 |  | Y | 0.24902 | 27.76% | Cogeneration |  |  | 0.026352
NY | KIAC Cogeneration | 54114 | GT2 |  | 2023 | 5932 | 5850.7 | 276547.2 |  | 0.717 | 0.001 | 141927.435 | 0.0592 | 32.414 | 0.0283 | 2388088.282 | Pipeline Natural Gas | Diesel Oil | Combined cycle |  | Water Injection,Selective Catalytic Reduction |  |  | CSNOX, CSOSG3, CSSO2G1, RGGI | 54114 GT2 | 1995-02-01 | 718 |  | Y | 0.23442 | 37.97% | Cogeneration |  |  | 0.025508
NY | Fortistar North Tonawanda Inc | 54131 | NTCT1 |  | 2023 | 1404 | 1390.36 | 50984.23 |  | 0.202 | 0.0009 | 37772.271 | 0.0592 | 23.553 | 0.076 | 635611.841 | Pipeline Natural Gas | Diesel Oil | Combined cycle |  | Steam Injection |  |  | CSNOX, CSOSG3, CSSO2G1, RGGI | 54131 NTCT1 | 1993-09-08 | 650 |  |  | 0.92393 | 11.16% | Cogeneration |  |  | 0.078455
NY | Nissequogue Energy Center | 54149 | 1 |  | 2023 | 7958 | 7948.81 | 494998.45 |  | 0.944 | 0.001 | 186917.544 | 0.0593 | 133.958 | 0.0857 | 3144275.592 | Pipeline Natural Gas | Diesel Oil | Combustion turbine |  | Water Injection |  |  | CSNOX, CSOSG3, CSSO2G1, RGGI | 54149 1 | 1995-04-01 | 670 |  |  | 0.54125 | 53.57% | Cogeneration |  |  | 0.077564
CA | DTE Stockton | 54238 | BIOMS1 |  | 2023 | 7613 | 7577.39 | 352341.42 |  | 0.467 | 0.0006 | 516181.751 | 0.1029 | 103.585 | 0.0414 | 4953593.422 | Wood |  | Stoker | Wet Lime FGD | Selective Catalytic Reduction | Electrostatic Precipitator |  | ARP | 54238 BIOMS1 | 2013-10-26 | 780 |  | Y | 0.58798 | 72.5% | Electric Utility |  |  | #N/A
NV | Saguaro | 54271 | A01 |  | 2023 | 2391 | 2378.18 | 107779.41 |  | 0.293 | 0.001 | 57952.986 | 0.0592 | 106.721 | 0.2183 | 975165.76 | Pipeline Natural Gas |  | Combined cycle |  | Selective Catalytic Reduction,Steam Injection |  |  | ARP | 54271 A01 | 1991-12-15 | 475 |  | Y | 1.9804 | 23.44% | Electric Utility |  |  | 0.21888
NV | Saguaro | 54271 | A02 |  | 2023 | 2320 | 2305.93 | 106986.93 |  | 0.295 | 0.001 | 58412.031 | 0.0592 | 107.297 | 0.2181 | 982867.951 | Pipeline Natural Gas |  | Combined cycle |  | Selective Catalytic Reduction,Steam Injection |  |  | ARP | 54271 A02 | 1991-12-15 | 475 |  | Y | 2.0058 | 23.62% | Electric Utility |  |  | 0.21833
RI | Ocean State Power II | 54324 | 3 |  | 2023 | 4457 | 4303.72 | 308370.91 |  | 1.175 | 0.001 | 232618.237 | 0.0592 | 56.424 | 0.0299 | 3909611.855 | Pipeline Natural Gas | Diesel Oil | Combined cycle |  | Water Injection,Selective Catalytic Reduction |  |  | ARP, RGGI, SIPNOX | 54324 3 | 1991-10-01 | 1650 |  | Y | 0.36595 | 27.05% | Electric Utility |  |  | 0.026822
RI | Ocean State Power II | 54324 | 4 |  | 2023 | 5592 | 5410.78 | 422662.47 |  | 1.548 | 0.001 | 306439.083 | 0.0592 | 70.844 | 0.0281 | 5147281.429 | Pipeline Natural Gas | Diesel Oil | Combined cycle |  | Water Injection,Selective Catalytic Reduction |  |  | ARP, RGGI, SIPNOX | 54324 4 | 1991-10-01 | 1650 |  | Y | 0.33523 | 35.61% | Electric Utility |  |  | 0.028528
FL | Orange Cogeneration Facility | 54365 | 1 |  | 2023 | 4102 | 3550.59 | 180164.01 |  | 0.414 | 0.001 | 81938.835 | 0.0592 | 34.558 | 0.0584 | 1378827.073 | Pipeline Natural Gas |  | Combined cycle |  | Water Injection,Dry Low NOx Burners |  |  | ARP | 54365 1 | 1995-06-16 | 565.3 |  |  | 0.38363 | 27.84% | Cogeneration |  |  | 0.050852
FL | Orange Cogeneration Facility | 54365 | 2 |  | 2023 | 5447 | 4896.18 | 249912.53 |  | 0.572 | 0.001 | 113371.313 | 0.0592 | 48.131 | 0.0521 | 1907680.496 | Pipeline Natural Gas |  | Combined cycle |  | Water Injection,Dry Low NOx Burners |  |  | ARP | 54365 2 | 1995-06-16 | 595.4 |  |  | 0.38518 | 36.58% | Cogeneration |  |  | 0.050193
CT | Devon | 544 | 11 |  | 2023 | 46 | 28.36 | 843.01 |  | 0.195 | 0.0353 | 880.8 | 0.0782 | 4.106 | 0.8883 | 11344 | Pipeline Natural Gas | Diesel Oil | Combustion turbine |  | Water Injection |  |  | ARP, RGGI, SIPNOX | 544 11 | 1996-07-01 | 400 |  |  | 9.7413 | 0.3237% | Electric Utility | GE Unknown |  | 0.89689
CT | Devon | 544 | 12 |  | 2023 | 57 | 31.98 | 876.26 |  | 0.226 | 0.0342 | 999.6 | 0.0775 | 4.627 | 0.89 | 12792 | Pipeline Natural Gas | Diesel Oil | Combustion turbine |  | Water Injection |  |  | ARP, RGGI, SIPNOX | 544 12 | 1996-07-01 | 400 |  |  | 10.5608 | 0.3651% | Electric Utility | GE Unknown |  | 0.85223
CT | Devon | 544 | 13 |  | 2023 | 36 | 20.79 | 562.6 |  | 0.148 | 0.035 | 651.2 | 0.078 | 2.879 | 0.8729 | 8316 | Pipeline Natural Gas | Diesel Oil | Combustion turbine |  | Water Injection |  |  | ARP, RGGI, SIPNOX | 544 13 | 1996-07-01 | 400 |  |  | 10.2346 | 0.2373% | Electric Utility | GE Unknown |  | 0.90429
CT | Devon | 544 | 14 |  | 2023 | 29 | 17.58 | 468.54 |  | 0.129 | 0.035 | 555.4 | 0.0781 | 2.613 | 0.8817 | 7032 | Pipeline Natural Gas | Diesel Oil | Combustion turbine |  | Water Injection |  |  | ARP, RGGI, SIPNOX | 544 14 | 1996-07-01 | 400 |  |  | 11.1538 | 0.2007% | Electric Utility | GE Unknown |  | 0.88938
CT | Devon | 544 | 15 |  | 2023 | 71 | 44.41 | 1771.32 |  | 0.006 | 0.0009 | 1481.516 | 0.081 | 0.111 | 0.0101 | 18257.862 | Diesel Oil | Pipeline Natural Gas | Combustion turbine |  | Water Injection,Selective Catalytic Reduction |  |  | ARP, RGGI, SIPNOX | 544 15 | 2010-07-10 | 498 |  | Y | 0.12533 | 0.4185% | Electric Utility | GE LM6000PC Sprint | Aeroderivative | 0.016787
CT | Devon | 544 | 16 |  | 2023 | 71 | 43.36 | 1773.39 |  | 0.005 | 0.0009 | 1398.9 | 0.0792 | 0.074 | 0.0076 | 17392.118 | Diesel Oil | Pipeline Natural Gas | Combustion turbine |  | Water Injection,Selective Catalytic Reduction |  |  | ARP, RGGI, SIPNOX | 544 16 | 2010-06-25 | 498 |  | Y | 0.083456 | 0.3987% | Electric Utility | GE LM6000PC Sprint | Aeroderivative | 0.014545
CT | Devon | 544 | 17 |  | 2023 | 34 | 23.16 | 1012.32 |  | 0.003 | 0.001 | 817.34 | 0.0778 | 0.049 | 0.0081 | 10428.726 | Diesel Oil | Pipeline Natural Gas | Combustion turbine |  | Water Injection,Selective Catalytic Reduction |  |  | ARP, RGGI, SIPNOX | 544 17 | 2010-06-10 | 498 |  | Y | 0.096807 | 0.2391% | Electric Utility | GE LM6000PC Sprint | Aeroderivative | 0.015752
CT | Devon | 544 | 18 |  | 2023 | 74 | 47.49 | 1940.98 |  | 0.006 | 0.0009 | 1598.12 | 0.0801 | 0.096 | 0.0091 | 19914.495 | Diesel Oil | Pipeline Natural Gas | Combustion turbine |  | Water Injection,Selective Catalytic Reduction |  |  | ARP, RGGI, SIPNOX | 544 18 | 2010-06-01 | 498 |  | Y | 0.098919 | 0.4565% | Electric Utility | GE LM6000PC Sprint | Aeroderivative | 0.01669
MI | Cadillac Renewable Energy | 54415 | EUBLR |  | 2023 | 8406 | 8400.41 | 130998.72 |  | 63.03 | 0.0462 |  |  | 196.316 | 0.145 | 2716695.564 | Wood |  | Stoker |  | Selective Non-catalytic Reduction | Cyclone,Electrostatic Precipitator |  | CSNOX, CSOSG3, CSSO2G1 | 54415 EUBLR | 1993-07-16 | 650 |  | Y | 2.9972 | 47.71% | Small Power Producer |  |  | #N/A
FL | Mulberry Cogeneration Facility | 54426 | 1 |  | 2023 | 4323 | 3901.29 | 442418.45 |  | 1.049 | 0.001 | 207873.044 | 0.059 | 84.996 | 0.0547 | 3497993.644 | Pipeline Natural Gas | Diesel Oil | Combined cycle |  | Dry Low NOx Burners |  |  | ARP | 54426 1 | 1994-08-10 | 1077 |  |  | 0.38423 | 37.08% | Cogeneration |  |  | 0.041557
FL | Orlando CoGen | 54466 | 1 |  | 2023 | 8539 | 8530.76 | 1039304.12 |  | 2.427 | 0.001 | 480738.796 | 0.059 | 247.307 | 0.0622 | 8089331.627 | Pipeline Natural Gas |  | Combined cycle |  | Dry Low NOx Burners |  |  | ARP | 54466 1 | 1993-09-25 | 1256 |  |  | 0.47591 | 73.52% | Cogeneration |  |  | 0.053272
WA | Sumas Generating Station | 54476 | CT-1 |  | 2023 | 7052 | 7029.97 | 583742.94 |  | 7.634 | 0.002 | 429035.52 | 0.059 | 66.912 | 0.0187 | 7219028.803 | Natural Gas |  | Combined cycle |  | Selective Catalytic Reduction,Steam Injection |  |  | ARP | 54476 CT-1 | 1993-04-16 | 1200 |  | Y | 0.22925 | 68.67% | Electric Utility |  |  | 0.017221
WA | Ferndale Generating Station | 54537 | CT-1A |  | 2023 | 6506 | 6495.01 | 528548.17 |  | 7.868 | 0.002 | 409900.634 | 0.0591 | 86.593 | 0.0253 | 6889654.854 | Natural Gas | Diesel Oil | Combined cycle |  | Selective Catalytic Reduction,Steam Injection |  |  | ARP | 54537 CT-1A | 1994-04-01 | 1780 |  | Y | 0.32766 | 44.18% | Electric Utility |  |  | 0.024409
WA | Ferndale Generating Station | 54537 | CT-1B |  | 2023 | 6129 | 6101.25 | 476293.69 |  | 7.248 | 0.002 | 377718.031 | 0.0591 | 77.037 | 0.0246 | 6348717.29 | Natural Gas | Diesel Oil | Combined cycle |  | Selective Catalytic Reduction,Steam Injection |  |  | ARP | 54537 CT-1B | 1994-04-01 | 1780 |  | Y | 0.32349 | 40.72% | Electric Utility |  |  | 0.024183
NY | Independence | 54547 | 1 |  | 2023 | 4423 | 4275.52 | 949443.28 |  | 2.042 | 0.001 | 404513.714 | 0.059 | 50.94 | 0.0227 | 6806718.061 | Pipeline Natural Gas |  | Combined cycle |  | Dry Low NOx Burners,Selective Catalytic Reduction |  |  | ARP, CSNOX, CSOSG3, CSSO2G1, RGGI | 54547 1 | 1994-10-01 | 2162 |  | Y | 0.1073 | 35.94% | Cogeneration |  |  | 0.015406
NY | Independence | 54547 | 2 |  | 2023 | 5185 | 5043.47 | 1081815.62 |  | 2.389 | 0.001 | 473253.445 | 0.059 | 54.765 | 0.019 | 7963385.18 | Pipeline Natural Gas |  | Combined cycle |  | Dry Low NOx Burners,Selective Catalytic Reduction |  |  | ARP, CSNOX, CSOSG3, CSSO2G1, RGGI | 54547 2 | 1994-09-01 | 2162 |  | Y | 0.10125 | 42.05% | Cogeneration |  |  | 0.015299
NY | Independence | 54547 | 3 |  | 2023 | 4392 | 4265.24 | 955284.43 |  | 2.043 | 0.001 | 404776.102 | 0.059 | 48.409 | 0.0207 | 6811130.985 | Pipeline Natural Gas |  | Combined cycle |  | Dry Low NOx Burners,Selective Catalytic Reduction |  |  | ARP, CSNOX, CSOSG3, CSSO2G1, RGGI | 54547 3 | 1994-08-01 | 2162 |  | Y | 0.10135 | 35.96% | Cogeneration |  |  | 0.01554
NY | Independence | 54547 | 4 |  | 2023 | 4850 | 4708.37 | 1032775.57 |  | 2.25 | 0.001 | 445629.774 | 0.059 | 56.645 | 0.0219 | 7498615.028 | Pipeline Natural Gas |  | Combined cycle |  | Dry Low NOx Burners,Selective Catalytic Reduction |  |  | ARP, CSNOX, CSOSG3, CSSO2G1, RGGI | 54547 4 | 1994-08-01 | 2162 |  | Y | 0.10969 | 39.59% | Cogeneration |  |  | 0.015474
NY | Saranac Power Partners, LP | 54574 | 1 |  | 2023 | 2715 | 2605.6 | 198538.26 |  | 0.582 | 0.001 | 115183.562 | 0.059 | 26.539 | 0.0349 | 1938219.395 | Pipeline Natural Gas |  | Combined cycle |  | Selective Catalytic Reduction |  |  | ARP, CSNOX, CSOSG3, CSSO2G1, RGGI | 54574 1 | 1994-06-21 | 1676 |  | Y | 0.26734 | 13.2% | Cogeneration |  |  | 0.030034
NY | Saranac Power Partners, LP | 54574 | 2 |  | 2023 | 513 | 494.16 | 45651.73 |  | 0.13 | 0.001 | 25683.19 | 0.059 | 5.834 | 0.0356 | 432158.862 | Pipeline Natural Gas |  | Combined cycle |  | Selective Catalytic Reduction |  |  | ARP, CSNOX, CSOSG3, CSSO2G1, RGGI | 54574 2 | 1994-06-21 | 1676 |  | Y | 0.25559 | 2.944% | Cogeneration |  |  | 0.030764
MA | Tanner Street Generation, LLC | 54586 | 2 |  | 2023 | 0 | 0 | [9 empty] | Pipeline Natural Gas | Diesel Oil | Combined cycle |  | Water Injection,Selective Catalytic Reduction |  |  | ARP, RGGI, SIPNOX | 54586 2 | 2008-10-29 | 705 |  | Y |  | 0% | Cogeneration |  |  | 0.024711
NY | Massena Energy Facility | 54592 | 1 |  | 2023 | 295 | 287.76 | 14391.11 |  | 0.057 | 0.001 | 11273.405 | 0.059 | 3.416 | 0.0501 | 189702.148 | Pipeline Natural Gas | Diesel Oil | Combined cycle |  | Selective Catalytic Reduction,Steam Injection |  |  | ARP, CSNOX, CSOSG3, CSSO2G1, RGGI | 54592 1 | 1993-04-01 | 900 |  | Y | 0.47474 | 2.406% | Cogeneration |  |  | 0.13231
NY | Batavia Energy | 54593 | 1 |  | 2023 | 147 | 134.47 | 4648.48 |  | 0.017 | 0.001 | 3454.159 | 0.0592 | 3.505 | 0.1379 | 58134.733 | Pipeline Natural Gas |  | Combined cycle |  | Steam Injection |  |  | ARP, CSNOX, CSOSG3, CSSO2G1, RGGI | 54593 1 | 1992-09-01 | 551 |  |  | 1.508 | 1.204% | Cogeneration |  |  | 0.11871
CT | Montville | 546 | 5 |  | 2023 | 423 | 411.99 | 19007.99 |  | 9.677 | 0.0749 | 14826.748 | 0.0643 | 9.41 | 0.0714 | 227159.927 | Residual Oil | Pipeline Natural Gas | Tangentially-fired |  |  |  |  | ARP, MATS, RGGI, SIPNOX | 546 5 | 1954-01-01 | 905 |  |  | 0.99011 | 2.865% | Electric Utility |  |  | #N/A
CT | Montville | 546 | 6 |  | 2023 | 196 | 188.64 | 21649.72 |  | 34.712 | 0.2437 | 19036.599 | 0.081 | 21.583 | 0.1407 | 234625.856 | Residual Oil |  | Tangentially-fired |  |  |  |  | ARP, MATS, RGGI, SIPNOX | 546 6 | 1971-01-01 | 4658 |  |  | 1.9938 | 0.575% | Electric Utility |  |  | #N/A
CT | Pratt & Whitney, East Hartford | 54605 | 1 |  | 2023 | 7083 | 7072.94 | 128143 |  |  |  | 87693.539 | 0.0594 | 17.602 | 0.0239 | 1475589.984 | Pipeline Natural Gas | Diesel Oil | Combustion turbine |  | Water Injection,Selective Catalytic Reduction |  |  | RGGI, SIPNOX | 54605 1 | 1992-03-24 | 365.7 |  | Y | 0.27472 | 46.06% | Cogeneration |  |  | 0.023102
PA | St. Nicholas Cogeneration Project | 54634 | 1 |  | 2023 | 8236 | 8223.74 |  | 5649102.38 | 987.582 | 0.1901 | 1243314.422 | 0.119 | 309.681 | 0.0603 | 10408252.588 | Coal Refuse | Residual Oil | Circulating fluidized bed boiler | Fluidized Bed Limestone Injection |  | Baghouse |  | ARP, CSNOX, CSOSG3, CSSO2G1, MATS, RGGI | 54634 1 | 1990-07-01 | 1560 |  |  |  | 76.16% | Small Power Producer |  |  | #N/A
PA | Domtar Paper Company, LLC | 54638 | 40 | CS1 | 2023 | 1679 | 1667.81 |  | 120790.41 |  |  |  |  | 5.866 | 0.0653 | 192474.457 | Natural Gas |  | Dry bottom wall-fired boiler |  | Low NOx Burner Technology (Dry Bottom only) |  |  | RGGI, SIPNOX | 54638 40 | 1982-11-03 | 306 |  |  |  | 7.18% | Pulp & Paper Mill |  |  | #N/A
PA | Domtar Paper Company, LLC | 54638 | 41 | CS1 | 2023 | 3519 | 3514.65 |  | 328346.14 |  |  |  |  | 14.698 | 0.0556 | 574534.304 | Natural Gas |  | Dry bottom wall-fired boiler |  | Low NOx Burner Technology (Dry Bottom only) |  |  | RGGI, SIPNOX | 54638 41 | 1982-11-03 | 306 |  |  |  | 21.43% | Pulp & Paper Mill |  |  | #N/A
NJ | Lakewood | 54640 | 1001 |  | 2023 | 1135 | 1105.13 | 83470.66 |  | 0.534 | 0.0014 | 60796.102 | 0.0593 | 9.719 | 0.0229 | 1017873.928 | Pipeline Natural Gas | Diesel Oil | Combined cycle |  | Water Injection,Selective Catalytic Reduction |  |  | ARP, CSNOX, CSOSG3, CSSO2G1, RGGI | 54640 1001 | 1994-05-03 | 1190 |  | Y | 0.23287 | 9.764% | Cogeneration |  |  | 0.018844
NJ | Lakewood | 54640 | 2001 |  | 2023 | 1096 | 1075.2 | 81597.76 |  | 0.466 | 0.0013 | 59202.935 | 0.0592 | 7.693 | 0.0179 | 992510.126 | Pipeline Natural Gas | Diesel Oil | Combined cycle |  | Water Injection,Selective Catalytic Reduction |  |  | ARP, CSNOX, CSOSG3, CSSO2G1, RGGI | 54640 2001 | 1994-05-03 | 1190 |  | Y | 0.18856 | 9.521% | Cogeneration |  |  | 0.020537
AZ | Yuma Cogeneration Associates | 54694 | 4101 |  | 2023 | 3809 | 3724.13 | 154372.51 |  | 0.421 | 0.001 | 83463.682 | 0.0592 | 52.612 | 0.0767 | 1404428.623 | Pipeline Natural Gas |  | Combined cycle |  | Steam Injection |  |  | ARP | 54694 4101 | 1994-05-11 | 624 |  |  | 0.68162 | 25.69% | Cogeneration |  |  | 0.079971
CA | Goal Line | 54749 | 1 |  | 2023 | 400 | 344.97 | 14051.72 |  | 0.037 | 0.001 | 7411.016 | 0.0593 | 0.944 | 0.0236 | 124697.843 | Pipeline Natural Gas |  | Combined cycle |  | Water Injection,Selective Catalytic Reduction |  |  | ARP | 54749 1 | 1994-11-24 | 448.1 |  | Y | 0.13436 | 3.177% | Cogeneration |  |  | 0.015517
MI | Genesee Power Station | 54751 | 1 |  | 2023 | 8050 | 8027.46 | 137029.01 |  | 78.162 | 0.0764 |  |  | 178.632 | 0.1688 | 2100408.017 | Wood | Tire Derived Fuel | Stoker |  | Selective Non-catalytic Reduction | Cyclone,Electrostatic Precipitator |  | CSNOX, CSOSG3, CSSO2G1 | 54751 1 | 1995-12-10 | 743 |  | Y | 2.6072 | 32.27% | Cogeneration |  |  | #N/A
OR | Hermiston | 54761 | 1 |  | 2023 | 7053 | 7046.73 | 1351447.63 |  | 3.016 | 0.001 | 597517.933 | 0.059 | 70.653 | 0.0143 | 10054447.333 | Pipeline Natural Gas |  | Combined cycle |  | Selective Catalytic Reduction |  |  | ARP | 54761 1 | 1996-07-01 | 2067 |  | Y | 0.10456 | 55.53% | Electric Utility |  |  | 0.014831
OR | Hermiston | 54761 | 2 |  | 2023 | 7762 | 7739.67 | 1679816.61 |  | 3.649 | 0.001 | 722873.746 | 0.059 | 86.944 | 0.015 | 12163968.762 | Pipeline Natural Gas |  | Combined cycle |  | Selective Catalytic Reduction |  |  | ARP | 54761 2 | 1996-07-01 | 2067 |  | Y | 0.10352 | 67.18% | Electric Utility |  |  | 0.015097
CA | Live Oak Limited | 54768 | GT1 |  | 2023 | 900 | 816.72 | 30039.51 |  | 0.084 | 0.001 | 16684.744 | 0.0591 | 4.01 | 0.0468 | 280700.01 | Pipeline Natural Gas |  | Combustion turbine |  | Selective Catalytic Reduction |  |  | ARP | 54768 GT1 | 1992-03-27 | 450 |  | Y | 0.26698 | 7.121% | Electric Utility | GE LM5000 | Aeroderivative | 0.29661
PA | Grays Ferry Cogen Partnership | 54785 | 2 |  | 2023 | 8258 | 8243.23 | 895049.45 |  | 3.249 | 0.001 | 643644.096 | 0.059 | 161.354 | 0.03 | 10830110.43 | Pipeline Natural Gas | Diesel Oil | Combined cycle |  | Dry Low NOx Burners,Selective Catalytic Reduction |  |  | ARP, CSNOX, CSOSG3, CSSO2G1, RGGI | 54785 2 | 1998-01-01 | 1881 |  | Y | 0.36055 | 65.73% | Cogeneration |  |  | 0.030523
PA | Grays Ferry Cogen Partnership | 54785 | 25 |  | 2023 | 8483 | 8471.96 |  | 1539789.37 | 0.648 | 0.001 | 127852.422 | 0.0593 | 59.223 | 0.0552 | 2148867.219 | Pipeline Natural Gas | Diesel Oil | Dry bottom wall-fired boiler |  | Low NOx Burner Technology (Dry Bottom only),Other |  |  | CSNOX, CSOSG3, CSSO2G1, RGGI | 54785 25 | 1997-12-22 | 1103 |  |  |  | 22.24% | Cogeneration |  |  | #N/A
MA | Milford Power, LLC | 54805 | 1 |  | 2023 | 1536 | 1499.28 | 221815.02 |  | 0.543 | 0.001 | 107542.912 | 0.059 | 15.931 | 0.0294 | 1809641.12 | Pipeline Natural Gas |  | Combined cycle |  | Selective Catalytic Reduction,Steam Injection |  |  | ARP, RGGI, SIPNOX | 54805 1 | 1993-05-01 | 1947.9 |  | Y | 0.14364 | 10.61% | Electric Utility |  |  | 0.029582
TX | Johnson County Generation Facility | 54817 | EAST |  | 2023 | 5725 | 5698.44 | 1165178.14 |  | 2.683 | 0.001 | 530032.853 | 0.059 | 133.348 | 0.0307 | 8918645.686 | Pipeline Natural Gas | Diesel Oil | Combined cycle |  | Selective Catalytic Reduction |  |  | ARP, CSOSG2 | 54817 EAST | 1996-08-19 | 2500 |  | Y | 0.22889 | 40.72% | Electric Utility |  |  | 0.032581
MD | Brandywine Power Facility | 54832 | 1 |  | 2023 | 3797 | 3466.07 | 311163.93 |  | 0.793 | 0.001 | 156968.07 | 0.0592 | 36.795 | 0.0395 | 2637981.848 | Pipeline Natural Gas | Diesel Oil, Liquified Petroleum Gas | Combined cycle |  | Water Injection,Other |  |  | ARP, CSNOX, CSOSG3, CSSO2G1, RGGI | 54832 1 | 1996-10-31 | 1200 |  |  | 0.2365 | 25.09% | Cogeneration |  |  | 0.028227
MD | Brandywine Power Facility | 54832 | 2 |  | 2023 | 4237 | 3852.17 | 351599.72 |  | 0.868 | 0.001 | 171871.745 | 0.0591 | 42.148 | 0.0403 | 2890357.019 | Pipeline Natural Gas | Diesel Oil, Liquified Petroleum Gas | Combined cycle |  | Water Injection,Other |  |  | ARP, CSNOX, CSOSG3, CSSO2G1, RGGI | 54832 2 | 1996-10-31 | 1200 |  |  | 0.23975 | 27.5% | Cogeneration |  |  | 0.029018
VA | Gordonsville Power Station | 54844 | 1 |  | 2023 | 4319 | 4303.79 | 451277.63 |  | 1.202 | 0.0011 | 223573.743 | 0.0591 | 50.315 | 0.0281 | 3759703.089 | Pipeline Natural Gas | Diesel Oil | Combined cycle |  | Dry Low NOx Burners,Water Injection,Selective Catalytic Reduction |  |  | ARP, CSNOX, CSOSG3, CSSO2G1, RGGI | 54844 1 | 1994-06-01 | 1510 |  | Y | 0.22299 | 28.42% | Electric Utility |  |  | 0.027504
VA | Gordonsville Power Station | 54844 | 2 |  | 2023 | 4538 | 4519.37 | 481238.42 |  | 1.288 | 0.0011 | 236437.158 | 0.0591 | 53.485 | 0.0285 | 3975478.572 | Pipeline Natural Gas | Diesel Oil | Combined cycle |  | Dry Low NOx Burners,Water Injection,Selective Catalytic Reduction |  |  | ARP, CSNOX, CSOSG3, CSSO2G1, RGGI | 54844 2 | 1994-06-01 | 1510 |  | Y | 0.22228 | 30.05% | Electric Utility |  |  | 0.027506
NV | Sun Peak Generating Station | 54854 | 3 |  | 2023 | 263 | 200.46 | 12610.45 |  | 0.05 | 0.001 | 9901.593 | 0.0591 | 12.432 | 0.1437 | 166620.613 | Pipeline Natural Gas | Diesel Oil | Combustion turbine |  | Water Injection |  |  | ARP | 54854 3 | 1991-06-08 | 1039 |  |  | 1.9717 | 1.831% | Electric Utility |  |  | 0.14149
NV | Sun Peak Generating Station | 54854 | 4 |  | 2023 | 217 | 167.65 | 10422.25 |  | 0.041 | 0.001 | 8147.133 | 0.0591 | 9.878 | 0.137 | 137089.687 | Pipeline Natural Gas | Diesel Oil | Combustion turbine |  | Water Injection |  |  | ARP | 54854 4 | 1991-06-08 | 1039 |  |  | 1.8956 | 1.506% | Electric Utility |  |  | 0.14169
NV | Sun Peak Generating Station | 54854 | 5 |  | 2023 | 223 | 152.7 | 9427.13 |  | 0.036 | 0.001 | 7227.148 | 0.0591 | 9.115 | 0.1416 | 121609.972 | Pipeline Natural Gas | Diesel Oil | Combustion turbine |  | Water Injection |  |  | ARP | 54854 5 | 1991-06-08 | 1039 |  |  | 1.9338 | 1.336% | Electric Utility |  |  | 0.14159
NY | Brooklyn Navy Yard Cogeneration | 54914 | 1 |  | 2023 | 8060 | 8050.65 | 800061.6 |  | 2.55 | 0.001 | 505099.068 | 0.059 | 27.933 | 0.0067 | 8499037.311 | Pipeline Natural Gas | Diesel Oil | Combined cycle |  | Dry Low NOx Burners,Water Injection,Selective Catalytic Reduction |  |  | ARP, CSNOX, CSOSG3, CSSO2G1, RGGI | 54914 1 | 1996-03-01 | 1503 |  | Y | 0.069827 | 64.55% | Cogeneration |  |  | 0.0071933
NY | Brooklyn Navy Yard Cogeneration | 54914 | 2 |  | 2023 | 8435 | 8428.69 | 879319.97 |  | 2.763 | 0.001 | 547092.454 | 0.0591 | 28.628 | 0.0063 | 9194384.697 | Pipeline Natural Gas | Diesel Oil | Combined cycle |  | Dry Low NOx Burners,Water Injection,Selective Catalytic Reduction |  |  | ARP, CSNOX, CSOSG3, CSSO2G1, RGGI | 54914 2 | 1996-03-01 | 1503 |  | Y | 0.065114 | 69.83% | Cogeneration |  |  | 0.0071669
MI | Michigan Power Limited Partnership | 54915 | 1 |  | 2023 | 8384 | 8378.76 | 1042639.9 |  | 2.955 | 0.001 | 585369.56 | 0.059 | 135.279 | 0.0276 | 9849952.01 | Pipeline Natural Gas |  | Combined cycle |  | Dry Low NOx Burners |  |  | ARP, CSNOX, CSOSG3, CSSO2G1 | 54915 1 | 1995-10-22 | 1478 |  |  | 0.25949 | 76.08% | Cogeneration |  |  | 0.027891
MN | Cottage Grove Cogeneration | 55010 | 1 |  | 2023 | 5578 | 5388.62 | 1068102.77 |  | 2.564 | 0.001 | 505037.665 | 0.059 | 42.277 | 0.0118 | 8497147.69 | Pipeline Natural Gas | Diesel Oil | Combined cycle |  | Selective Catalytic Reduction |  |  | ARP, CSNOX, CSSO2G2 | 55010 1 | 1997-03-05 | 2258 |  | Y | 0.079163 | 42.96% | Cogeneration |  |  | 0.01092
WI | Whitewater Cogeneration Facility | 55011 | 1 |  | 2023 | 3573 | 3428.17 | 669281.87 |  | 1.58 | 0.001 | 312935.541 | 0.0591 | 43.633 | 0.0213 | 5262442.89 | Pipeline Natural Gas | Diesel Oil | Combined cycle |  | Selective Catalytic Reduction |  |  | ARP, CSNOX, CSOSG3, CSSO2G1 | 55011 1 | 1997-03-18 | 2236 |  | Y | 0.13039 | 26.87% | Cogeneration |  |  | 0.015721
TX | Sweeny Cogeneration Facility | 55015 | 1 | CP1 | 2023 | 8424 | 8409.63 | 850102.04 |  | 3.568 | 0.0009 | 759992.627 | 0.059 | 73.729 | 0.0116 | 12788329.031 | Pipeline Natural Gas | Other Gas, Process Gas | Combustion turbine |  | Dry Low NOx Burners |  |  | ARP, CSOSG2 | 55015 1 | 1997-08-01 | 2342 |  |  | 0.17346 | 62.33% | Cogeneration |  |  | 0.025476
TX | Sweeny Cogeneration Facility | 55015 | 2 | CP1 | 2023 | 7755 | 7740.31 | 775046.16 |  | 3.579 | 0.0009 | 759506.309 | 0.059 | 69.38 | 0.0112 | 12780141.711 | Pipeline Natural Gas | Other Gas, Process Gas | Combustion turbine |  | Dry Low NOx Burners |  |  | ARP, CSOSG2 | 55015 2 | 1997-08-01 | 2342 |  |  | 0.17903 | 62.29% | Cogeneration |  |  | 0.015545
TX | Sweeny Cogeneration Facility | 55015 | 3 | CP1 | 2023 | 8309 | 8276.88 | 823574.29 |  | 3.489 | 0.0009 | 739271.69 | 0.059 | 65.917 | 0.0107 | 12439647.666 | Pipeline Natural Gas | Other Gas, Process Gas | Combustion turbine |  | Dry Low NOx Burners |  |  | ARP, CSOSG2 | 55015 3 | 1997-08-01 | 2342 |  |  | 0.16008 | 60.63% | Cogeneration |  |  | 0.015675
TX | Sweeny Cogeneration Facility | 55015 | 4 | CP1 | 2023 | 8370 | 8352.51 | 875457.42 |  | 3.422 | 0.0009 | 728405.184 | 0.059 | 90.313 | 0.0152 | 12256810.584 | Pipeline Natural Gas | Other Gas, Process Gas | Combustion turbine |  | Dry Low NOx Burners |  |  | ARP, CSOSG2 | 55015 4 | 2000-12-01 | 2342 |  |  | 0.20632 | 59.74% | Cogeneration |  |  | 0.013354
MA | Dighton | 55026 | 1 |  | 2023 | 2421 | 2376.96 | 355696.13 |  | 0.842 | 0.001 | 166772.317 | 0.059 | 17.232 | 0.0184 | 2806273.854 | Pipeline Natural Gas |  | Combined cycle |  | Selective Catalytic Reduction |  |  | ARP, RGGI, SIPNOX | 55026 1 | 1999-05-03 | 1636 |  | Y | 0.096892 | 19.58% | Electric Utility |  |  | 0.01323
WI | Depere Energy Center | 55029 | B01 |  | 2023 | 1161 | 1043.2 | 148107.72 |  | 0.52 | 0.001 | 97162.471 | 0.0591 | 69.767 | 0.0882 | 1633580.964 | Pipeline Natural Gas | Diesel Oil | Combustion turbine |  | Water Injection |  |  | ARP, CSNOX, CSOSG3, CSSO2G1 | 55029 B01 | 1999-06-01 | 2193 |  |  | 0.94211 | 8.504% | Electric Utility | GE Unknown |  | 0.091899
ME | Androscoggin Energy | 55031 | CT01 |  | 2023 | 260 | 255.41 | 10677.63 |  | 1.005 | 0.0136 | 8935.512 | 0.0647 | 3.238 | 0.0486 | 136299.018 | Pipeline Natural Gas | Diesel Oil | Combustion turbine |  | Selective Catalytic Reduction |  |  | ARP | 55031 CT01 | 1999-10-24 | 979 |  | Y | 0.6065 | 1.589% | Cogeneration |  |  | 0.017268
ME | Androscoggin Energy | 55031 | CT02 |  | 2023 | 1033 | 1027.36 | 40913.93 |  | 0.216 | 0.0013 | 29981.891 | 0.0593 | 3.721 | 0.0168 | 503529.762 | Pipeline Natural Gas | Diesel Oil | Combustion turbine |  | Selective Catalytic Reduction |  |  | ARP | 55031 CT02 | 1999-11-19 | 979 |  | Y | 0.18189 | 5.871% | Cogeneration |  |  | 0.01595
ME | Androscoggin Energy | 55031 | CT03 |  | 2023 | 761 | 756.87 | 31994.77 |  | 0.119 | 0.001 | 23478.108 | 0.0591 | 3.325 | 0.0183 | 395051.245 | Pipeline Natural Gas | Diesel Oil | Combustion turbine |  | Selective Catalytic Reduction |  |  | ARP | 55031 CT03 | 2000-07-10 | 979 |  | Y | 0.20785 | 4.606% | Cogeneration |  |  | 0.019721
NM | Rio Bravo Generating Station | 55039 | GT-1 |  | 2023 | 5113 | 4777.28 | 561576.19 |  | 1.938 | 0.001 | 380916.687 | 0.059 | 118.358 | 0.0466 | 6408585.669 | Pipeline Natural Gas | Diesel Oil | Combustion turbine |  | Dry Low NOx Burners,Water Injection |  |  | ARP | 55039 GT-1 | 2000-05-15 | 2600 |  |  | 0.42152 | 28.14% | Electric Utility | GE MS7001FA GT | Frame | 0.036699
GA | Mid-Georgia Cogeneration | 55040 | 1 |  | 2023 | 619 | 578.85 | 77834.9 |  | 0.225 | 0.0012 | 36785.167 | 0.0591 | 9.432 | 0.036 | 618417.321 | Pipeline Natural Gas | Diesel Oil | Combined cycle |  | Dry Low NOx Burners,Water Injection,Selective Catalytic Reduction |  |  | ARP, CSNOX, CSOSG1, CSSO2G2 | 55040 1 | 1997-10-30 | 1375 |  | Y | 0.24236 | 5.134% | Cogeneration |  |  | 0.041697
GA | Mid-Georgia Cogeneration | 55040 | 2 |  | 2023 | 592 | 540.6 | 74013.97 |  | 0.2 | 0.0011 | 35119.023 | 0.0591 | 10.536 | 0.0443 | 590612.009 | Pipeline Natural Gas | Diesel Oil | Combined cycle |  | Dry Low NOx Burners,Water Injection,Selective Catalytic Reduction |  |  | ARP, CSNOX, CSOSG1, CSSO2G2 | 55040 2 | 1998-02-02 | 1920 |  | Y | 0.2847 | 3.512% | Cogeneration |  |  | 0.056393
MA | Berkshire Power | 55041 | 1 |  | 2023 | 404 | 386.12 | 71925.67 |  | 0.158 | 0.001 | 30541.305 | 0.058 | 5.467 | 0.0538 | 526756.688 | Pipeline Natural Gas |  | Combined cycle |  | Selective Catalytic Reduction |  |  | ARP, RGGI, SIPNOX | 55041 1 | 1999-09-28 | 2112 |  | Y | 0.15202 | 2.847% | Electric Utility |  |  | 0.016231
CT | Bridgeport Energy | 55042 | BE1 |  | 2023 | 5890 | 5853.3 | 1338457.66 |  | 2.811 | 0.001 | 556903.957 | 0.059 | 90.285 | 0.0199 | 9371045.742 | Pipeline Natural Gas |  | Combined cycle |  | Selective Catalytic Reduction |  |  | ARP, RGGI, SIPNOX | 55042 BE1 | 1998-07-27 | 2100 |  | Y | 0.13491 | 50.94% | Electric Utility |  |  | 0.017897
CT | Bridgeport Energy | 55042 | BE2 |  | 2023 | 5857 | 5810.83 | 1346333.56 |  | 2.819 | 0.001 | 558455.657 | 0.059 | 90.244 | 0.0198 | 9397114.236 | Pipeline Natural Gas |  | Combined cycle |  | Selective Catalytic Reduction |  |  | ARP, RGGI, SIPNOX | 55042 BE2 | 1998-07-27 | 2100 |  | Y | 0.13406 | 51.08% | Electric Utility |  |  | 0.017873
SC | Cherokee County Cogen | 55043 | CCCP1 |  | 2023 | 1290 | 1283.91 | 79838.63 |  | 0.288 | 0.001 | 56003.211 | 0.059 | 13.38 | 0.0293 | 942367.304 | Pipeline Natural Gas |  | Combined cycle |  | Selective Catalytic Reduction |  |  | ARP, CSNOX, CSSO2G2, SIPNOX | 55043 CCCP1 | 1998-07-01 | 910 |  | Y | 0.33518 | 11.82% | Cogeneration |  |  | 0.027
TX | Pasadena Power Plant | 55047 | CG-1 |  | 2023 | 6494 | 6485.09 | 1562302.38 |  | 3.131 | 0.001 | 620183.029 | 0.059 | 76.489 | 0.0147 | 10435709.396 | Pipeline Natural Gas |  | Combined cycle |  | Dry Low NOx Burners,Selective Catalytic Reduction |  |  | ARP, CSOSG2 | 55047 CG-1 | 1998-07-01 | 1910 |  | Y | 0.097918 | 62.37% | Cogeneration |  |  | 0.014953
TX | Pasadena Power Plant | 55047 | CG-2 |  | 2023 | 7362 | 7311.41 | 1723568.3 |  | 3.62 | 0.001 | 716979.47 | 0.059 | 193.519 | 0.0324 | 12064558.539 | Pipeline Natural Gas |  | Combined cycle |  | Dry Low NOx Burners,Selective Catalytic Reduction |  |  | ARP, CSOSG2 | 55047 CG-2 | 2000-07-01 | 1960 |  | Y | 0.22456 | 70.27% | Cogeneration |  |  | 0.03216
TX | Pasadena Power Plant | 55047 | CG-3 |  | 2023 | 7164 | 7109.48 | 1872488.68 |  | 3.56 | 0.001 | 705201.293 | 0.059 | 132.262 | 0.0228 | 11866393.404 | Pipeline Natural Gas |  | Combined cycle |  | Dry Low NOx Burners,Selective Catalytic Reduction |  |  | ARP, CSOSG2 | 55047 CG-3 | 2000-07-01 | 1980 |  | Y | 0.14127 | 68.41% | Cogeneration |  |  | 0.021778
RI | Tiverton Power, LLC | 55048 | 1 |  | 2023 | 6894 | 6828.58 | 1694673.89 |  | 3.505 | 0.001 | 694375.794 | 0.059 | 58.171 | 0.0124 | 11684181.423 | Pipeline Natural Gas |  | Combined cycle |  | Selective Catalytic Reduction |  |  | ARP, RGGI, SIPNOX | 55048 1 | 2000-02-01 | 2130 |  | Y | 0.068652 | 62.62% | Electric Utility |  |  | 0.010827
GA | Tenaska Georgia Generating Station | 55061 | CT1 |  | 2023 | 363 | 322.67 | 48404.57 |  | 0.15 | 0.001 | 29736.294 | 0.0592 | 10.841 | 0.0527 | 500386.569 | Pipeline Natural Gas | Diesel Oil | Combustion turbine |  | Dry Low NOx Burners,Water Injection |  |  | ARP, CSNOX, CSOSG1, CSSO2G2 | 55061 CT1 | 2001-06-01 | 2586 |  |  | 0.44793 | 2.209% | Electric Utility | GE MS7001FA GT | Frame | 0.05128
GA | Tenaska Georgia Generating Station | 55061 | CT2 |  | 2023 | 310 | 274.98 | 41428.46 |  | 0.129 | 0.001 | 25503.189 | 0.0592 | 8.992 | 0.0499 | 428953.72 | Pipeline Natural Gas | Diesel Oil | Combustion turbine |  | Dry Low NOx Burners,Water Injection |  |  | ARP, CSNOX, CSOSG1, CSSO2G2 | 55061 CT2 | 2001-08-30 | 2586 |  |  | 0.4341 | 1.894% | Electric Utility | GE MS7001FA GT | Frame | 0.050354
GA | Tenaska Georgia Generating Station | 55061 | CT3 |  | 2023 | 352 | 307.34 | 45869.09 |  | 0.143 | 0.001 | 28017.672 | 0.0594 | 8.955 | 0.0462 | 470150.006 | Pipeline Natural Gas | Diesel Oil | Combustion turbine |  | Dry Low NOx Burners,Water Injection |  |  | ARP, CSNOX, CSOSG1, CSSO2G2 | 55061 CT3 | 2001-06-01 | 2586 |  |  | 0.39046 | 2.075% | Electric Utility | GE MS7001FA GT | Frame | 0.047584
GA | Tenaska Georgia Generating Station | 55061 | CT4 |  | 2023 | 311 | 280.86 | 42162.87 |  | 0.129 | 0.001 | 25458.315 | 0.0591 | 8.998 | 0.049 | 428258.157 | Pipeline Natural Gas | Diesel Oil | Combustion turbine |  | Dry Low NOx Burners,Water Injection |  |  | ARP, CSNOX, CSOSG1, CSSO2G2 | 55061 CT4 | 2002-04-01 | 2586 |  |  | 0.42682 | 1.89% | Electric Utility | GE MS7001FA GT | Frame | 0.052902
GA | Tenaska Georgia Generating Station | 55061 | CT5 |  | 2023 | 262 | 231.3 | 34380.83 |  | 0.108 | 0.001 | 21040.172 | 0.0594 | 7.661 | 0.0548 | 353026.787 | Pipeline Natural Gas | Diesel Oil | Combustion turbine |  | Dry Low NOx Burners,Water Injection |  |  | ARP, CSNOX, CSOSG1, CSSO2G2 | 55061 CT5 | 2002-04-01 | 2586 |  |  | 0.44566 | 1.558% | Electric Utility | GE MS7001FA GT | Frame | 0.060503
GA | Tenaska Georgia Generating Station | 55061 | CT6 |  | 2023 | 203 | 181.68 | 26874.66 |  | 0.083 | 0.001 | 16372.275 | 0.0592 | 5.99 | 0.053 | 275274.283 | Pipeline Natural Gas | Diesel Oil | Combustion turbine |  | Dry Low NOx Burners,Water Injection |  |  | ARP, CSNOX, CSOSG1, CSSO2G2 | 55061 CT6 | 2002-04-01 | 2586 |  |  | 0.44577 | 1.215% | Electric Utility | GE MS7001FA GT | Frame | 0.051774
TX | Tenaska Frontier Generating Station | 55062 | 1 |  | 2023 | 6710 | 6678.15 | 1570069.73 |  | 3.442 | 0.001 | 681823.401 | 0.059 | 224.006 | 0.0404 | 11473026.461 | Pipeline Natural Gas | Diesel Oil | Combined cycle |  | Dry Low NOx Burners |  |  | ARP, CSOSG2 | 55062 1 | 2000-05-11 | 2405 |  |  | 0.28535 | 54.46% | Electric Utility |  |  | 0.038748
TX | Tenaska Frontier Generating Station | 55062 | 2 |  | 2023 | 5926 | 5882.7 | 1367785.5 |  | 2.938 | 0.001 | 582006.576 | 0.059 | 209.657 | 0.0448 | 9793379.255 | Pipeline Natural Gas | Diesel Oil | Combined cycle |  | Dry Low NOx Burners |  |  | ARP, CSOSG2 | 55062 2 | 2000-05-21 | 2405 |  |  | 0.30656 | 46.49% | Electric Utility |  |  | 0.039047
TX | Tenaska Frontier Generating Station | 55062 | 3 |  | 2023 | 5793 | 5748.14 | 1331743.99 |  | 2.862 | 0.001 | 566945.628 | 0.059 | 198.51 | 0.0431 | 9539966.761 | Pipeline Natural Gas | Diesel Oil | Combined cycle |  | Dry Low NOx Burners |  |  | ARP, CSOSG2 | 55062 3 | 2000-05-21 | 2405 |  |  | 0.29812 | 45.28% | Electric Utility |  |  | 0.039774
MS | Batesville Generation Facility | 55063 | 1 |  | 2023 | 7537 | 7519.41 | 1882208.71 |  | 4.544 | 0.001 | 900123.986 | 0.059 | 206.764 | 0.0275 | 15146259.33 | Pipeline Natural Gas |  | Combined cycle |  | Selective Catalytic Reduction |  |  | ARP, CSOSG2 | 55063 1 | 2000-02-20 | 2300 |  | Y | 0.2197 | 75.18% | Electric Utility |  |  | 0.026249
MS | Batesville Generation Facility | 55063 | 2 |  | 2023 | 5018 | 4971.94 | 1219846.6 |  | 2.873 | 0.001 | 569146.901 | 0.059 | 121.252 | 0.0259 | 9576980.059 | Pipeline Natural Gas |  | Combined cycle |  | Selective Catalytic Reduction |  |  | ARP, CSOSG2 | 55063 2 | 2000-03-29 | 2300 |  | Y | 0.1988 | 47.53% | Electric Utility |  |  | 0.02515
MS | Batesville Generation Facility | 55063 | 3 |  | 2023 | 6458 | 6379.21 | 1548774.35 |  | 3.594 | 0.001 | 711946.637 | 0.059 | 151.641 | 0.0262 | 11979796.691 | Pipeline Natural Gas |  | Combined cycle |  | Selective Catalytic Reduction |  |  | ARP, CSOSG2 | 55063 3 | 2000-04-28 | 2500 |  | Y | 0.19582 | 54.7% | Electric Utility |  |  | 0.025786
TX | Blackhawk Station | 55064 | 1 |  | 2023 | 8225 | 8215.01 | 897072.65 |  | 30.759 | 0.0065 | 537089.213 | 0.0598 | 197.139 | 0.0437 | 9001138.609 | Pipeline Natural Gas | Process Gas | Combustion turbine |  | Selective Catalytic Reduction,Dry Low NOx Burners |  |  | ARP, CSOSG2 | 55064 1 | 1998-08-21 | 2002 |  | Y | 0.43952 | 51.33% | Cogeneration |  |  | 0.047755
TX | Blackhawk Station | 55064 | 2 |  | 2023 | 7744 | 7730.09 | 843661.06 |  | 30.703 | 0.007 | 507726.77 | 0.0599 | 210.472 | 0.0497 | 8506556.91 | Pipeline Natural Gas | Process Gas | Combustion turbine |  | Selective Catalytic Reduction,Dry Low NOx Burners |  |  | ARP, CSOSG2 | 55064 2 | 1998-08-24 | 2002 |  | Y | 0.49895 | 48.5% | Cogeneration |  |  | 0.049626
TX | Mustang Station | 55065 | 1 |  | 2023 | 6442 | 6335.31 | 1119391.09 |  | 2.595 | 0.001 | 514065.581 | 0.059 | 184.914 | 0.047 | 8650064.664 | Pipeline Natural Gas |  | Combined cycle |  | Dry Low NOx Burners |  |  | ARP, CSOSG2 | 55065 1 | 1999-04-07 | 1920 |  |  | 0.33038 | 51.43% | Electric Utility |  |  | 0.039237
TX | Mustang Station | 55065 | 2 |  | 2023 | 5794 | 5688.74 | 1016394.74 |  | 2.358 | 0.001 | 467007.243 | 0.059 | 148.783 | 0.0423 | 7858373.849 | Pipeline Natural Gas |  | Combined cycle |  | Dry Low NOx Burners |  |  | ARP, CSOSG2 | 55065 2 | 1999-05-03 | 1920 |  |  | 0.29277 | 46.72% | Electric Utility |  |  | 0.035724
ME | Maine Independence Station | 55068 | 1 |  | 2023 | 3141 | 2959.68 | 330437.92 |  | 1.167 | 0.001 | 231109.19 | 0.059 | 31.272 | 0.0243 | 3888838.22 | Pipeline Natural Gas |  | Combined cycle |  | Dry Low NOx Burners,Selective Catalytic Reduction |  |  | ARP, RGGI | 55068 1 | 2000-03-15 | 1937 |  | Y | 0.18928 | 22.92% | Electric Utility |  |  | 0.017743
ME | Maine Independence Station | 55068 | 2 |  | 2023 | 2446 | 2316.01 | 263369.07 |  | 0.929 | 0.001 | 183978.321 | 0.059 | 24.117 | 0.0238 | 3095805.619 | Pipeline Natural Gas |  | Combined cycle |  | Dry Low NOx Burners,Selective Catalytic Reduction |  |  | ARP, RGGI | 55068 2 | 2000-03-22 | 1937 |  | Y | 0.18314 | 18.24% | Electric Utility |  |  | 0.018235
AR | Pine Bluff Energy Center | 55075 | CT-1 |  | 2023 | 7348 | 7334.47 | 1772280.94 |  | 3.654 | 0.001 | 723729.576 | 0.059 | 279.122 | 0.0465 | 12178114.438 | Pipeline Natural Gas |  | Combined cycle |  | Dry Low NOx Burners |  |  | ARP, CSOSG2 | 55075 CT-1 | 2001-08-31 | 2406 |  |  | 0.31499 | 57.78% | Cogeneration |  |  | 0.039059
MS | Red Hills Generation Facility | 55076 | AA001 | CS001 | 2023 | 6868 | 6849 |  | 9801937.5 | 1313.745 | 0.1776 | 1698187.9 | 0.1075 | 857.425 | 0.109 | 15619704.2 | Coal | Natural Gas | Circulating fluidized bed boiler | Fluidized Bed Limestone Injection | Other | Baghouse | Untreated PAC Sorbent Injection | ARP, CSOSG2, MATS | 55076 AA001 | 2001-02-22 | 3500 |  |  |  | 50.94% | Electric Utility |  |  | #N/A
MS | Red Hills Generation Facility | 55076 | AA002 | CS001 | 2023 | 6877 | 6859.5 |  | 10140745 | 1190.212 | 0.1525 | 1753680.525 | 0.1078 | 864.681 | 0.1071 | 16121531.05 | Coal | Natural Gas | Circulating fluidized bed boiler | Fluidized Bed Limestone Injection | Other | Baghouse | Untreated PAC Sorbent Injection | ARP, CSOSG2, MATS | 55076 AA002 | 2001-02-14 | 3500 |  |  |  | 52.58% | Electric Utility |  |  | #N/A
NV | Desert Star Energy Center | 55077 | EDE1 |  | 2023 | 4489 | 4310.39 | 861747 |  | 1.931 | 0.001 | 382535.64 | 0.059 | 38.505 | 0.0132 | 6436896.438 | Pipeline Natural Gas |  | Combined cycle |  | Selective Catalytic Reduction |  |  | ARP | 55077 EDE1 | 2000-04-19 | 1925 |  | Y | 0.089365 | 38.17% | Electric Utility |  |  | 0.012546
NV | Desert Star Energy Center | 55077 | EDE2 |  | 2023 | 4293 | 4077.15 | 826638.07 |  | 1.846 | 0.001 | 365621.948 | 0.059 | 37.357 | 0.0136 | 6152341.132 | Pipeline Natural Gas |  | Combined cycle |  | Selective Catalytic Reduction |  |  | ARP | 55077 EDE2 | 2000-04-19 | 1925 |  | Y | 0.090383 | 36.48% | Electric Utility |  |  | 0.012913
MA | Millennium Power | 55079 | 1 |  | 2023 | 2113 | 2037.73 | 418656.19 |  | 1.353 | 0.001 | 268093.683 | 0.059 | 38.046 | 0.0251 | 4511196.321 | Pipeline Natural Gas | Diesel Oil | Combined cycle |  | Water Injection,Selective Catalytic Reduction |  |  | ARP, RGGI, SIPNOX | 55079 1 | 2000-07-17 | 2842 |  | Y | 0.18175 | 18.12% | Electric Utility |  |  | 0.013454
TN | Brownsville Combustion Turbine Plant | 55081 | AA-001 |  | 2023 | 550 | 500.44 | 49770.57 |  | 0.178 | 0.001 | 35242.362 | 0.059 | 16.073 | 0.0641 | 593007.377 | Pipeline Natural Gas |  | Combustion turbine |  | Steam Injection |  |  | ARP, CSNOX, CSOSG2, CSSO2G1 | 55081 AA-001 | 1999-06-07 | 1510 |  |  | 0.64588 | 4.483% | Electric Utility | Westinghouse 501D5 | Frame | 0.054063
TN | Brownsville Combustion Turbine Plant | 55081 | AA-002 |  | 2023 | 569 | 518.6 | 51608.94 |  | 0.168 | 0.001 | 33290.987 | 0.059 | 15.95 | 0.0698 | 560178.15 | Pipeline Natural Gas |  | Combustion turbine |  | Steam Injection |  |  | ARP, CSNOX, CSOSG2, CSSO2G1 | 55081 AA-002 | 1999-06-07 | 1460 |  |  | 0.61811 | 4.38% | Electric Utility | Westinghouse 501D5 | Frame | 0.05456
TN | Brownsville Combustion Turbine Plant | 55081 | AA-003 |  | 2023 | 330 | 295.79 | 31962.67 |  | 0.119 | 0.001 | 23558.658 | 0.059 | 17.708 | 0.0888 | 396421.605 | Pipeline Natural Gas |  | Combustion turbine |  | Water Injection |  |  | ARP, CSNOX, CSOSG2, CSSO2G1 | 55081 AA-003 | 1999-06-07 | 1690 |  |  | 1.108 | 2.678% | Electric Utility | Siemens AG-501D5A | Frame | 0.091657
TN | Brownsville Combustion Turbine Plant | 55081 | AA-004 |  | 2023 | 328 | 294.31 | 31817.97 |  | 0.119 | 0.001 | 23630.329 | 0.059 | 17.244 | 0.0928 | 397636.256 | Pipeline Natural Gas |  | Combustion turbine |  | Water Injection |  |  | ARP, CSNOX, CSOSG2, CSSO2G1 | 55081 AA-004 | 1999-06-07 | 1700 |  |  | 1.0839 | 2.67% | Electric Utility | Siemens AG-501D5A | Frame | 0.090699
TX | Gregory Power Facility | 55086 | 101 |  | 2023 | 1226 | 1147.69 | 117563.36 |  | 0.443 | 0.001 | 86407.553 | 0.059 | 21.237 | 0.0393 | 1453983.012 | Pipeline Natural Gas |  | Combined cycle |  | Dry Low NOx Burners |  |  | ARP, CSOSG2 | 55086 101 | 2000-01-15 | 2378.1 |  |  | 0.36129 | 6.98% | Cogeneration |  |  | 0.030807
TX | Gregory Power Facility | 55086 | 102 |  | 2023 | 2370 | 2329.39 | 255154.01 |  | 0.94 | 0.001 | 184499.625 | 0.059 | 44.197 | 0.0341 | 3104529.244 | Pipeline Natural Gas |  | Combined cycle |  | Dry Low NOx Burners |  |  | ARP, CSOSG2 | 55086 102 | 2000-01-15 | 2318.5 |  |  | 0.34643 | 15.29% | Cogeneration |  |  | 0.031341
MI | Zeeland Generating Station | 55087 | CC1 |  | 2023 | 3964 | 3844.14 | 583174.37 |  | 1.953 | 0.001 | 386790.939 | 0.059 | 104.509 | 0.0347 | 6508465.67 | Pipeline Natural Gas |  | Combustion turbine |  | Dry Low NOx Burners |  |  | ARP, CSNOX, CSOSG3, CSSO2G1 | 55087 CC1 | 2001-03-01 | 2204.8 |  |  | 0.35841 | 33.7% | Cogeneration |  |  | 0.032545
MI | Zeeland Generating Station | 55087 | CC2 |  | 2023 | 4822 | 4673.16 | 718600.5 |  | 2.398 | 0.001 | 475050.398 | 0.059 | 125.116 | 0.0339 | 7993662.106 | Pipeline Natural Gas |  | Combustion turbine |  | Dry Low NOx Burners |  |  | ARP, CSNOX, CSOSG3, CSSO2G1 | 55087 CC2 | 2001-03-01 | 2204.8 |  |  | 0.34822 | 41.39% | Cogeneration |  |  | 0.032963
MI | Zeeland Generating Station | 55087 | CC3 |  | 2023 | 6752 | 6731.82 | 1751976.81 |  | 3.817 | 0.001 | 756046.661 | 0.059 | 69.806 | 0.0122 | 12721979.101 | Pipeline Natural Gas |  | Combined cycle |  | Dry Low NOx Burners,Selective Catalytic Reduction |  |  | ARP, CSNOX, CSOSG3, CSSO2G1 | 55087 CC3 | 2002-04-11 | 2323 |  | Y | 0.079688 | 62.52% | Cogeneration |  |  | 0.011015
MI | Zeeland Generating Station | 55087 | CC4 |  | 2023 | 6820 | 6801.22 | 1731301.28 |  | 3.959 | 0.001 | 784206.692 | 0.059 | 69.264 | 0.0117 | 13195719.04 | Pipeline Natural Gas |  | Combined cycle |  | Dry Low NOx Burners,Selective Catalytic Reduction |  |  | ARP, CSNOX, CSOSG3, CSSO2G1 | 55087 CC4 | 2002-04-20 | 2345 |  | Y | 0.080014 | 64.24% | Cogeneration |  |  | 0.01086
MI | Dearborn Industrial Generation | 55088 | BL1100 |  | 2023 | 6841 | 6828.25 |  | 1425607.5 | 450.533 | 0.3386 | 534873.4 | 0.201 | 39.212 | 0.0302 | 2628917.55 | Other Gas | Pipeline Natural Gas | Other boiler |  | Low NOx Burner Technology (Dry Bottom only) |  |  | ARP, CSNOX, CSOSG3, CSSO2G1 | 55088 BL1100 | 2001-06-01 | 835 |  |  |  | 35.94% | Electric Utility |  |  | #N/A
MI | Dearborn Industrial Generation | 55088 | BL2100 |  | 2023 | 6176 | 6162.75 |  | 1418494.75 | 365.079 | 0.3319 | 429529.525 | 0.1952 | 31.182 | 0.0294 | 2179767.5 | Other Gas | Pipeline Natural Gas | Other boiler |  | Low NOx Burner Technology (Dry Bottom only) |  |  | ARP, CSNOX, CSOSG3, CSSO2G1 | 55088 BL2100 | 2001-06-01 | 746.7 |  |  |  | 33.32% | Electric Utility |  |  | #N/A
MI | Dearborn Industrial Generation | 55088 | BL3100 |  | 2023 | 6924 | 6917 |  | 1296439.75 | 402.949 | 0.3149 | 489534.025 | 0.1915 | 38.607 | 0.032 | 2498200.95 | Other Gas | Pipeline Natural Gas | Other boiler |  | Low NOx Burner Technology (Dry Bottom only) |  |  | ARP, CSNOX, CSOSG3, CSSO2G1 | 55088 BL3100 | 2001-06-01 | 746.7 |  |  |  | 38.19% | Electric Utility |  |  | #N/A
MI | Dearborn Industrial Generation | 55088 | GT2100 |  | 2023 | 6859 | 6845.75 | 1209354.5 |  | 3.609 | 0.001 | 714838.8 | 0.059 | 171.48 | 0.0287 | 12028569.75 | Pipeline Natural Gas |  | Combined cycle |  | Dry Low NOx Burners |  |  | ARP, CSNOX, CSOSG3, CSSO2G1 | 55088 GT2100 | 2001-06-01 | 2164 |  |  | 0.28359 | 63.45% | Electric Utility |  |  | 0.02646
MI | Dearborn Industrial Generation | 55088 | GT3100 |  | 2023 | 7922 | 7909.5 | 1397098 |  | 4.39 | 0.001 | 869716 | 0.059 | 172.615 | 0.0238 | 14634586.175 | Pipeline Natural Gas |  | Combined cycle |  | Dry Low NOx Burners |  |  | ARP, CSNOX, CSOSG3, CSSO2G1 | 55088 GT3100 | 2001-06-01 | 3210 |  |  | 0.24711 | 52.04% | Electric Utility |  |  | 0.025778
MI | Dearborn Industrial Generation | 55088 | GTP1 |  | 2023 | 6350 | 6098.75 | 1021526.5 |  | 2.979 | 0.001 | 590193.2 | 0.059 | 150.422 | 0.0313 | 9931137.425 | Pipeline Natural Gas |  | Combustion turbine |  | Dry Low NOx Burners |  |  | ARP, CSNOX, CSOSG3, CSSO2G1 | 55088 GTP1 | 1999-08-01 | 2410 |  |  | 0.2945 | 47.04% | Electric Utility | GE PG7241(FA) | Frame | 0.029124
LA | Taft Cogeneration Facility | 55089 | CT1 |  | 2023 | 8569 | 8565.12 | 1312886.05 |  | 4.741 | 0.001 | 939161.2 | 0.059 | 246.423 | 0.0313 | 15803243.226 | Pipeline Natural Gas | Other Gas | Combined cycle |  | Dry Low NOx Burners |  |  | ARP, CSOSG2E | 55089 CT1 | 2002-07-15 | 2385 |  |  | 0.37539 | 75.64% | Cogeneration |  |  | 0.027878
LA | Taft Cogeneration Facility | 55089 | CT2 |  | 2023 | 8304 | 8299.76 | 1248510.02 |  | 4.669 | 0.001 | 924900.997 | 0.059 | 247.789 | 0.032 | 15563290.375 | Pipeline Natural Gas | Other Gas | Combined cycle |  | Dry Low NOx Burners |  |  | ARP, CSOSG2E | 55089 CT2 | 2002-08-09 | 2385 |  |  | 0.39694 | 74.49% | Cogeneration |  |  | 0.028126
LA | Taft Cogeneration Facility | 55089 | CT3 |  | 2023 | 8640 | 8639.02 | 1299958.6 |  | 4.809 | 0.001 | 952580.66 | 0.059 | 244.308 | 0.0304 | 16028632.31 | Pipeline Natural Gas | Other Gas | Combined cycle |  | Dry Low NOx Burners |  |  | ARP, CSOSG2E | 55089 CT3 | 2002-09-06 | 2385 |  |  | 0.37587 | 76.72% | Cogeneration |  |  | 0.028361
TX | Midlothian Energy | 55091 | STK1 |  | 2023 | 3925 | 3711.91 | 776758.92 |  | 1.807 | 0.001 | 357969.089 | 0.059 | 48.734 | 0.0281 | 6023496.38 | Pipeline Natural Gas | Diesel Oil | Combined cycle |  | Dry Low NOx Burners,Water Injection,Selective Catalytic Reduction |  |  | ARP, CSOSG2 | 55091 STK1 | 2000-05-16 | 2140 |  | Y | 0.12548 | 32.13% | Electric Utility | ALSTOM-GT24/ALSTOM-Unknown |  | 0.014592
TX | Midlothian Energy | 55091 | STK2 |  | 2023 | 4605 | 4453.73 | 1026657.94 |  | 2.253 | 0.001 | 446358.522 | 0.059 | 55.375 | 0.0246 | 7510888.515 | Pipeline Natural Gas | Diesel Oil | Combined cycle |  | Dry Low NOx Burners,Water Injection,Selective Catalytic Reduction |  |  | ARP, CSOSG2 | 55091 STK2 | 2000-05-25 | 2140 |  | Y | 0.10787 | 40.07% | Electric Utility | ALSTOM-Unknown/ALSTOM-GT24 |  | 0.014421
TX | Midlothian Energy | 55091 | STK3 |  | 2023 | 4001 | 3847.26 | 884436.89 |  | 1.955 | 0.001 | 387301.896 | 0.059 | 57.674 | 0.0286 | 6517082.475 | Pipeline Natural Gas | Diesel Oil | Combined cycle |  | Dry Low NOx Burners,Water Injection,Selective Catalytic Reduction |  |  | ARP, CSOSG2 | 55091 STK3 | 2000-07-28 | 2140 |  | Y | 0.13042 | 34.76% | Electric Utility | ALSTOM-Unknown/ALSTOM-GT24 |  | 0.01499
TX | Midlothian Energy | 55091 | STK4 |  | 2023 | 4067 | 3881.88 | 870335.43 |  | 1.97 | 0.001 | 390215.148 | 0.059 | 64.397 | 0.0394 | 6566118.223 | Pipeline Natural Gas |  | Combined cycle |  | Dry Low NOx Burners,Selective Catalytic Reduction |  |  | ARP, CSOSG2 | 55091 STK4 | 2000-09-12 | 2140 |  | Y | 0.14798 | 35.03% | Electric Utility | ALSTOM-Unknown/ALSTOM-GT24 |  | 0.014992
TX | Midlothian Energy | 55091 | STK5 |  | 2023 | 4378 | 4229.61 | 974245.49 |  | 2.207 | 0.001 | 437186.845 | 0.059 | 61.421 | 0.0254 | 7356537.335 | Pipeline Natural Gas |  | Combined cycle |  | Dry Low NOx Burners,Selective Catalytic Reduction |  |  | ARP, CSOSG2 | 55091 STK5 | 2001-08-07 | 2520 |  | Y | 0.12609 | 33.32% | Electric Utility | ALSTOM-Unknown/ALSTOM-GT24 |  | 0.014539
TX | Midlothian Energy | 55091 | STK6 |  | 2023 | 4031 | 3894.52 | 900971.74 |  | 2.018 | 0.001 | 399709.408 | 0.059 | 57.516 | 0.0244 | 6725830.503 | Pipeline Natural Gas |  | Combined cycle |  | Dry Low NOx Burners,Selective Catalytic Reduction |  |  | ARP, CSOSG2 | 55091 STK6 | 2001-09-18 | 2520 |  | Y | 0.12768 | 30.47% | Electric Utility | ALSTOM-Unknown/ALSTOM-GT24 |  | 0.014526
TX | Lamar Power Plant | 55097 | 1 |  | 2023 | 5641 | 5435.28 | 1310147.95 |  | 2.747 | 0.001 | 544133.526 | 0.059 | 148.284 | 0.0384 | 9156021.978 | Pipeline Natural Gas |  | Combined cycle |  | Dry Low NOx Burners |  |  | ARP, CSOSG2 | 55097 1 | 2000-05-01 | 2116 |  |  | 0.22636 | 49.4% | Electric Utility |  |  | 0.03247
TX | Lamar Power Plant | 55097 | 2 |  | 2023 | 5570 | 5387.1 | 1300994.16 |  | 2.724 | 0.001 | 539561.969 | 0.059 | 143.201 | 0.0352 | 9079149.039 | Pipeline Natural Gas |  | Combined cycle |  | Dry Low NOx Burners |  |  | ARP, CSOSG2 | 55097 2 | 2000-05-01 | 2116 |  |  | 0.22014 | 48.98% | Electric Utility |  |  | 0.033029
TX | Lamar Power Plant | 55097 | 3 |  | 2023 | 6834 | 6608.91 | 1572540.67 |  | 3.334 | 0.001 | 660418.657 | 0.059 | 162.393 | 0.0341 | 11112769.975 | Pipeline Natural Gas |  | Combined cycle |  | Dry Low NOx Burners |  |  | ARP, CSOSG2 | 55097 3 | 2000-12-01 | 2116 |  |  | 0.20654 | 59.95% | Electric Utility |  |  | 0.030918
TX | Lamar Power Plant | 55097 | 4 |  | 2023 | 6702 | 6540.35 | 1574540.44 |  | 3.297 | 0.001 | 653188.474 | 0.059 | 159.247 | 0.0325 | 10991071.008 | Pipeline Natural Gas |  | Combined cycle |  | Dry Low NOx Burners |  |  | ARP, CSOSG2 | 55097 4 | 2000-12-01 | 2116 |  |  | 0.20228 | 59.3% | Electric Utility |  |  | 0.032171
TX | Frontera Generation Facility | 55098 | 1 |  | 2023 | 3522 | 3507.03 | 716633.36 |  | 1.49 | 0.001 | 295128.201 | 0.059 | 48.127 | 0.0198 | 4966085.013 | Pipeline Natural Gas |  | Combined cycle |  | Dry Low NOx Burners |  |  | ARP, CSOSG2 | 55098 1 | 1999-07-03 | 1860 |  |  | 0.13431 | 30.48% | Electric Utility |  |  | 0.022527
TX | Frontera Generation Facility | 55098 | 2 |  | 2023 | 3482 | 3466.57 | 715721.35 |  | 1.489 | 0.001 | 295040.724 | 0.059 | 48.261 | 0.0198 | 4964611.622 | Pipeline Natural Gas |  | Combined cycle |  | Dry Low NOx Burners |  |  | ARP, CSOSG2 | 55098 2 | 1999-07-28 | 1860 |  |  | 0.13486 | 30.47% | Electric Utility |  |  | 0.021788
ME | Rumford Power | 55100 | 1 |  | 2023 | 2178 | 2118.42 | 413879.53 |  | 0.888 | 0.001 | 175962.497 | 0.059 | 24.175 | 0.0262 | 2960892.075 | Pipeline Natural Gas |  | Combined cycle |  | Selective Catalytic Reduction |  |  | ARP, RGGI | 55100 1 | 2000-07-06 | 1975 |  | Y | 0.11682 | 17.11% | Electric Utility |  |  | 0.021203
MI | Kalamazoo River Generating Station | 55101 | 1 |  | 2023 | 2840 | 2703.25 | 188487.02 |  | 0.694 | 0.001 | 137561.454 | 0.059 | 51.978 | 0.0449 | 2314728.394 | Pipeline Natural Gas |  | Combustion turbine |  | Other |  |  | ARP, CSNOX, CSOSG3, CSSO2G1 | 55101 1 | 1999-06-10 | 1200 |  |  | 0.55153 | 22.02% | Electric Utility |  |  | 0.047721
MI | Livingston Generating Station | 55102 | 1 |  | 2023 | 110 | 83.54 | 2589.43 |  | 0.013 | 0.001 | 2539.957 | 0.0592 | 6.83 | 0.2965 | 42736.91 | Pipeline Natural Gas |  | Combustion turbine |  | Water Injection |  |  | ARP, CSNOX, CSOSG3, CSSO2G1 | 55102 1 | 1999-06-07 | 550 |  |  | 5.2753 | 0.887% | Electric Utility | Dresser Rand Co-Unknown |  | 0.30453
MI | Livingston Generating Station | 55102 | 2 |  | 2023 | 105 | 83.42 | 2578.32 |  | 0.012 | 0.001 | 2461.383 | 0.0589 | 5.638 | 0.262 | 41418.118 | Pipeline Natural Gas |  | Combustion turbine |  | Water Injection |  |  | ARP, CSNOX, CSOSG3, CSSO2G1 | 55102 2 | 1999-06-07 | 550 |  |  | 4.3734 | 0.8597% | Electric Utility | Dresser Rand Co-Unknown |  | 0.27316
MI | Livingston Generating Station | 55102 | 3 |  | 2023 | 100 | 83.66 | 2587.97 |  | 0.013 | 0.001 | 2532.713 | 0.0592 | 5.966 | 0.2693 | 42614.242 | Pipeline Natural Gas |  | Combustion turbine |  | Water Injection |  |  | ARP, CSNOX, CSOSG3, CSSO2G1 | 55102 3 | 1999-06-07 | 550 |  |  | 4.6106 | 0.8845% | Electric Utility |  |  | 0.2436
MI | Livingston Generating Station | 55102 | 4 |  | 2023 | 72 | 59.61 | 1836.63 |  | 0.009 | 0.001 | 1758.98 | 0.0592 | 3.773 | 0.2524 | 29596.171 | Pipeline Natural Gas |  | Combustion turbine |  | Water Injection |  |  | ARP, CSNOX, CSOSG3, CSSO2G1 | 55102 4 | 1999-06-07 | 550 |  |  | 4.1086 | 0.6143% | Electric Utility | Dresser Rand Co-Unknown |  | 0.28143
OR | Klamath Cogeneration Project | 55103 | CT1 |  | 2023 | 6155 | 6153.03 | 1509969.18 |  | 3.211 | 0.001 | 636056.997 | 0.059 | 31.183 | 0.0059 | 10702887.43 | Pipeline Natural Gas |  | Combined cycle |  | Selective Catalytic Reduction |  |  | ARP | 55103 CT1 | 2001-05-18 | 2100 |  | Y | 0.041303 | 58.18% | Cogeneration |  |  | 0.01369
OR | Klamath Cogeneration Project | 55103 | CT2 |  | 2023 | 6035 | 6024.35 | 1476899.09 |  | 3.121 | 0.001 | 618188.718 | 0.059 | 29.593 | 0.0058 | 10402269.268 | Pipeline Natural Gas |  | Combined cycle |  | Selective Catalytic Reduction |  |  | ARP | 55103 CT2 | 2001-05-18 | 2100 |  | Y | 0.040075 | 56.55% | Cogeneration |  |  | 0.012797
RI | Rhode Island State Energy Center | 55107 | RISEP1 |  | 2023 | 7043 | 6945.72 | 1866837.6 |  | 3.823 | 0.001 | 757276.502 | 0.059 | 36.609 | 0.0072 | 12742583.226 | Pipeline Natural Gas |  | Combined cycle |  | Dry Low NOx Burners,Selective Catalytic Reduction |  |  | ARP, RGGI, SIPNOX | 55107 RISEP1 | 2002-07-29 | 2294.6 |  | Y | 0.03922 | 63.39% | Electric Utility |  |  | 0.0065897
RI | Rhode Island State Energy Center | 55107 | RISEP2 |  | 2023 | 6925 | 6834.23 | 1813986.55 |  | 3.748 | 0.001 | 742364.053 | 0.059 | 35.588 | 0.0071 | 12491682.195 | Pipeline Natural Gas |  | Combined cycle |  | Dry Low NOx Burners,Selective Catalytic Reduction |  |  | ARP, RGGI, SIPNOX | 55107 RISEP2 | 2002-08-03 | 2294.6 |  | Y | 0.039237 | 62.15% | Electric Utility |  |  | 0.0065072
IL | Rocky Road Power, LLC | 55109 | T1 |  | 2023 | 72 | 61.61 | 5532.73 |  | 0.02 | 0.001 | 3913.557 | 0.059 | 3.276 | 0.0992 | 65850.176 | Pipeline Natural Gas |  | Combustion turbine |  | Dry Low NOx Burners |  |  | ARP, CSNOX, CSOSG3, CSSO2G1 | 55109 T1 | 1999-06-18 | 1439 |  |  | 1.1842 | 0.5224% | Electric Utility | Siemens AG-501D5A | Frame | 0.090959
IL | Rocky Road Power, LLC | 55109 | T2 |  | 2023 | 84 | 69.98 | 6191.79 |  | 0.022 | 0.001 | 4406.43 | 0.059 | 3.342 | 0.0995 | 74149.329 | Pipeline Natural Gas |  | Combustion turbine |  | Dry Low NOx Burners |  |  | ARP, CSNOX, CSOSG3, CSSO2G1 | 55109 T2 | 1999-06-18 | 1439 |  |  | 1.0795 | 0.5882% | Electric Utility | Siemens AG-501D5A | Frame | 0.08766
IL | Rocky Road Power, LLC | 55109 | T3 |  | 2023 | 16 | 10.3 | 273.14 |  | 0.001 | 0.0009 | 170.92 | 0.0556 | 0.222 | 0.1431 | 2876.141 | Pipeline Natural Gas |  | Combustion turbine |  | Water Injection |  |  | ARP, CSNOX, CSOSG3, CSSO2G1 | 55109 T3 | 1999-06-18 | 367 |  |  | 1.6255 | 0.08946% | Electric Utility | GE LM5000PC | Aeroderivative | 0.16755
IL | Rocky Road Power, LLC | 55109 | T4 |  | 2023 | 84 | 72.59 | 6611.41 |  | 0.023 | 0.001 | 4653.732 | 0.059 | 2.583 | 0.0704 | 78308.448 | Pipeline Natural Gas |  | Combustion turbine |  | Dry Low NOx Burners |  |  | ARP, CSNOX, CSOSG3, CSSO2G1 | 55109 T4 | 2000-06-01 | 1439 |  |  | 0.78138 | 0.6212% | Electric Utility | Siemens AG-501D5A | Frame | 0.071874
OH | Madison Generating Station | 55110 | 1 |  | 2023 | 2108 | 1938.68 | 118205.69 |  | 0.43 | 0.001 | 85125.006 | 0.059 | 21.25 | 0.0368 | 1432391.684 | Pipeline Natural Gas |  | Combustion turbine |  | Dry Low NOx Burners |  |  | ARP, CSNOX, CSOSG3, CSSO2G1 | 55110 1 | 2000-05-29 | 1169 |  |  | 0.35954 | 13.99% | Electric Utility | GE MS7001EA | Frame | 0.031966
OH | Madison Generating Station | 55110 | 2 |  | 2023 | 2319 | 2111.44 | 129514.93 |  | 0.475 | 0.001 | 94026.897 | 0.059 | 26.595 | 0.0425 | 1582200.401 | Pipeline Natural Gas |  | Combustion turbine |  | Dry Low NOx Burners |  |  | ARP, CSNOX, CSOSG3, CSSO2G1 | 55110 2 | 2000-05-29 | 1169 |  |  | 0.41069 | 15.45% | Electric Utility | GE MS7001EA | Frame | 0.036396
OH | Madison Generating Station | 55110 | 3 |  | 2023 | 2255 | 2052.9 | 124666.29 |  | 0.461 | 0.001 | 91259.208 | 0.059 | 24.365 | 0.0391 | 1535609.294 | Pipeline Natural Gas |  | Combustion turbine |  | Dry Low NOx Burners |  |  | ARP, CSNOX, CSOSG3, CSSO2G1 | 55110 3 | 2000-05-29 | 1169 |  |  | 0.39088 | 15% | Electric Utility | GE MS7001EA | Frame | 0.035644
OH | Madison Generating Station | 55110 | 4 |  | 2023 | 2366 | 2140.57 | 131358.25 |  | 0.482 | 0.001 | 95570.182 | 0.059 | 25.484 | 0.0404 | 1608151.465 | Pipeline Natural Gas |  | Combustion turbine |  | Dry Low NOx Burners |  |  | ARP, CSNOX, CSOSG3, CSSO2G1 | 55110 4 | 2000-05-29 | 1169 |  |  | 0.38801 | 15.7% | Electric Utility | GE MS7001EA | Frame | 0.036199
OH | Madison Generating Station | 55110 | 5 |  | 2023 | 2169 | 1969.31 | 119884.31 |  | 0.447 | 0.001 | 88502.657 | 0.059 | 25.203 | 0.0411 | 1489254.253 | Pipeline Natural Gas |  | Combustion turbine |  | Dry Low NOx Burners |  |  | ARP, CSNOX, CSOSG3, CSSO2G1 | 55110 5 | 2000-06-15 | 1169 |  |  | 0.42046 | 14.54% | Electric Utility | GE MS7001EA | Frame | 0.035609
OH | Madison Generating Station | 55110 | 6 |  | 2023 | 2157 | 1940.33 | 119093.07 |  | 0.44 | 0.001 | 87079.247 | 0.059 | 24.55 | 0.0426 | 1465277.836 | Pipeline Natural Gas |  | Combustion turbine |  | Dry Low NOx Burners |  |  | ARP, CSNOX, CSOSG3, CSSO2G1 | 55110 6 | 2000-06-29 | 1169 |  |  | 0.41228 | 14.31% | Electric Utility | GE MS7001EA | Frame | 0.035605
OH | Madison Generating Station | 55110 | 7 |  | 2023 | 1745 | 1578.05 | 95752.68 |  | 0.35 | 0.001 | 69322.854 | 0.059 | 19.536 | 0.0418 | 1166539.683 | Pipeline Natural Gas |  | Combustion turbine |  | Dry Low NOx Burners |  |  | ARP, CSNOX, CSOSG3, CSSO2G1 | 55110 7 | 2000-06-15 | 1169 |  |  | 0.40805 | 11.39% | Electric Utility | GE MS7001EA | Frame | 0.03351
OH | Madison Generating Station | 55110 | 8 |  | 2023 | 2163 | 1946.92 | 120041.07 |  | 0.443 | 0.001 | 87830.69 | 0.059 | 25.219 | 0.0434 | 1477935.268 | Pipeline Natural Gas |  | Combustion turbine |  | Dry Low NOx Burners |  |  | ARP, CSNOX, CSOSG3, CSSO2G1 | 55110 8 | 2000-06-29 | 1169 |  |  | 0.42017 | 14.43% | Electric Utility | GE MS7001EA | Frame | 0.035645
IN | Vermillion Generating Station | 55111 | 1 |  | 2023 | 1219 | 1095.16 | 65431.99 |  | 0.247 | 0.001 | 49006.754 | 0.059 | 11.937 | 0.0353 | 824622.878 | Pipeline Natural Gas |  | Combustion turbine |  | Dry Low NOx Burners |  |  | ARP, CSNOX, CSOSG3, CSSO2G1 | 55111 1 | 2000-03-16 | 1272 |  |  | 0.36487 | 7.401% | Electric Utility | GE MS7001EA | Frame | 0.033688
IN | Vermillion Generating Station | 55111 | 2 |  | 2023 | 1253 | 1124.74 | 68043.01 |  | 0.255 | 0.001 | 50592.467 | 0.059 | 15.641 | 0.0428 | 851321.628 | Pipeline Natural Gas |  | Combustion turbine |  | Dry Low NOx Burners |  |  | ARP, CSNOX, CSOSG3, CSSO2G1 | 55111 2 | 2000-03-23 | 1272 |  |  | 0.45974 | 7.64% | Electric Utility | GE MS7001EA | Frame | 0.035455
IN | Vermillion Generating Station | 55111 | 3 |  | 2023 | 1268 | 1144.37 | 68675.95 |  | 0.259 | 0.001 | 51322.176 | 0.059 | 12.448 | 0.0353 | 863600.117 | Pipeline Natural Gas |  | Combustion turbine |  | Dry Low NOx Burners |  |  | ARP, CSNOX, CSOSG3, CSSO2G1 | 55111 3 | 2000-04-11 | 1272 |  |  | 0.36251 | 7.75% | Electric Utility | GE MS7001EA | Frame | 0.032604
IN | Vermillion Generating Station | 55111 | 4 |  | 2023 | 1566 | 1413.59 | 85514.55 |  | 0.328 | 0.001 | 65058.201 | 0.059 | 19.515 | 0.0417 | 1094713.263 | Pipeline Natural Gas |  | Combustion turbine |  | Dry Low NOx Burners |  |  | ARP, CSNOX, CSOSG3, CSSO2G1 | 55111 4 | 2000-04-14 | 1272 |  |  | 0.45641 | 9.824% | Electric Utility | GE MS7001EA | Frame | 0.034559
IN | Vermillion Generating Station | 55111 | 5 |  | 2023 | 1075 | 965.15 | 57316.98 |  | 0.22 | 0.001 | 43676.015 | 0.059 | 10.005 | 0.0357 | 734930.53 | Pipeline Natural Gas |  | Combustion turbine |  | Dry Low NOx Burners |  |  | ARP, CSNOX, CSOSG3, CSSO2G1 | 55111 5 | 2000-04-20 | 1272 |  |  | 0.34911 | 6.596% | Electric Utility | GE MS7001EA | Frame | 0.03312
IN | Vermillion Generating Station | 55111 | 6 |  | 2023 | 1568 | 1412.41 | 86242.79 |  | 0.326 | 0.001 | 64620.617 | 0.059 | 18.143 | 0.04 | 1087379.588 | Pipeline Natural Gas |  | Combustion turbine |  | Dry Low NOx Burners |  |  | ARP, CSNOX, CSOSG3, CSSO2G1 | 55111 6 | 2000-04-29 | 1272 |  |  | 0.42074 | 9.759% | Electric Utility | GE MS7001EA | Frame | 0.035826
IN | Vermillion Generating Station | 55111 | 7 |  | 2023 | 1356 | 1211.25 | 72076.46 |  | 0.278 | 0.001 | 55143.451 | 0.059 | 14.413 | 0.039 | 927875.663 | Pipeline Natural Gas |  | Combustion turbine |  | Dry Low NOx Burners |  |  | ARP, CSNOX, CSOSG3, CSSO2G1 | 55111 7 | 2000-05-08 | 1272 |  |  | 0.39994 | 8.327% | Electric Utility | GE MS7001EA | Frame | 0.031474
IN | Vermillion Generating Station | 55111 | 8 |  | 2023 | 1372 | 1219.3 | 73206.87 |  | 0.281 | 0.001 | 55722.939 | 0.059 | 14.178 | 0.0383 | 937641.368 | Pipeline Natural Gas |  | Combustion turbine |  | Dry Low NOx Burners |  |  | ARP, CSNOX, CSOSG3, CSSO2G1 | 55111 8 | 2000-05-15 | 1272 |  |  | 0.38734 | 8.415% | Electric Utility | GE MS7001EA | Frame | 0.033212
CA | Calpine Sutter Energy Center | 55112 | CT01 |  | 2023 | 5962 | 5945.98 | 1393798.41 |  | 2.813 | 0.001 | 557198.258 | 0.059 | 35.155 | 0.008 | 9375908.912 | Pipeline Natural Gas |  | Combined cycle |  | Dry Low NOx Burners,Selective Catalytic Reduction |  |  | ARP | 55112 CT01 | 2001-04-02 | 2070 |  | Y | 0.050445 | 51.71% | Electric Utility |  |  | 0.0085949
CA | Calpine Sutter Energy Center | 55112 | CT02 |  | 2023 | 4056 | 3916.88 | 928735.53 |  | 1.864 | 0.001 | 369277.452 | 0.059 | 28.597 | 0.0123 | 6213834.053 | Pipeline Natural Gas |  | Combined cycle |  | Dry Low NOx Burners,Selective Catalytic Reduction |  |  | ARP | 55112 CT02 | 2001-04-11 | 2070 |  | Y | 0.061583 | 34.27% | Electric Utility |  |  | 0.010449
NC | Rockingham County Combustion Turbine | 55116 | CT1 |  | 2023 | 1139 | 1013.71 | 151513.3 |  | 0.487 | 0.001 | 96408.36 | 0.0591 | 38.431 | 0.0532 | 1620858.749 | Pipeline Natural Gas | Diesel Oil | Combustion turbine |  | Dry Low NOx Burners,Water Injection |  |  | ARP, CSNOX, CSSO2G1, SIPNOX | 55116 CT1 | 2000-05-30 | 1920 |  |  | 0.5073 | 9.637% | Electric Utility | Siemens Unknown |  | 0.047813
NC | Rockingham County Combustion Turbine | 55116 | CT2 |  | 2023 | 1514 | 1360 | 206249.29 |  | 0.655 | 0.001 | 129713.731 | 0.0591 | 52.223 | 0.0537 | 2181882.877 | Pipeline Natural Gas | Diesel Oil | Combustion turbine |  | Dry Low NOx Burners,Water Injection |  |  | ARP, CSNOX, CSSO2G1, SIPNOX | 55116 CT2 | 2000-06-12 | 1920 |  |  | 0.50641 | 12.97% | Electric Utility | Siemens Unknown |  | 0.047324
NC | Rockingham County Combustion Turbine | 55116 | CT3 |  | 2023 | 1134 | 999.28 | 147318.5 |  | 0.473 | 0.001 | 93781.158 | 0.059 | 37.516 | 0.0547 | 1577973.803 | Pipeline Natural Gas | Diesel Oil | Combustion turbine |  | Dry Low NOx Burners,Water Injection |  |  | ARP, CSNOX, CSSO2G1, SIPNOX | 55116 CT3 | 2000-06-27 | 1920 |  |  | 0.50932 | 9.382% | Electric Utility | Siemens Unknown |  | 0.047261
NC | Rockingham County Combustion Turbine | 55116 | CT4 |  | 2023 | 997 | 887.85 | 132017.48 |  | 0.427 | 0.001 | 84645.124 | 0.0592 | 34.46 | 0.0549 | 1420816.308 | Pipeline Natural Gas | Diesel Oil | Combustion turbine |  | Dry Low NOx Burners,Water Injection |  |  | ARP, CSNOX, CSSO2G1, SIPNOX | 55116 CT4 | 2000-07-05 | 1920 |  |  | 0.52205 | 8.448% | Electric Utility | Siemens Unknown |  | 0.047246
NC | Rockingham County Combustion Turbine | 55116 | CT5 |  | 2023 | 1164 | 1030.56 | 154524.79 |  | 0.493 | 0.001 | 97751.892 | 0.0591 | 39.239 | 0.0534 | 1644865.625 | Pipeline Natural Gas | Diesel Oil | Combustion turbine |  | Dry Low NOx Burners,Water Injection |  |  | ARP, CSNOX, CSSO2G1, SIPNOX | 55116 CT5 | 2000-07-18 | 1920 |  |  | 0.50787 | 9.78% | Electric Utility | GE 7241FA | Frame | 0.047476
LA | R S Cogen LLC | 55117 | RS-5 |  | 2023 | 6528 | 6519.07 | 1150276.71 |  | 3.299 | 0.001 | 653569.195 | 0.059 | 305.118 | 0.0547 | 10997540.569 | Pipeline Natural Gas |  | Combined cycle |  | Dry Low NOx Burners,Selective Catalytic Reduction |  |  | ARP, CSOSG2E | 55117 RS-5 | 2002-05-31 | 2155 |  | Y | 0.53051 | 58.26% | Cogeneration |  |  | 0.056967
LA | R S Cogen LLC | 55117 | RS-6 |  | 2023 | 6292 | 6287.99 | 1017752.03 |  | 3.184 | 0.001 | 630667.854 | 0.059 | 355.896 | 0.0671 | 10612253.122 | Pipeline Natural Gas |  | Combined cycle |  | Dry Low NOx Burners,Selective Catalytic Reduction |  |  | ARP, CSOSG2E | 55117 RS-6 | 2002-06-06 | 2155 |  | Y | 0.69938 | 56.22% | Cogeneration |  |  | 0.056609
TX | SRO Cogen Limited Partnership | 55120 | CTG-1 |  | 2023 | 6421 | 6416.32 | 1404564.7 |  | 3.273 | 0.001 | 708758.018 | 0.0653 | 81.777 | 0.0156 | 10910934.562 | Pipeline Natural Gas | Process Gas | Combined cycle |  | Dry Low NOx Burners,Selective Catalytic Reduction |  |  | ARP, CSOSG2 | 55120 CTG-1 | 2001-07-18 | 2250 |  | Y | 0.11644 | 55.36% | Cogeneration |  |  | 0.016372
TX | SRO Cogen Limited Partnership | 55120 | CTG-2 |  | 2023 | 6133 | 6125.02 | 1274980.13 |  | 2.988 | 0.001 | 646225.034 | 0.0652 | 89.565 | 0.0185 | 9960933.394 | Pipeline Natural Gas | Process Gas | Combined cycle |  | Dry Low NOx Burners,Selective Catalytic Reduction |  |  | ARP, CSOSG2 | 55120 CTG-2 | 2001-08-11 | 2170 |  | Y | 0.1405 | 52.4% | Cogeneration |  |  | 0.017691
TX | Magic Valley Generating Station | 55123 | CTG-1 |  | 2023 | 5084 | 5043.6 | 1516571.11 |  | 3.015 | 0.001 | 597241.328 | 0.059 | 79.859 | 0.0176 | 10049661.417 | Pipeline Natural Gas |  | Combined cycle |  | Selective Catalytic Reduction |  |  | ARP, CSOSG2 | 55123 CTG-1 | 2001-07-29 | 2700 |  | Y | 0.10532 | 42.49% | Electric Utility |  |  | 0.015166
TX | Magic Valley Generating Station | 55123 | CTG-2 |  | 2023 | 5557 | 5511.58 | 1647587.54 |  | 3.301 | 0.001 | 653911.155 | 0.059 | 99.963 | 0.0204 | 11003215.015 | Pipeline Natural Gas |  | Combined cycle |  | Selective Catalytic Reduction |  |  | ARP, CSOSG2 | 55123 CTG-2 | 2001-07-25 | 2700 |  | Y | 0.12134 | 46.52% | Electric Utility |  |  | 0.015068
AZ | Griffith Energy Project | 55124 | P1 |  | 2023 | 7518 | 7501.39 | 1849298.81 |  | 3.913 | 0.001 | 775136.432 | 0.059 | 57.509 | 0.0092 | 13043253.311 | Pipeline Natural Gas |  | Combined cycle |  | Dry Low NOx Burners,Selective Catalytic Reduction |  |  | ARP | 55124 P1 | 2001-04-16 | 2506 |  | Y | 0.062195 | 59.42% | Electric Utility |  |  | 0.0099207
AZ | Griffith Energy Project | 55124 | P2 |  | 2023 | 7848 | 7823.24 | 1925122.25 |  | 4.065 | 0.001 | 805140.931 | 0.059 | 61.018 | 0.0095 | 13548127.239 | Pipeline Natural Gas |  | Combined cycle |  | Dry Low NOx Burners,Selective Catalytic Reduction |  |  | ARP | 55124 P2 | 2001-03-08 | 2506 |  | Y | 0.063391 | 61.72% | Electric Utility |  |  | 0.0093467
CT | Milford Power Company LLC | 55126 | CT01 |  | 2023 | 7778 | 7716.97 | 1803093.72 |  | 3.962 | 0.001 | 784881.828 | 0.059 | 47.993 | 0.011 | 13207193.543 | Pipeline Natural Gas | Diesel Oil | Combined cycle |  | Water Injection,Selective Catalytic Reduction |  |  | ARP, RGGI, SIPNOX | 55126 CT01 | 2002-05-29 | 2180 |  | Y | 0.053234 | 69.16% | Electric Utility |  |  | 0.0072697
CT | Milford Power Company LLC | 55126 | CT02 |  | 2023 | 7958 | 7899.51 | 1848695.03 |  | 3.965 | 0.001 | 785385.457 | 0.059 | 45.875 | 0.0099 | 13215649.186 | Pipeline Natural Gas | Diesel Oil | Combined cycle |  | Water Injection,Selective Catalytic Reduction |  |  | ARP, RGGI, SIPNOX | 55126 CT02 | 2002-03-08 | 2180 |  | Y | 0.04963 | 69.2% | Electric Utility |  |  | 0.0071095
CO | Manchief Generating Station | 55127 | CT1 |  | 2023 | 1527 | 1469.15 | 157611.26 |  | 0.507 | 0.001 | 100384.724 | 0.0591 | 46.158 | 0.0571 | 1689132.4 | Pipeline Natural Gas |  | Combustion turbine |  | Dry Low NOx Burners |  |  | ARP | 55127 CT1 | 2000-07-14 | 1520 |  |  | 0.58572 | 12.69% | Electric Utility | Siemens V84.3A | Frame | 0.05873
CO | Manchief Generating Station | 55127 | CT2 |  | 2023 | 1909 | 1845.94 | 202384.63 |  | 0.639 | 0.001 | 126534.401 | 0.0591 | 48.397 | 0.048 | 2129223.399 | Pipeline Natural Gas |  | Combustion turbine |  | Dry Low NOx Burners |  |  | ARP | 55127 CT2 | 2000-07-21 | 1553 |  |  | 0.47827 | 15.65% | Electric Utility | Siemens V84.3A | Frame | 0.055928
GA | Walton County Power | 55128 | T1 |  | 2023 | 630 | 577.68 | 83970.24 |  | 0.259 | 0.001 | 51267.568 | 0.059 | 19.995 | 0.0505 | 862647.019 | Pipeline Natural Gas |  | Combustion turbine |  | Dry Low NOx Burners |  |  | ARP, CSNOX, CSOSG1, CSSO2G2 | 55128 T1 | 2001-04-23 | 1809 |  |  | 0.47624 | 5.444% | Electric Utility | Siemens V84.3A | Frame | 0.05291
GA | Walton County Power | 55128 | T2 |  | 2023 | 658 | 592.69 | 85410.11 |  | 0.261 | 0.001 | 51774.042 | 0.059 | 27.373 | 0.0672 | 871195.38 | Pipeline Natural Gas |  | Combustion turbine |  | Dry Low NOx Burners |  |  | ARP, CSNOX, CSOSG1, CSSO2G2 | 55128 T2 | 2001-05-05 | 1809 |  |  | 0.64098 | 5.498% | Electric Utility | Siemens V84.3A | Frame | 0.054981
GA | Walton County Power | 55128 | T3 |  | 2023 | 625 | 566.68 | 82773.68 |  | 0.253 | 0.001 | 50210.747 | 0.059 | 21.165 | 0.053 | 844919.107 | Pipeline Natural Gas |  | Combustion turbine |  | Dry Low NOx Burners |  |  | ARP, CSNOX, CSOSG1, CSSO2G2 | 55128 T3 | 2001-05-25 | 1809 |  |  | 0.51139 | 5.332% | Electric Utility | Siemens V84.3A | Frame | 0.046412
AZ | Desert Basin Generating Station | 55129 | DBG1 |  | 2023 | 6306 | 6194.21 | 1574077.52 |  | 3.536 | 0.001 | 700455.378 | 0.059 | 62.717 | 0.0159 | 11786569.896 | Pipeline Natural Gas |  | Combined cycle |  | Selective Catalytic Reduction |  |  | ARP | 55129 DBG1 | 2001-09-15 | 2500 |  | Y | 0.079687 | 53.82% | Electric Utility |  |  | 0.01139
AZ | Desert Basin Generating Station | 55129 | DBG2 |  | 2023 | 5870 | 5748.12 | 1465379.24 |  | 3.305 | 0.001 | 654744.822 | 0.059 | 58.285 | 0.017 | 11017253.54 | Pipeline Natural Gas |  | Combined cycle |  | Selective Catalytic Reduction |  |  | ARP | 55129 DBG2 | 2001-09-15 | 2500 |  | Y | 0.079549 | 50.31% | Electric Utility |  |  | 0.01083
AZ | Desert Basin Generating Station | 55129 | DBG4 |  | 2023 | 366 | 252.6 | 9456.61 |  | 0.027 | 0.001 | 5277.876 | 0.0592 | 0.755 | 0.0347 | 88820.335 | Pipeline Natural Gas |  | Combustion turbine |  | Water Injection,Selective Catalytic Reduction |  |  | ARP | 55129 DBG4 | 2022-08-18 | 435.2 |  | Y | 0.15968 | 2.33% | Electric Utility | Siemens SGT6-5000F | Frame | 0.018355 | 4.9742
AZ | Desert Basin Generating Station | 55129 | DBG5 |  | 2023 | 381 | 265.97 | 9989.28 |  | 0.028 | 0.001 | 5620.417 | 0.0593 | 0.815 | 0.0333 | 94575.799 | Pipeline Natural Gas |  | Combustion turbine |  | Water Injection,Selective Catalytic Reduction |  |  | ARP | 55129 DBG5 | 2022-07-29 | 435.2 |  | Y | 0.16317 | 2.481% | Electric Utility | Siemens SGT6-5000F | Frame | 0.039132 | 10.6048
IL | Kendall Energy Facility | 55131 | GTG-1 |  | 2023 | 6364 | 6232.09 | 1438974.17 |  | 3.231 | 0.001 | 640116.656 | 0.059 | 70.217 | 0.0195 | 10771163.196 | Pipeline Natural Gas |  | Combined cycle |  | Dry Low NOx Burners,Selective Catalytic Reduction,Steam Injection |  |  | ARP, CSNOX, CSOSG3, CSSO2G1 | 55131 GTG-1 | 2001-11-21 | 2500 |  | Y | 0.097593 | 49.18% | Electric Utility |  |  | 0.011498
IL | Kendall Energy Facility | 55131 | GTG-2 |  | 2023 | 6791 | 6595.75 | 1581741.01 |  | 3.432 | 0.001 | 679814.629 | 0.059 | 66.899 | 0.0173 | 11439184.35 | Pipeline Natural Gas |  | Combined cycle |  | Dry Low NOx Burners,Selective Catalytic Reduction,Steam Injection |  |  | ARP, CSNOX, CSOSG3, CSSO2G1 | 55131 GTG-2 | 2002-01-28 | 2500 |  | Y | 0.084589 | 52.23% | Electric Utility |  |  | 0.012339
IL | Kendall Energy Facility | 55131 | GTG-3 |  | 2023 | 6267 | 6152.52 | 1493373.46 |  | 3.276 | 0.001 | 649020.614 | 0.059 | 75.349 | 0.0181 | 10921085.054 | Pipeline Natural Gas |  | Combined cycle |  | Dry Low NOx Burners,Selective Catalytic Reduction,Steam Injection |  |  | ARP, CSNOX, CSOSG3, CSSO2G1 | 55131 GTG-3 | 2002-02-13 | 2500 |  | Y | 0.10091 | 49.87% | Electric Utility |  |  | 0.013031
IL | Kendall Energy Facility | 55131 | GTG-4 |  | 2023 | 6555 | 6372.91 | 1516953.03 |  | 3.376 | 0.001 | 668656.17 | 0.059 | 75.877 | 0.0211 | 11251412.569 | Pipeline Natural Gas |  | Combined cycle |  | Dry Low NOx Burners,Selective Catalytic Reduction,Steam Injection |  |  | ARP, CSNOX, CSOSG3, CSSO2G1 | 55131 GTG-4 | 2002-03-13 | 2500 |  | Y | 0.10004 | 51.38% | Electric Utility |  |  | 0.01294
TX | Tenaska Gateway Generating Station | 55132 | OGTDB1 |  | 2023 | 4535 | 4423.37 | 977220.61 |  | 2.157 | 0.001 | 427336.966 | 0.059 | 131.293 | 0.0412 | 7190765.449 | Pipeline Natural Gas | Diesel Oil | Combined cycle |  | Dry Low NOx Burners |  |  | ARP, CSOSG2 | 55132 OGTDB1 | 2001-04-10 | 2405 |  |  | 0.26871 | 34.13% | Electric Utility |  |  | 0.034242
TX | Tenaska Gateway Generating Station | 55132 | OGTDB2 |  | 2023 | 5008 | 4930.28 | 1131378.65 |  | 2.408 | 0.001 | 476985.601 | 0.059 | 147.827 | 0.0403 | 8026151.619 | Pipeline Natural Gas | Diesel Oil | Combined cycle |  | Dry Low NOx Burners |  |  | ARP, CSOSG2 | 55132 OGTDB2 | 2001-04-22 | 2405 |  |  | 0.26132 | 38.1% | Electric Utility |  |  | 0.034776
TX | Tenaska Gateway Generating Station | 55132 | OGTDB3 |  | 2023 | 5053 | 4967.04 | 1130666.87 |  | 2.455 | 0.001 | 486394.077 | 0.059 | 139.868 | 0.0365 | 8184452.71 | Pipeline Natural Gas | Diesel Oil | Combined cycle |  | Dry Low NOx Burners |  |  | ARP, CSOSG2 | 55132 OGTDB3 | 2001-04-30 | 2405 |  |  | 0.24741 | 38.85% | Electric Utility |  |  | 0.033299
WI | Neenah Energy Facility | 55135 | CT01 |  | 2023 | 2327 | 2129.4 | 294700.99 |  | 0.995 | 0.0009 | 196354.1 | 0.059 | 73.167 | 0.1208 | 3327841.9 | Pipeline Natural Gas |  | Combustion turbine |  | Dry Low NOx Burners |  |  | ARP, CSNOX, CSOSG3, CSSO2G1 | 55135 CT01 | 2000-04-01 | 1897 |  |  | 0.49655 | 20.03% | Electric Utility | GE MS7001FA GT | Frame | 0.045283
WI | Neenah Energy Facility | 55135 | CT02 |  | 2023 | 2471 | 2261.94 | 318016.61 |  | 1.067 | 0.0009 | 208860.6 | 0.059 | 78.802 | 0.1194 | 3540096.4 | Pipeline Natural Gas |  | Combustion turbine |  | Dry Low NOx Burners |  |  | ARP, CSNOX, CSOSG3, CSSO2G1 | 55135 CT02 | 2000-04-01 | 1897 |  |  | 0.49558 | 21.3% | Electric Utility | GE MS7001FA GT | Frame | 0.045752
TX | Rio Nogales Power Project, LP | 55137 | CTG-1 |  | 2023 | 6378 | 6362.8 | 1548195 |  | 3.05 | 0.001 | 604099.665 | 0.059 | 85.915 | 0.0173 | 10165163.616 | Pipeline Natural Gas |  | Combined cycle |  | Dry Low NOx Burners |  |  | ARP, CSOSG2 | 55137 CTG-1 | 2002-04-01 | 2090 |  |  | 0.11099 | 55.52% | Electric Utility |  |  | 0.022173
TX | Rio Nogales Power Project, LP | 55137 | CTG-2 |  | 2023 | 6539 | 6530.37 | 1571393.13 |  | 3.107 | 0.001 | 615422.015 | 0.059 | 104.355 | 0.0202 | 10355668.086 | Pipeline Natural Gas |  | Combined cycle |  | Dry Low NOx Burners |  |  | ARP, CSOSG2 | 55137 CTG-2 | 2002-04-01 | 2105 |  |  | 0.13282 | 56.16% | Electric Utility |  |  | 0.025411
TX | Rio Nogales Power Project, LP | 55137 | CTG-3 |  | 2023 | 6549 | 6539.8 | 1584070.89 |  | 3.164 | 0.001 | 626833.591 | 0.059 | 88.104 | 0.0169 | 10547678.311 | Pipeline Natural Gas |  | Combined cycle |  | Dry Low NOx Burners |  |  | ARP, CSOSG2 | 55137 CTG-3 | 2002-04-01 | 2105 |  |  | 0.11124 | 57.2% | Electric Utility |  |  | 0.0235
AL | Walton Discover Power Facility | 55138 | 1A |  | 2023 | 6 | 3.55 | 70.58 |  | 0 | 0.001 |  |  | 0.141 | 0.4388 | 960.453 | Pipeline Natural Gas |  | Combustion turbine |  | Water Injection |  |  | CSNOX, CSOSG2, CSSO2G2 | 55138 1A | 1999-06-22 | 415 |  |  | 3.9955 | 0.02642% | Electric Utility |  |  | 0.23449
AL | Walton Discover Power Facility | 55138 | 1B |  | 2023 | 6 | 3.48 | 75.2 |  | 0 | 0.001 |  |  | 0.38 | 0.9223 | 1034.455 | Pipeline Natural Gas |  | Combustion turbine |  | Water Injection |  |  | CSNOX, CSOSG2, CSSO2G2 | 55138 1B | 1999-06-22 | 415 |  |  | 10.1064 | 0.02846% | Electric Utility |  |  | 0.31715
AL | Walton Discover Power Facility | 55138 | 2A |  | 2023 | 7 | 1.83 | 21.88 |  | 0 | 0.001 |  |  | 0.282 | 1.2509 | 347.572 | Pipeline Natural Gas |  | Combustion turbine |  | Water Injection |  |  | CSNOX, CSOSG2, CSSO2G2 | 55138 2A | 1999-06-19 | 415 |  |  | 25.777 | 0.009561% | Electric Utility |  |  | 0.23044
AL | Walton Discover Power Facility | 55138 | 2B |  | 2023 | 6 | 2.33 | 32.79 |  | 0 | 0.001 |  |  | 0.075 | 0.6705 | 509.428 | Pipeline Natural Gas |  | Combustion turbine |  | Water Injection |  |  | CSNOX, CSOSG2, CSSO2G2 | 55138 2B | 1999-06-19 | 415 |  |  | 4.5746 | 0.01401% | Electric Utility |  |  | 0.21218
TX | Wolf Hollow Generating Station | 55139 | CTG1 |  | 2023 | 5220 | 5180.46 | 1620382.69 |  | 3.548 | 0.001 | 702882.234 | 0.059 | 143.971 | 0.0276 | 11827332.57 | Pipeline Natural Gas |  | Combined cycle |  | Selective Catalytic Reduction |  |  | ARP, CSOSG2 | 55139 CTG1 | 2003-04-27 | 3055.6 |  | Y | 0.1777 | 44.19% | Electric Utility |  |  | 0.025323
TX | Wolf Hollow Generating Station | 55139 | CTG2 |  | 2023 | 5128 | 5077.55 | 1600783.66 |  | 3.469 | 0.001 | 687159.369 | 0.059 | 145.519 | 0.0278 | 11562770.292 | Pipeline Natural Gas |  | Combined cycle |  | Selective Catalytic Reduction |  |  | ARP, CSOSG2 | 55139 CTG2 | 2003-04-29 | 3511.5 |  | Y | 0.18181 | 37.59% | Electric Utility |  |  | 0.024526
GA | Hawk Road Energy Facility | 55141 | CT1 |  | 2023 | 1978 | 1755.4 | 261088.07 |  | 0.885 | 0.001 | 175248.638 | 0.0588 | 63.475 | 0.0498 | 2948903.51 | Pipeline Natural Gas |  | Combustion turbine |  | Dry Low NOx Burners |  |  | ARP, CSNOX, CSOSG1, CSSO2G2 | 55141 CT1 | 2001-02-12 | 2076 |  |  | 0.48623 | 16.22% | Electric Utility |  |  | 0.04419
GA | Hawk Road Energy Facility | 55141 | CT2 |  | 2023 | 462 | 393.27 | 58233.89 |  | 0.197 | 0.001 | 38941.828 | 0.059 | 16.302 | 0.0572 | 655248.413 | Pipeline Natural Gas |  | Combustion turbine |  | Dry Low NOx Burners |  |  | ARP, CSNOX, CSOSG1, CSSO2G2 | 55141 CT2 | 2001-02-12 | 2076 |  |  | 0.55988 | 3.603% | Electric Utility |  |  | 0.045136
GA | Hawk Road Energy Facility | 55141 | CT3 |  | 2023 | 1893 | 1684.54 | 251144.14 |  | 0.851 | 0.001 | 168632.55 | 0.059 | 67.478 | 0.0536 | 2837554.861 | Pipeline Natural Gas |  | Combustion turbine |  | Dry Low NOx Burners |  |  | ARP, CSNOX, CSOSG1, CSSO2G2 | 55141 CT3 | 2001-02-12 | 2171 |  |  | 0.53736 | 14.92% | Electric Utility |  |  | 0.045094
TX | Hays Energy Facility | 55144 | STK1 |  | 2023 | 5340 | 5222.53 | 1144955.99 |  | 2.542 | 0.001 | 503625.614 | 0.059 | 55.33 | 0.019 | 8474690.855 | Pipeline Natural Gas |  | Combined cycle |  | Selective Catalytic Reduction |  |  | ARP, CSOSG2 | 55144 STK1 | 2001-06-15 | 2140 |  | Y | 0.09665 | 45.21% | Electric Utility | ALSTOM-KA24-1 (CS) |  | 0.01459
TX | Hays Energy Facility | 55144 | STK2 |  | 2023 | 5493 | 5378.1 | 1167304.57 |  | 2.57 | 0.001 | 508995.19 | 0.059 | 54.37 | 0.0181 | 8564822.114 | Pipeline Natural Gas |  | Combined cycle |  | Selective Catalytic Reduction |  |  | ARP, CSOSG2 | 55144 STK2 | 2001-06-15 | 2140 |  | Y | 0.093155 | 45.69% | Electric Utility | ALSTOM-KA24-1 (CS) |  | 0.014326
TX | Hays Energy Facility | 55144 | STK3 |  | 2023 | 5885 | 5776.86 | 1325160.62 |  | 2.954 | 0.001 | 585149.543 | 0.059 | 60.274 | 0.0173 | 9846313.538 | Pipeline Natural Gas |  | Combined cycle |  | Selective Catalytic Reduction |  |  | ARP, CSOSG2 | 55144 STK3 | 2001-07-01 | 2140 |  | Y | 0.090969 | 52.52% | Electric Utility | ALSTOM-KA24-1 (CS) |  | 0.013813
TX | Hays Energy Facility | 55144 | STK4 |  | 2023 | 5517 | 5396.72 | 1165539.7 |  | 2.551 | 0.001 | 505293.08 | 0.059 | 57.238 | 0.0187 | 8502256.515 | Pipeline Natural Gas |  | Combined cycle |  | Selective Catalytic Reduction |  |  | ARP, CSOSG2 | 55144 STK4 | 2001-07-01 | 2140 |  | Y | 0.098217 | 45.35% | Electric Utility | ALSTOM-KA24-1 (CS) |  | 0.014662
OK | Green Country Energy, LLC | 55146 | CTGEN1 |  | 2023 | 5526 | 5356.56 | 1226972.47 |  | 2.636 | 0.001 | 522174.244 | 0.059 | 147.017 | 0.0583 | 8786590.959 | Pipeline Natural Gas |  | Combined cycle |  | Selective Catalytic Reduction |  |  | ARP, CSOSG2 | 55146 CTGEN1 | 2001-10-28 | 2335 |  | Y | 0.23964 | 42.96% | Electric Utility |  |  | 0.026656
OK | Green Country Energy, LLC | 55146 | CTGEN2 |  | 2023 | 5386 | 5211.95 | 1197625.32 |  | 2.524 | 0.001 | 499999.316 | 0.059 | 137.036 | 0.0584 | 8413390.499 | Pipeline Natural Gas |  | Combined cycle |  | Selective Catalytic Reduction |  |  | ARP, CSOSG2 | 55146 CTGEN2 | 2001-11-07 | 2335 |  | Y | 0.22885 | 41.13% | Electric Utility |  |  | 0.026032
OK | Green Country Energy, LLC | 55146 | CTGEN3 |  | 2023 | 6639 | 6461.78 | 1513433.14 |  | 3.231 | 0.001 | 639931.882 | 0.059 | 165.176 | 0.0489 | 10768118.712 | Pipeline Natural Gas |  | Combined cycle |  | Selective Catalytic Reduction |  |  | ARP, CSOSG2 | 55146 CTGEN3 | 2001-12-04 | 2335 |  | Y | 0.21828 | 52.64% | Electric Utility |  |  | 0.025725
IN | Worthington Generation | 55148 | 1 |  | 2023 | 681 | 586.52 | 17240.59 |  | 0.056 | 0.001 | 11109.304 | 0.0593 | 7.964 | 0.0846 | 186920.58 | Pipeline Natural Gas |  | Combustion turbine |  | Water Injection |  |  | ARP, CSNOX, CSOSG3, CSSO2G1 | 55148 1 | 2000-06-01 | 508 |  |  | 0.92387 | 4.2% | Electric Utility | GE LM6000 | Aeroderivative | 0.086794
IN | Worthington Generation | 55148 | 2 |  | 2023 | 606 | 523.67 | 15561.81 |  | 0.051 | 0.001 | 10060.821 | 0.0593 | 7.418 | 0.0865 | 169310.186 | Pipeline Natural Gas |  | Combustion turbine |  | Water Injection |  |  | ARP, CSNOX, CSOSG3, CSSO2G1 | 55148 2 | 2000-06-01 | 508 |  |  | 0.95336 | 3.805% | Electric Utility | GE LM6000 | Aeroderivative | 0.088674
IN | Worthington Generation | 55148 | 3 |  | 2023 | 549 | 469.42 | 13625.11 |  | 0.046 | 0.001 | 9020.146 | 0.0592 | 6.384 | 0.0836 | 151799.612 | Pipeline Natural Gas |  | Combustion turbine |  | Water Injection |  |  | ARP, CSNOX, CSOSG3, CSSO2G1 | 55148 3 | 2000-06-01 | 508 |  |  | 0.93709 | 3.411% | Electric Utility | GE LM6000 | Aeroderivative | 0.084485
IN | Worthington Generation | 55148 | 4 |  | 2023 | 575 | 495.26 | 13947.22 |  | 0.046 | 0.001 | 9135.742 | 0.0593 | 5.763 | 0.0745 | 153729.25 | Pipeline Natural Gas |  | Combustion turbine |  | Water Injection |  |  | ARP, CSNOX, CSOSG3, CSSO2G1 | 55148 4 | 2000-06-01 | 508 |  |  | 0.8264 | 3.455% | Electric Utility | GE LM6000 | Aeroderivative | 0.087643
CT | Lake Road Generating Company | 55149 | LRG1 |  | 2023 | 8260 | 8247.83 | 1212156.87 |  | 3.968 | 0.001 | 786065.467 | 0.059 | 46.161 | 0.0075 | 13227032.852 | Pipeline Natural Gas | Diesel Oil | Combined cycle |  | Dry Low NOx Burners,Water Injection,Selective Catalytic Reduction |  |  | ARP, RGGI, SIPNOX | 55149 LRG1 | 2001-08-01 | 2276 |  | Y | 0.076163 | 66.34% | Electric Utility | ALSTOM-Unknown/ALSTOM-GT24 |  | 0.0066502
CT | Lake Road Generating Company | 55149 | LRG2 |  | 2023 | 8061 | 8048.83 | 1238207.74 |  | 4.042 | 0.001 | 800657.208 | 0.059 | 47.027 | 0.0076 | 13472615.796 | Pipeline Natural Gas | Diesel Oil | Combined cycle |  | Dry Low NOx Burners,Water Injection,Selective Catalytic Reduction |  |  | ARP, RGGI, SIPNOX | 55149 LRG2 | 2001-11-08 | 2276 |  | Y | 0.07596 | 67.57% | Electric Utility | ALSTOM-GT24/ALSTOM-Unknown |  | 0.0064785
CT | Lake Road Generating Company | 55149 | LRG3 |  | 2023 | 8560 | 8554.94 | 1267473.28 |  | 3.992 | 0.001 | 790775.752 | 0.059 | 41.152 | 0.0064 | 13306338.011 | Pipeline Natural Gas | Diesel Oil | Combined cycle |  | Dry Low NOx Burners,Water Injection,Selective Catalytic Reduction |  |  | ARP, RGGI, SIPNOX | 55149 LRG3 | 2001-12-01 | 2276 |  | Y | 0.064935 | 66.74% | Electric Utility | ALSTOM-Unknown/ALSTOM-GT24 |  | 0.005782
CA | La Paloma Generating Plant | 55151 | CTG-1 |  | 2023 | 3116 | 2967.73 | 541438.75 |  | 1.202 | 0.001 | 238044.533 | 0.059 | 16.248 | 0.0148 | 4005545.949 | Pipeline Natural Gas |  | Combined cycle |  | Dry Low NOx Burners,Selective Catalytic Reduction |  |  | ARP | 55151 CTG-1 | 2002-03-24 | 2200 |  | Y | 0.060018 | 20.78% | Electric Utility | ABB Power Generation Ltd-Unknown/ALSTOM-Unknown |  | 0.0075519
CA | La Paloma Generating Plant | 55151 | CTG-2 |  | 2023 | 3579 | 3440.41 | 641196.94 |  | 1.417 | 0.001 | 280719.199 | 0.059 | 18.248 | 0.0135 | 4723720.397 | Pipeline Natural Gas |  | Combined cycle |  | Dry Low NOx Burners,Selective Catalytic Reduction |  |  | ARP | 55151 CTG-2 | 2002-06-07 | 2200 |  | Y | 0.056919 | 24.51% | Electric Utility | ABB Power Generation Ltd-Unknown/ALSTOM-Unknown |  | 0.0076144
CA | La Paloma Generating Plant | 55151 | CTG-3 |  | 2023 | 3822 | 3672.83 | 647676.32 |  | 1.433 | 0.001 | 283865.189 | 0.059 | 16.839 | 0.0109 | 4776644.687 | Pipeline Natural Gas |  | Combined cycle |  | Dry Low NOx Burners,Selective Catalytic Reduction |  |  | ARP | 55151 CTG-3 | 2002-07-25 | 2200 |  | Y | 0.051998 | 24.79% | Electric Utility | ABB Power Generation Ltd-Unknown/ALSTOM-Unknown |  | 0.006418
CA | La Paloma Generating Plant | 55151 | CTG-4 |  | 2023 | 3046 | 2911.52 | 540921.78 |  | 1.191 | 0.001 | 235826.464 | 0.059 | 11.986 | 0.012 | 3968295.049 | Pipeline Natural Gas |  | Combined cycle |  | Dry Low NOx Burners,Selective Catalytic Reduction |  |  | ARP | 55151 CTG-4 | 2002-09-16 | 2200 |  | Y | 0.044317 | 20.59% | Electric Utility | ABB Power Generation Ltd-Unknown/ALSTOM-Unknown |  | 0.0074859
TX | Guadalupe Generating Station | 55153 | CTG-1 |  | 2023 | 7645 | 7596.54 | 1819396.15 |  | 4.075 | 0.001 | 807141.152 | 0.059 | 229.041 | 0.0345 | 13581767.108 | Pipeline Natural Gas |  | Combined cycle |  | Dry Low NOx Burners |  |  | ARP, CSOSG2 | 55153 CTG-1 | 2000-12-20 | 2225 |  |  | 0.25178 | 69.68% | Cogeneration |  |  | 0.031947
TX | Guadalupe Generating Station | 55153 | CTG-2 |  | 2023 | 7782 | 7733.7 | 1900800.91 |  | 4.158 | 0.001 | 823588.553 | 0.059 | 233.622 | 0.0345 | 13858436.478 | Pipeline Natural Gas |  | Combined cycle |  | Dry Low NOx Burners |  |  | ARP, CSOSG2 | 55153 CTG-2 | 2000-12-20 | 2225 |  |  | 0.24581 | 71.1% | Cogeneration |  |  | 0.032497
TX | Guadalupe Generating Station | 55153 | CTG-3 |  | 2023 | 7486 | 7443.79 | 1785426.31 |  | 3.984 | 0.001 | 789107.101 | 0.059 | 215.759 | 0.033 | 13278231.11 | Pipeline Natural Gas |  | Combined cycle |  | Dry Low NOx Burners |  |  | ARP, CSOSG2 | 55153 CTG-3 | 2000-12-20 | 2225 |  |  | 0.24169 | 68.12% | Cogeneration |  |  | 0.031142
TX | Guadalupe Generating Station | 55153 | CTG-4 |  | 2023 | 6882 | 6839.37 | 1668056.48 |  | 3.689 | 0.001 | 730781.806 | 0.059 | 214.489 | 0.0354 | 12296814.361 | Pipeline Natural Gas |  | Combined cycle |  | Dry Low NOx Burners |  |  | ARP, CSOSG2 | 55153 CTG-4 | 2000-12-20 | 2225 |  |  | 0.25717 | 63.09% | Cogeneration |  |  | 0.032483
TX | Lost Pines 1 | 55154 | 1 |  | 2023 | 6836 | 6769.84 | 1074255.78 |  | 3.484 | 0.001 | 690142.74 | 0.059 | 73.503 | 0.0137 | 11612954.139 | Pipeline Natural Gas |  | Combined cycle |  | Selective Catalytic Reduction |  |  | ARP, CSOSG2 | 55154 1 | 2001-03-13 | 1990 |  | Y | 0.13684 | 66.62% | Electric Utility |  |  | 0.018161
TX | Lost Pines 1 | 55154 | 2 |  | 2023 | 6729 | 6678.46 | 1067281.38 |  | 3.452 | 0.001 | 683853.819 | 0.059 | 71.269 | 0.0132 | 11507093.638 | Pipeline Natural Gas |  | Combined cycle |  | Selective Catalytic Reduction |  |  | ARP, CSOSG2 | 55154 2 | 2001-03-13 | 1990 |  | Y | 0.13355 | 66.01% | Electric Utility |  |  | 0.017898
KY | Bluegrass Generating Station | 55164 | GTG1 |  | 2023 | 143 | 118.73 | 14784.51 |  | 0.053 | 0.001 | 10384.971 | 0.0598 | 5.892 | 0.0761 | 173277.52 | Pipeline Natural Gas | Diesel Oil | Combustion turbine |  | Dry Low NOx Burners,Selective Catalytic Reduction |  |  | ARP, CSNOX, CSOSG2E, CSSO2G1 | 55164 GTG1 | 2002-03-11 | 2076 |  | Y | 0.79705 | 0.9528% | Electric Utility |  |  | 0.063625
KY | Bluegrass Generating Station | 55164 | GTG2 |  | 2023 | 105 | 83.19 | 11057.99 |  | 0.039 | 0.001 | 7609.332 | 0.0598 | 4.346 | 0.0814 | 127441.601 | Pipeline Natural Gas | Diesel Oil | Combustion turbine |  | Dry Low NOx Burners,Selective Catalytic Reduction |  |  | ARP, CSNOX, CSOSG2E, CSSO2G1 | 55164 GTG2 | 2002-02-19 | 2076 |  | Y | 0.78604 | 0.7008% | Electric Utility |  |  | 0.066126
KY | Bluegrass Generating Station | 55164 | GTG3 |  | 2023 | 114 | 91.53 | 11001.85 |  | 0.039 | 0.001 | 7711.997 | 0.0596 | 4.397 | 0.0756 | 129365.185 | Pipeline Natural Gas | Diesel Oil | Combustion turbine |  | Dry Low NOx Burners |  |  | ARP, CSNOX, CSOSG2E, CSSO2G1 | 55164 GTG3 | 2002-04-03 | 2076 |  |  | 0.79932 | 0.7114% | Electric Utility |  |  | 0.067847
LA | Calcasieu Plant | 55165 | GTG1 |  | 2023 | 319 | 295.99 | 40314.31 |  | 0.14 | 0.001 | 27740.86 | 0.059 | 20.987 | 0.0905 | 466792.412 | Pipeline Natural Gas |  | Combustion turbine |  | Dry Low NOx Burners |  |  | ARP, CSOSG2E | 55165 GTG1 | 2000-05-17 | 1950 |  |  | 1.0412 | 2.733% | Electric Utility | Siemens 501FD | Frame | 0.094082
LA | Calcasieu Plant | 55165 | GTG2 |  | 2023 | 473 | 438.17 | 64881.82 |  | 0.217 | 0.001 | 42960.659 | 0.059 | 30.031 | 0.085 | 722906.587 | Pipeline Natural Gas |  | Combustion turbine |  | Dry Low NOx Burners |  |  | ARP, CSOSG2E | 55165 GTG2 | 2001-04-13 | 2100 |  |  | 0.92571 | 3.93% | Electric Utility | Siemens 501FD | Frame | 0.078846
SC | Broad River Energy Center | 55166 | CT-1 |  | 2023 | 452 | 378.79 | 58280.51 |  | 0.223 | 0.0013 | 35994.053 | 0.0592 | 24.637 | 0.0924 | 604933.687 | Pipeline Natural Gas | Diesel Oil | Combustion turbine |  | Dry Low NOx Burners |  |  | ARP, CSNOX, CSSO2G2, SIPNOX | 55166 CT-1 | 2000-05-07 | 2137.5 |  |  | 0.84546 | 3.231% | Electric Utility | GE MS7001FA GT | Frame | 0.039657
SC | Broad River Energy Center | 55166 | CT-2 |  | 2023 | 413 | 346.32 | 51877.37 |  | 0.164 | 0.0011 | 31869.882 | 0.0591 | 16.605 | 0.0826 | 536212.552 | Pipeline Natural Gas | Diesel Oil | Combustion turbine |  | Dry Low NOx Burners |  |  | ARP, CSNOX, CSSO2G2, SIPNOX | 55166 CT-2 | 2000-05-14 | 2137.5 |  |  | 0.64016 | 2.864% | Electric Utility | GE MS7001FA GT | Frame | 0.035184
SC | Broad River Energy Center | 55166 | CT-3 |  | 2023 | 561 | 471.07 | 71698.37 |  | 0.236 | 0.0015 | 43836.08 | 0.0593 | 43.362 | 0.1243 | 737348.551 | Pipeline Natural Gas | Diesel Oil | Combustion turbine |  | Dry Low NOx Burners |  |  | ARP, CSNOX, CSSO2G2, SIPNOX | 55166 CT-3 | 2000-05-21 | 2137.5 |  |  | 1.2096 | 3.938% | Electric Utility | GE MS7001FA GT | Frame | 0.040295
SC | Broad River Energy Center | 55166 | CT-4 |  | 2023 | 429 | 362.18 | 55178.27 |  | 0.193 | 0.0014 | 33965.92 | 0.0592 | 24.532 | 0.0933 | 571163.502 | Pipeline Natural Gas | Diesel Oil | Combustion turbine |  | Dry Low NOx Burners |  |  | ARP, CSNOX, CSSO2G2, SIPNOX | 55166 CT-4 | 2001-03-30 | 2137.5 |  |  | 0.88919 | 3.05% | Electric Utility | GE MS7001FA GT | Frame | 0.037614
SC | Broad River Energy Center | 55166 | CT-5 |  | 2023 | 388 | 329.72 | 51690.27 |  | 0.19 | 0.0012 | 31680.508 | 0.0591 | 19.31 | 0.0821 | 532567.036 | Pipeline Natural Gas | Diesel Oil | Combustion turbine |  | Dry Low NOx Burners |  |  | ARP, CSNOX, CSSO2G2, SIPNOX | 55166 CT-5 | 2001-03-30 | 2137.5 |  |  | 0.74714 | 2.844% | Electric Utility | GE MS7001FA GT | Frame | 0.037779
TX | Bastrop Clean Energy Center | 55168 | CTG-1A |  | 2023 | 6242 | 6170.1 | 1556262.41 |  | 3.304 | 0.001 | 654507.453 | 0.059 | 145.591 | 0.0279 | 11013405.996 | Pipeline Natural Gas |  | Combined cycle |  | Dry Low NOx Burners |  |  | ARP, CSOSG2 | 55168 CTG-1A | 2002-03-31 | 2450 |  |  | 0.1871 | 51.32% | Electric Utility |  |  | 0.028366
TX | Bastrop Clean Energy Center | 55168 | CTG-1B |  | 2023 | 6086 | 6015.89 | 1544775.95 |  | 3.224 | 0.001 | 638613.567 | 0.059 | 138.906 | 0.0267 | 10745875.968 | Pipeline Natural Gas |  | Combined cycle |  | Dry Low NOx Burners |  |  | ARP, CSOSG2 | 55168 CTG-1B | 2002-01-01 | 2450 |  |  | 0.17984 | 50.07% | Electric Utility |  |  | 0.029265
NH | Granite Ridge Energy | 55170 | 1 |  | 2023 | 5324 | 5195.99 | 1033558.91 |  | 3.313 | 0.001 | 656261.132 | 0.059 | 53.126 | 0.0123 | 11042821.342 | Pipeline Natural Gas |  | Combined cycle |  | Dry Low NOx Burners,Ammonia Injection |  |  | ARP, NHNOX, RGGI | 55170 1 | 2003-02-19 | 2849 |  |  | 0.1028 | 44.25% | Electric Utility |  |  | 0.0087926
NH | Granite Ridge Energy | 55170 | 2 |  | 2023 | 6253 | 6146.43 | 1232874.24 |  | 3.911 | 0.001 | 774820.316 | 0.059 | 60.463 | 0.0118 | 13037840.817 | Pipeline Natural Gas |  | Combined cycle |  | Dry Low NOx Burners,Ammonia Injection |  |  | ARP, NHNOX, RGGI | 55170 2 | 2003-02-19 | 2849 |  |  | 0.098085 | 52.24% | Electric Utility |  |  | 0.0089917
TX | Bosque County Power Plant | 55172 | GT-1 |  | 2023 | 7386 | 7332.33 | 1755777.03 |  | 3.57 | 0.001 | 707147.162 | 0.059 | 63.779 | 0.0131 | 11899082.813 | Pipeline Natural Gas |  | Combined cycle |  | Selective Catalytic Reduction,Dry Low NOx Burners |  |  | ARP, CSOSG2 | 55172 GT-1 | 2000-06-01 | 2136 |  | Y | 0.07265 | 63.59% | Electric Utility |  |  | 0.010682
TX | Bosque County Power Plant | 55172 | GT-2 |  | 2023 | 7419 | 7368.26 | 1775813.16 |  | 3.642 | 0.001 | 721514.327 | 0.059 | 70.341 | 0.0134 | 12140805.174 | Pipeline Natural Gas |  | Combined cycle |  | Selective Catalytic Reduction,Dry Low NOx Burners |  |  | ARP, CSOSG2 | 55172 GT-2 | 2000-06-01 | 2136 |  | Y | 0.079221 | 64.88% | Electric Utility |  |  | 0.012178
TX | Bosque County Power Plant | 55172 | GT-3 |  | 2023 | 6305 | 6257.67 | 954694.56 |  | 2.984 | 0.001 | 591064.12 | 0.059 | 167.049 | 0.0377 | 9945825.631 | Pipeline Natural Gas |  | Combined cycle |  | Dry Low NOx Burners |  |  | ARP, CSOSG2 | 55172 GT-3 | 2001-01-24 | 1910 |  |  | 0.34995 | 59.44% | Electric Utility |  |  | 0.030205
LA | Acadia Power Station | 55173 | CT1 |  | 2023 | 6942 | 6923.1 | 1415830.51 |  | 3.2 | 0.001 | 633793.436 | 0.059 | 40.178 | 0.0078 | 10664813.909 | Pipeline Natural Gas |  | Combined cycle |  | Selective Catalytic Reduction |  |  | ARP, CSOSG2E | 55173 CT1 | 2002-08-01 | 2500 |  | Y | 0.056755 | 48.7% | Electric Utility |  |  | 0.0095914
LA | Acadia Power Station | 55173 | CT2 |  | 2023 | 7081 | 7061.01 | 1452445.98 |  | 3.226 | 0.001 | 639075.812 | 0.059 | 45.698 | 0.0088 | 10753751.067 | Pipeline Natural Gas |  | Combined cycle |  | Selective Catalytic Reduction |  |  | ARP, CSOSG2E | 55173 CT2 | 2002-08-01 | 2500 |  | Y | 0.062926 | 49.1% | Electric Utility |  |  | 0.0094499
LA | Acadia Power Station | 55173 | CT3 |  | 2023 | 6398 | 6385.16 | 1520829.01 |  | 3.348 | 0.001 | 663273.31 | 0.059 | 50.376 | 0.0092 | 11160919.265 | Pipeline Natural Gas |  | Combined cycle |  | Selective Catalytic Reduction |  |  | ARP, CSOSG2E | 55173 CT3 | 2002-08-01 | 2500 |  | Y | 0.066248 | 50.96% | Electric Utility |  |  | 0.0090954
LA | Acadia Power Station | 55173 | CT4 |  | 2023 | 6035 | 6016.9 | 1450599.38 |  | 3.18 | 0.001 | 629977.668 | 0.059 | 51.588 | 0.0099 | 10600591.816 | Pipeline Natural Gas |  | Combined cycle |  | Selective Catalytic Reduction |  |  | ARP, CSOSG2E | 55173 CT4 | 2002-08-01 | 2500 |  | Y | 0.071126 | 48.4% | Electric Utility |  |  | 0.0096849
TX | Eastman Cogeneration Facility | 55176 | 1 |  | 2023 | 7297 | 7278.71 | 1274026.45 |  | 3.661 | 0.001 | 725181.069 | 0.059 | 185.029 | 0.0302 | 12202540.001 | Pipeline Natural Gas | Other Gas, Process Gas | Combined cycle |  | Dry Low NOx Burners |  |  | ARP, CSOSG2 | 55176 1 | 2001-04-20 | 2335 |  |  | 0.29046 | 59.66% | Cogeneration |  |  | 0.02736
TX | Eastman Cogeneration Facility | 55176 | 2 |  | 2023 | 8034 | 8029.19 | 1414502.01 |  | 4.012 | 0.001 | 794724.505 | 0.059 | 202.066 | 0.0301 | 13372741.461 | Pipeline Natural Gas | Other Gas, Process Gas | Combined cycle |  | Dry Low NOx Burners |  |  | ARP, CSOSG2 | 55176 2 | 2001-07-26 | 2335 |  |  | 0.28571 | 65.38% | Cogeneration |  |  | 0.026121
AZ | South Point Energy Center, LLC | 55177 | A |  | 2023 | 6858 | 6787.11 | 1361497.13 |  | 3.036 | 0.001 | 601468.75 | 0.059 | 47.48 | 0.01 | 10120850.904 | Pipeline Natural Gas |  | Combined cycle |  | Dry Low NOx Burners,Selective Catalytic Reduction |  |  | ARP | 55177 A | 2001-03-01 | 2150 |  | Y | 0.069747 | 53.74% | Electric Utility |  |  | 0.0089213
AZ | South Point Energy Center, LLC | 55177 | B |  | 2023 | 6975 | 6922.68 | 1393253.42 |  | 3.123 | 0.001 | 618603.015 | 0.059 | 47.78 | 0.0097 | 10409073.19 | Pipeline Natural Gas |  | Combined cycle |  | Dry Low NOx Burners,Selective Catalytic Reduction |  |  | ARP | 55177 B | 2001-03-01 | 2150 |  | Y | 0.068588 | 55.27% | Electric Utility |  |  | 0.0094889
MO | Dogwood Energy Facility | 55178 | CT-1 |  | 2023 | 4983 | 4818.43 | 1311950.34 |  | 2.841 | 0.001 | 562838.421 | 0.059 | 71.878 | 0.0183 | 9470654.326 | Pipeline Natural Gas |  | Combined cycle |  | Dry Low NOx Burners,Selective Catalytic Reduction |  |  | ARP, CSNOX, CSOSG2, CSSO2G1 | 55178 CT-1 | 2001-05-31 | 2600 |  | Y | 0.10957 | 41.58% | Electric Utility |  |  | 0.015701
MO | Dogwood Energy Facility | 55178 | CT-2 |  | 2023 | 5270 | 5139.43 | 1377532.74 |  | 2.986 | 0.001 | 591546.996 | 0.059 | 75.631 | 0.0179 | 9953996.175 | Pipeline Natural Gas |  | Combined cycle |  | Dry Low NOx Burners,Selective Catalytic Reduction |  |  | ARP, CSNOX, CSOSG2, CSSO2G1 | 55178 CT-2 | 2001-05-31 | 2600 |  | Y | 0.10981 | 43.7% | Electric Utility |  |  | 0.015991
ID | Rathdrum Power, LLC | 55179 | CTGEN1 |  | 2023 | 7861 | 7829.01 | 1834721.5 |  | 3.858 | 0.001 | 764141.996 | 0.059 | 76.954 | 0.0132 | 12858151.534 | Pipeline Natural Gas |  | Combined cycle |  | Dry Low NOx Burners,Selective Catalytic Reduction |  |  | ARP | 55179 CTGEN1 | 2001-07-23 | 2040 |  | Y | 0.083886 | 71.95% | Electric Utility |  |  | 0.012876
CA | Sunrise Power Company | 55182 | CTG1 |  | 2023 | 6151 | 5952.38 | 1417686.4 |  | 2.941 | 0.001 | 582653.339 | 0.059 | 25.044 | 0.0068 | 9804216.125 | Pipeline Natural Gas |  | Combined cycle |  | Selective Catalytic Reduction,Dry Low NOx Burners |  |  | ARP | 55182 CTG1 | 2001-06-28 | 2175 |  | Y | 0.035331 | 51.46% | Electric Utility |  |  | 0.0052737
CA | Sunrise Power Company | 55182 | CTG2 |  | 2023 | 6462 | 6293.27 | 1499217.22 |  | 3.075 | 0.001 | 609107.375 | 0.059 | 25.446 | 0.0067 | 10249470.61 | Pipeline Natural Gas |  | Combined cycle |  | Selective Catalytic Reduction,Dry Low NOx Burners |  |  | ARP | 55182 CTG2 | 2001-06-29 | 2200 |  | Y | 0.033946 | 53.18% | Electric Utility |  |  | 0.0052938
IL | Nelson Energy Center | 55183 | 1 |  | 2023 | 6272 | 6114.41 | 1539200.42 |  | 3.201 | 0.001 | 634023.886 | 0.059 | 84.951 | 0.0242 | 10668678.447 | Pipeline Natural Gas |  | Combined cycle |  | Dry Low NOx Burners,Selective Catalytic Reduction |  |  | ARP, CSNOX, CSOSG3, CSSO2G1 | 55183 1 | 2015-01-30 | 2516 |  | Y | 0.11038 | 48.41% | Electric Utility | GE 7FA.04 1x1 | Frame | 0.017243
IL | Nelson Energy Center | 55183 | 2 |  | 2023 | 5946 | 5806.01 | 1441073.86 |  | 2.998 | 0.001 | 593784.904 | 0.059 | 80.807 | 0.0241 | 9991613.95 | Pipeline Natural Gas |  | Combined cycle |  | Dry Low NOx Burners,Selective Catalytic Reduction |  |  | ARP, CSNOX, CSOSG3, CSSO2G1 | 55183 2 | 2015-03-26 | 2516 |  | Y | 0.11215 | 45.33% | Electric Utility | GE 7FA.04 1x1 | Frame | 0.017503
TX | Channelview Cogeneration Facility | 55187 | CHV1 |  | 2023 | 4257 | 4255.8 | 1171477.18 |  | 2.419 | 0.001 | 479180.51 | 0.059 | 42.085 | 0.0105 | 8063203.52 | Pipeline Natural Gas |  | Combined cycle |  | Selective Catalytic Reduction |  |  | ARP, CSOSG2 | 55187 CHV1 | 2002-03-20 | 2707 |  | Y | 0.071849 | 34% | Electric Utility |  |  | 0.011041
TX | Channelview Cogeneration Facility | 55187 | CHV2 |  | 2023 | 8070 | 8066.92 | 2191110.7 |  | 4.558 | 0.001 | 902815.804 | 0.059 | 80.411 | 0.0106 | 15191552.724 | Pipeline Natural Gas |  | Combined cycle |  | Selective Catalytic Reduction |  |  | ARP, CSOSG2 | 55187 CHV2 | 2002-02-20 | 2707 |  | Y | 0.073397 | 64.06% | Electric Utility |  |  | 0.01079
TX | Channelview Cogeneration Facility | 55187 | CHV3 |  | 2023 | 8386 | 8378.6 | 2339161.47 |  | 4.933 | 0.001 | 977156.554 | 0.059 | 86.006 | 0.0106 | 16442593.739 | Pipeline Natural Gas |  | Combined cycle |  | Selective Catalytic Reduction |  |  | ARP, CSOSG2 | 55187 CHV3 | 2001-11-01 | 2707 |  | Y | 0.073536 | 69.34% | Electric Utility |  |  | 0.010945
TX | Channelview Cogeneration Facility | 55187 | CHV4 |  | 2023 | 7448 | 7444.28 | 2000245.91 |  | 4.156 | 0.001 | 823283.639 | 0.059 | 77.718 | 0.0113 | 13853232.876 | Pipeline Natural Gas |  | Combined cycle |  | Selective Catalytic Reduction |  |  | ARP, CSOSG2 | 55187 CHV4 | 2001-07-27 | 2707 |  | Y | 0.077708 | 58.42% | Electric Utility |  |  | 0.010642
IL | Cordova Energy Company | 55188 | 1 |  | 2023 | 1327 | 1312.32 | 281450.84 |  | 0.573 | 0.001 | 113439.338 | 0.059 | 12.837 | 0.0148 | 1908736.559 | Pipeline Natural Gas |  | Combined cycle |  | Dry Low NOx Burners,Selective Catalytic Reduction |  |  | ARP, CSNOX, CSOSG3, CSSO2G1 | 55188 1 | 2001-06-19 | 2152.2 |  | Y | 0.09122 | 10.12% | Electric Utility |  |  | 0.012303
IL | Cordova Energy Company | 55188 | 2 |  | 2023 | 2369 | 2332.65 | 508535.99 |  | 1.049 | 0.001 | 207769.944 | 0.059 | 24.585 | 0.0155 | 3496014.15 | Pipeline Natural Gas |  | Combined cycle |  | Dry Low NOx Burners,Selective Catalytic Reduction |  |  | ARP, CSNOX, CSOSG3, CSSO2G1 | 55188 2 | 2001-06-19 | 2152.2 |  | Y | 0.096689 | 18.54% | Electric Utility |  |  | 0.01219
FL | Osceola | 55192 | OSC1 |  | 2023 | 0 | 0 | [9 empty] | Pipeline Natural Gas | Diesel Oil | Combustion turbine |  | Dry Low NOx Burners,Water Injection |  |  | ARP | 55192 OSC1 | 2001-10-16 | 1942 |  |  |  | 0% | Electric Utility | Siemens 501FD | Frame | #DIV/0!
FL | Osceola | 55192 | OSC2 |  | 2023 | 105 | 81.39 | 10510.58 |  | 4.618 | 0.0912 | 6299.292 | 0.0642 | 1.954 | 0.0476 | 102653.655 | Pipeline Natural Gas | Diesel Oil | Combustion turbine |  | Dry Low NOx Burners,Water Injection |  |  | ARP | 55192 OSC2 | 2001-10-21 | 1942 |  |  | 0.37182 | 0.6034% | Electric Utility | Siemens 501FD | Frame | 0.098249
FL | Osceola | 55192 | OSC3 |  | 2023 | 0 | 0 | [9 empty] | Pipeline Natural Gas | Diesel Oil | Combustion turbine |  | Dry Low NOx Burners,Water Injection |  |  | ARP | 55192 OSC3 | 2002-04-17 | 1942 |  |  |  | 0% | Electric Utility | Siemens 501FD | Frame | #DIV/0!
PA | Ontelaunee Energy Center | 55193 | CT1 |  | 2023 | 7777 | 7766.28 | 2103656.75 |  | 4.417 | 0.001 | 875017.969 | 0.059 | 52.533 | 0.0073 | 14723849.048 | Pipeline Natural Gas |  | Combined cycle |  | Dry Low NOx Burners,Selective Catalytic Reduction |  |  | ARP, CSNOX, CSOSG3, CSSO2G1, RGGI | 55193 CT1 | 2002-11-13 | 2160 |  | Y | 0.049944 | 77.82% | Electric Utility |  |  | 0.0066994
PA | Ontelaunee Energy Center | 55193 | CT2 |  | 2023 | 7806 | 7793.24 | 2100638.7 |  | 4.35 | 0.001 | 861691.376 | 0.059 | 47.981 | 0.0067 | 14499544.818 | Pipeline Natural Gas |  | Combined cycle |  | Dry Low NOx Burners,Selective Catalytic Reduction |  |  | ARP, CSNOX, CSOSG3, CSSO2G1, RGGI | 55193 CT2 | 2002-11-13 | 2160 |  | Y | 0.045682 | 76.63% | Electric Utility |  |  | 0.0065695
PA | Springdale Generating Station (55196) | 55196 | 1 |  | 2023 | 1558 | 1406.14 | 62765.62 |  | 0.187 | 0.001 | 37000.099 | 0.0592 | 23.934 | 0.0843 | 622592.188 | Pipeline Natural Gas |  | Combustion turbine |  | Water Injection |  |  | ARP, CSNOX, CSOSG3, CSSO2G1, RGGI | 55196 1 | 1999-11-15 | 490 |  |  | 0.76265 | 14.5% | Electric Utility | GE LM6000 | Aeroderivative | 0.076176
PA | Springdale Generating Station (55196) | 55196 | 2 |  | 2023 | 1795 | 1619.03 | 71116.21 |  | 0.211 | 0.001 | 41727.77 | 0.0592 | 27.081 | 0.0844 | 702170.184 | Pipeline Natural Gas |  | Combustion turbine |  | Water Injection |  |  | ARP, CSNOX, CSOSG3, CSSO2G1, RGGI | 55196 2 | 1999-11-15 | 490 |  |  | 0.7616 | 16.36% | Electric Utility | GE LM6000 | Aeroderivative | 0.077225
MS | Caledonia | 55197 | AA-001 |  | 2023 | 5497 | 5468.78 | 1312139.55 |  | 2.735 | 0.001 | 541835.405 | 0.059 | 48.554 | 0.0118 | 9117422.177 | Pipeline Natural Gas |  | Combined cycle |  | Dry Low NOx Burners,Selective Catalytic Reduction |  |  | ARP, CSOSG2 | 55197 AA-001 | 2003-03-19 | 2136 |  | Y | 0.074007 | 48.73% | Electric Utility |  |  | 0.011347
MS | Caledonia | 55197 | AA-002 |  | 2023 | 5887 | 5825.53 | 1409351.6 |  | 2.965 | 0.001 | 587292.071 | 0.059 | 55.908 | 0.0132 | 9882298.569 | Pipeline Natural Gas |  | Combined cycle |  | Dry Low NOx Burners,Selective Catalytic Reduction |  |  | ARP, CSOSG2 | 55197 AA-002 | 2003-04-09 | 2042 |  | Y | 0.079339 | 55.25% | Electric Utility |  |  | 0.010774
MS | Caledonia | 55197 | AA-003 |  | 2023 | 5274 | 5223.18 | 1269054.02 |  | 2.623 | 0.001 | 519590.575 | 0.0591 | 46.805 | 0.0122 | 8743066.169 | Pipeline Natural Gas |  | Combined cycle |  | Dry Low NOx Burners,Selective Catalytic Reduction |  |  | ARP, CSOSG2 | 55197 AA-003 | 2003-04-18 | 2108 |  | Y | 0.073764 | 47.35% | Electric Utility |  |  | 0.010601
KY | Riverside Generating Company | 55198 | GTG101 |  | 2023 | 687 | 615.72 | 90065.37 |  | 0.309 | 0.001 | 61255.703 | 0.059 | 28.751 | 0.0598 | 1030755.762 | Pipeline Natural Gas |  | Combustion turbine |  | Dry Low NOx Burners |  |  | ARP, CSNOX, CSOSG2E, CSSO2G1 | 55198 GTG101 | 2001-06-12 | 2133 |  |  | 0.63845 | 5.516% | Electric Utility | Siemens AG-501F | Frame | 0.053048
KY | Riverside Generating Company | 55198 | GTG201 |  | 2023 | 783 | 704.39 | 106073 |  | 0.36 | 0.001 | 71387.708 | 0.059 | 34.057 | 0.0603 | 1201231.28 | Pipeline Natural Gas |  | Combustion turbine |  | Dry Low NOx Burners |  |  | ARP, CSNOX, CSOSG2E, CSSO2G1 | 55198 GTG201 | 2001-07-04 | 2133 |  |  | 0.64214 | 6.429% | Electric Utility | Siemens AG-501F | Frame | 0.052736
KY | Riverside Generating Company | 55198 | GTG301 |  | 2023 | 664 | 595.23 | 89626.8 |  | 0.306 | 0.001 | 60551.976 | 0.059 | 28.155 | 0.0584 | 1018914.091 | Pipeline Natural Gas |  | Combustion turbine |  | Dry Low NOx Burners |  |  | ARP, CSNOX, CSOSG2E, CSSO2G1 | 55198 GTG301 | 2001-07-07 | 2133 |  |  | 0.62827 | 5.453% | Electric Utility | Siemens AG-501F | Frame | 0.056227
KY | Riverside Generating Company | 55198 | GTG401 |  | 2023 | 719 | 645.02 | 96583.41 |  | 0.332 | 0.001 | 65842.254 | 0.059 | 30.533 | 0.0578 | 1107912.578 | Pipeline Natural Gas |  | Combustion turbine |  | Dry Low NOx Burners,Water Injection,Selective Catalytic Reduction |  |  | ARP, CSNOX, CSOSG2E, CSSO2G1 | 55198 GTG401 | 2002-03-20 | 2133 |  | Y | 0.63226 | 5.929% | Electric Utility | Siemens AG-501F | Frame | 0.05762
KY | Riverside Generating Company | 55198 | GTG501 |  | 2023 | 601 | 525.01 | 79472.26 |  | 0.27 | 0.001 | 53561.29 | 0.059 | 25.87 | 0.0624 | 901295.178 | Pipeline Natural Gas |  | Combustion turbine |  | Dry Low NOx Burners,Water Injection,Selective Catalytic Reduction |  |  | ARP, CSNOX, CSOSG2E, CSSO2G1 | 55198 GTG501 | 2002-04-09 | 2133 |  | Y | 0.65104 | 4.824% | Electric Utility | Siemens AG-501F | Frame | 0.056387
IL | Elwood Energy Facility | 55199 | 1 |  | 2023 | 813 | 750.31 | 111241.8 |  | 0.383 | 0.001 | 75928.612 | 0.059 | 21.295 | 0.0396 | 1277653.12 | Pipeline Natural Gas |  | Combustion turbine |  | Dry Low NOx Burners |  |  | ARP, CSNOX, CSOSG3, CSSO2G1 | 55199 1 | 1999-05-28 | 2060 |  |  | 0.38286 | 7.08% | Electric Utility | GE MS7001FA GT | Frame | 0.038509
IL | Elwood Energy Facility | 55199 | 2 |  | 2023 | 753 | 692.36 | 102827.53 |  | 0.35 | 0.001 | 69247.065 | 0.059 | 22.349 | 0.0453 | 1165219.201 | Pipeline Natural Gas |  | Combustion turbine |  | Dry Low NOx Burners |  |  | ARP, CSNOX, CSOSG3, CSSO2G1 | 55199 2 | 1999-05-28 | 2060 |  |  | 0.43469 | 6.457% | Electric Utility | GE MS7001FA GT | Frame | 0.039004
IL | Elwood Energy Facility | 55199 | 3 |  | 2023 | 916 | 849.76 | 126736.56 |  | 0.43 | 0.001 | 85233.196 | 0.059 | 25.742 | 0.0414 | 1434214.811 | Pipeline Natural Gas |  | Combustion turbine |  | Dry Low NOx Burners |  |  | ARP, CSNOX, CSOSG3, CSSO2G1 | 55199 3 | 1999-05-28 | 2060 |  |  | 0.40623 | 7.948% | Electric Utility | GE MS7001FA GT | Frame | 0.038531
IL | Elwood Energy Facility | 55199 | 4 |  | 2023 | 800 | 735.24 | 108824.08 |  | 0.371 | 0.001 | 73510.455 | 0.059 | 21.199 | 0.0412 | 1236948.5 | Pipeline Natural Gas |  | Combustion turbine |  | Dry Low NOx Burners |  |  | ARP, CSNOX, CSOSG3, CSSO2G1 | 55199 4 | 1999-05-28 | 2060 |  |  | 0.3896 | 6.855% | Electric Utility | GE MS7001FA GT | Frame | 0.036601
IL | Elwood Energy Facility | 55199 | 5 |  | 2023 | 1057 | 980.53 | 144497.16 |  | 0.465 | 0.001 | 92195.647 | 0.059 | 24.834 | 0.0375 | 1551458.446 | Pipeline Natural Gas |  | Combustion turbine |  | Dry Low NOx Burners |  |  | ARP, CSNOX, CSOSG3, CSSO2G1 | 55199 5 | 2001-04-21 | 2083 |  |  | 0.34373 | 8.503% | Electric Utility | GE MS7001FA GT | Frame | 0.035937
IL | Elwood Energy Facility | 55199 | 6 |  | 2023 | 517 | 465.97 | 63865.31 |  | 0.211 | 0.001 | 41842.961 | 0.059 | 11.561 | 0.0415 | 704107.915 | Pipeline Natural Gas |  | Combustion turbine |  | Dry Low NOx Burners |  |  | ARP, CSNOX, CSOSG3, CSSO2G1 | 55199 6 | 2001-05-04 | 2083 |  |  | 0.36204 | 3.859% | Electric Utility | GE MS7001FA GT | Frame | 0.032618
IL | Elwood Energy Facility | 55199 | 7 |  | 2023 | 966 | 888.3 | 132590.81 |  | 0.416 | 0.001 | 82308.936 | 0.059 | 20.586 | 0.036 | 1385083.314 | Pipeline Natural Gas |  | Combustion turbine |  | Dry Low NOx Burners |  |  | ARP, CSNOX, CSOSG3, CSSO2G1 | 55199 7 | 2001-05-18 | 2083 |  |  | 0.31052 | 7.591% | Electric Utility | GE MS7001FA GT | Frame | 0.032957
IL | Elwood Energy Facility | 55199 | 8 |  | 2023 | 663 | 604.6 | 86740.85 |  | 0.281 | 0.001 | 55576.436 | 0.059 | 14.057 | 0.0369 | 935250.066 | Pipeline Natural Gas |  | Combustion turbine |  | Dry Low NOx Burners |  |  | ARP, CSNOX, CSOSG3, CSSO2G1 | 55199 8 | 2001-05-22 | 2083 |  |  | 0.32411 | 5.125% | Electric Utility | GE MS7001FA GT | Frame | 0.034016
IL | Elwood Energy Facility | 55199 | 9 |  | 2023 | 545 | 493.9 | 70279.62 |  | 0.219 | 0.001 | 43372.907 | 0.0591 | 10.857 | 0.0365 | 729882.207 | Pipeline Natural Gas |  | Combustion turbine |  | Dry Low NOx Burners |  |  | ARP, CSNOX, CSOSG3, CSSO2G1 | 55199 9 | 2001-04-18 | 2083 |  |  | 0.30897 | 4% | Electric Utility | GE MS7001FA GT | Frame | 0.0332
CO | Arapahoe Combustion Turbine Facility | 55200 | CT5 |  | 2023 | 3563 | 3440.27 | 118333.3 |  | 0.299 | 0.001 | 59292.328 | 0.0593 | 14.937 | 0.0322 | 997695.371 | Pipeline Natural Gas |  | Combined cycle |  | Selective Catalytic Reduction |  |  | ARP | 55200 CT5 | 2000-05-25 | 555 |  | Y | 0.25246 | 20.52% | Electric Utility |  |  | 0.026588
CO | Arapahoe Combustion Turbine Facility | 55200 | CT6 |  | 2023 | 3540 | 3413.38 | 118567.34 |  | 0.298 | 0.001 | 59017.199 | 0.0593 | 13.596 | 0.0304 | 993075.291 | Pipeline Natural Gas |  | Combined cycle |  | Selective Catalytic Reduction |  |  | ARP | 55200 CT6 | 2000-05-25 | 555 |  | Y | 0.22934 | 20.43% | Electric Utility |  |  | 0.02679
IL | Gibson City Energy Center, LLC | 55201 | GCTG1 |  | 2023 | 476 | 433 | 37241.71 |  | 0.131 | 0.001 | 25963.509 | 0.059 | 16.42 | 0.0807 | 436887.412 | Pipeline Natural Gas | Diesel Oil | Combustion turbine |  | Dry Low NOx Burners,Water Injection |  |  | ARP, CSNOX, CSOSG3, CSSO2G1 | 55201 GCTG1 | 2000-06-27 | 1657 |  |  | 0.88181 | 3.01% | Electric Utility | Siemens Unknown |  | 0.073529
IL | Gibson City Energy Center, LLC | 55201 | GCTG2 |  | 2023 | 492 | 446.29 | 38317.03 |  | 0.137 | 0.001 | 27160.252 | 0.059 | 14.934 | 0.072 | 457008.859 | Pipeline Natural Gas | Diesel Oil | Combustion turbine |  | Dry Low NOx Burners,Water Injection |  |  | ARP, CSNOX, CSOSG3, CSSO2G1 | 55201 GCTG2 | 2000-07-22 | 1400 |  |  | 0.7795 | 3.726% | Electric Utility | Siemens Unknown |  | 0.075011
IL | Pinckneyville Power Plant | 55202 | CT01 |  | 2023 | 342 | 279.69 | 11942.49 |  | 0.034 | 0.001 | 6689.325 | 0.0592 | 5.3 | 0.1026 | 112560.321 | Pipeline Natural Gas |  | Combustion turbine |  | Water Injection |  |  | ARP, CSNOX, CSOSG3, CSSO2G1 | 55202 CT01 | 2000-06-04 | 444 |  |  | 0.88759 | 2.894% | Electric Utility | GE Unknown |  | 0.095344
IL | Pinckneyville Power Plant | 55202 | CT02 |  | 2023 | 334 | 275.99 | 11730.31 |  | 0.032 | 0.001 | 6422.209 | 0.0593 | 5.067 | 0.1033 | 108071.744 | Pipeline Natural Gas |  | Combustion turbine |  | Water Injection |  |  | ARP, CSNOX, CSOSG3, CSSO2G1 | 55202 CT02 | 2000-06-06 | 444 |  |  | 0.86392 | 2.779% | Electric Utility | GE Unknown |  | 0.095212
IL | Pinckneyville Power Plant | 55202 | CT03 |  | 2023 | 343 | 281.13 | 12020.89 |  | 0.034 | 0.001 | 6648.836 | 0.0592 | 5.253 | 0.1049 | 111873.632 | Pipeline Natural Gas |  | Combustion turbine |  | Water Injection |  |  | ARP, CSNOX, CSOSG3, CSSO2G1 | 55202 CT03 | 2000-06-15 | 444 |  |  | 0.87398 | 2.876% | Electric Utility | GE Unknown |  | 0.096152
IL | Pinckneyville Power Plant | 55202 | CT04 |  | 2023 | 319 | 263.94 | 11221.25 |  | 0.032 | 0.001 | 6423.518 | 0.0592 | 5.04 | 0.1017 | 108098.133 | Pipeline Natural Gas |  | Combustion turbine |  | Water Injection |  |  | ARP, CSNOX, CSOSG3, CSSO2G1 | 55202 CT04 | 2000-06-22 | 444 |  |  | 0.8983 | 2.779% | Electric Utility | GE Unknown |  | 0.092996
IL | Pinckneyville Power Plant | 55202 | CT05 |  | 2023 | 6 | 3.31 | 103.1 |  | 0 | 0.0008 | 66.842 | 0.0605 | 0.017 | 0.0275 | 1124.68 | Pipeline Natural Gas |  | Combustion turbine |  | Dry Low NOx Burners |  |  | ARP, CSNOX, CSOSG3, CSSO2G1 | 55202 CT05 | 2001-05-28 | 553 |  |  | 0.32978 | 0.02322% | Electric Utility | GE MS6001B | Frame | 0.025504
IL | Pinckneyville Power Plant | 55202 | CT06 |  | 2023 | 5 | 3.36 | 114.37 |  | 0 | 0.001 | 72.238 | 0.0592 | 0.014 | 0.025 | 1215.516 | Pipeline Natural Gas |  | Combustion turbine |  | Dry Low NOx Burners |  |  | ARP, CSNOX, CSOSG3, CSSO2G1 | 55202 CT06 | 2001-06-06 | 553 |  |  | 0.24482 | 0.02509% | Electric Utility | GE MS6001B | Frame | 0.036938
IL | Pinckneyville Power Plant | 55202 | CT07 |  | 2023 | 5 | 3.38 | 108.92 |  | 0 | 0.001 | 77.933 | 0.0592 | 0.021 | 0.0344 | 1310.328 | Pipeline Natural Gas |  | Combustion turbine |  | Dry Low NOx Burners |  |  | ARP, CSNOX, CSOSG3, CSSO2G1 | 55202 CT07 | 2001-06-23 | 553 |  |  | 0.3856 | 0.02705% | Electric Utility | GE MS6001B | Frame | 0.030139
IL | Pinckneyville Power Plant | 55202 | CT08 |  | 2023 | 5 | 3.4 | 107 |  | 0 | 0.001 | 70.31 | 0.0592 | 0.028 | 0.0436 | 1183.105 | Pipeline Natural Gas |  | Combustion turbine |  | Dry Low NOx Burners |  |  | ARP, CSNOX, CSOSG3, CSSO2G1 | 55202 CT08 | 2001-07-23 | 553 |  |  | 0.52336 | 0.02442% | Electric Utility | GE MS6001B | Frame | 0.0351
IL | Kinmundy Power Plant | 55204 | KCTG1 |  | 2023 | 44 | 36.9 | 2792.61 |  | 0.01 | 0.001 | 1956.297 | 0.059 | 1.106 | 0.0813 | 32913.461 | Pipeline Natural Gas | Diesel Oil | Combustion turbine |  | Dry Low NOx Burners,Water Injection |  |  | ARP, CSNOX, CSOSG3, CSSO2G1 | 55204 KCTG1 | 2001-04-04 | 1459 |  |  | 0.79209 | 0.2575% | Electric Utility | Siemens Unknown | Frame | 0.071463
IL | Kinmundy Power Plant | 55204 | KCTG2 |  | 2023 | 40 | 31.23 | 2349.75 |  | 0.009 | 0.001 | 1654.316 | 0.059 | 1.011 | 0.0879 | 27833.515 | Pipeline Natural Gas | Diesel Oil | Combustion turbine |  | Dry Low NOx Burners,Water Injection |  |  | ARP, CSNOX, CSOSG3, CSSO2G1 | 55204 KCTG2 | 2001-05-24 | 1459 |  |  | 0.86052 | 0.2178% | Electric Utility | Siemens Unknown |  | 0.068
TX | Corpus Christi Energy Center | 55206 | CU1 |  | 2023 | 6557 | 6530.19 | 1415486.81 |  | 3.232 | 0.001 | 640146.863 | 0.059 | 189.782 | 0.0355 | 10771678.021 | Pipeline Natural Gas |  | Combined cycle |  | Dry Low NOx Burners |  |  | ARP, CSOSG2 | 55206 CU1 | 2001-10-01 | 2500 |  |  | 0.26815 | 49.19% | Cogeneration |  |  | 0.036327
TX | Corpus Christi Energy Center | 55206 | CU2 |  | 2023 | 7863 | 7847.58 | 1734844.48 |  | 3.981 | 0.001 | 788525.663 | 0.059 | 256.645 | 0.0386 | 13268546.773 | Pipeline Natural Gas |  | Combined cycle |  | Dry Low NOx Burners |  |  | ARP, CSOSG2 | 55206 CU2 | 2001-10-01 | 2510 |  |  | 0.29587 | 60.35% | Cogeneration |  |  | 0.037056
CO | Valmont Combustion Turbine Facility | 55207 | CT7 |  | 2023 | 661 | 559.49 | 12317.1 |  | 0.043 | 0.001 | 8420.358 | 0.0566 | 7.671 | 0.1197 | 141691.721 | Pipeline Natural Gas |  | Combustion turbine |  | Water Injection |  |  | ARP | 55207 CT7 | 2000-05-26 | 425 |  |  | 1.2456 | 3.806% | Electric Utility |  |  | 0.10768
CO | Valmont Combustion Turbine Facility | 55207 | CT8 |  | 2023 | 666 | 563.98 | 10763.74 |  | 0.042 | 0.001 | 8263.159 | 0.0593 | 7.231 | 0.1159 | 139057.024 | Pipeline Natural Gas |  | Combustion turbine |  | Water Injection |  |  | ARP | 55207 CT8 | 2001-07-07 | 425 |  |  | 1.3436 | 3.735% | Electric Utility |  |  | 0.10325
NM | Afton Generating Station | 55210 | 1 |  | 2023 | 7753 | 7594.39 | 1488127.8 |  | 3.189 | 0.001 | 631597.332 | 0.059 | 83.354 | 0.0203 | 10627917.972 | Pipeline Natural Gas | Diesel Oil | Combined cycle |  | Selective Catalytic Reduction,Dry Low NOx Burners,Water Injection |  |  | ARP | 55210 1 | 2002-10-14 | 1853.8 |  | Y | 0.11203 | 65.45% | Electric Utility |  |  | 0.019614
MA | Bellingham Power Generation LLC | 55211 | 1 |  | 2023 | 8010 | 7987.24 | 1003031.38 |  | 3.368 | 0.001 | 667211.982 | 0.059 | 36.284 | 0.0079 | 11227142.176 | Pipeline Natural Gas |  | Combined cycle |  | Dry Low NOx Burners,Selective Catalytic Reduction |  |  | ARP, RGGI, SIPNOX | 55211 1 | 2002-06-19 | 2184 |  | Y | 0.072349 | 58.68% | Electric Utility | ALSTOM-KA24-1 (CS) |  | 0.0092201
MA | Bellingham Power Generation LLC | 55211 | 2 |  | 2023 | 8001 | 7970.7 | 1002130.55 |  | 3.399 | 0.001 | 673262.844 | 0.059 | 38.483 | 0.0091 | 11328903.174 | Pipeline Natural Gas |  | Combined cycle |  | Dry Low NOx Burners,Selective Catalytic Reduction |  |  | ARP, RGGI, SIPNOX | 55211 2 | 2002-08-24 | 2184 |  | Y | 0.076802 | 59.21% | Electric Utility | ALSTOM-KA24-1 (CS) |  | 0.0094084
MA | Blackstone Power Generation LLC | 55212 | 1 |  | 2023 | 7182 | 7147.37 | 900721.58 |  | 2.902 | 0.001 | 574869.396 | 0.059 | 33.519 | 0.0095 | 9673435.292 | Pipeline Natural Gas |  | Combined cycle |  | Dry Low NOx Burners,Selective Catalytic Reduction |  |  | ARP, RGGI, SIPNOX | 55212 1 | 2001-04-25 | 2184 |  | Y | 0.074427 | 50.56% | Electric Utility | ALSTOM-Unknown/ALSTOM-GT24 |  | 0.0092221
MA | Blackstone Power Generation LLC | 55212 | 2 |  | 2023 | 7453 | 7412.55 | 937773.28 |  | 3.104 | 0.001 | 614903.92 | 0.059 | 36.401 | 0.0101 | 10346978.983 | Pipeline Natural Gas |  | Combined cycle |  | Dry Low NOx Burners,Selective Catalytic Reduction |  |  | ARP, RGGI, SIPNOX | 55212 2 | 2001-05-28 | 2184 |  | Y | 0.077633 | 54.08% | Electric Utility | ALSTOM-Unknown/ALSTOM-GT24 |  | 0.0087254
TX | Odessa Ector Generating Station | 55215 | GT1 |  | 2023 | 7103 | 7030.56 | 1820168.29 |  | 3.628 | 0.001 | 718560.263 | 0.059 | 162.245 | 0.0297 | 12091119.448 | Pipeline Natural Gas |  | Combined cycle |  | Dry Low NOx Burners |  |  | ARP, CSOSG2 | 55215 GT1 | 2001-04-25 | 2185 |  |  | 0.17827 | 63.17% | Electric Utility |  |  | 0.028953
TX | Odessa Ector Generating Station | 55215 | GT2 |  | 2023 | 7608 | 7525.15 | 1961123.76 |  | 3.969 | 0.001 | 786162.668 | 0.059 | 187.117 | 0.0303 | 13228703.051 | Pipeline Natural Gas |  | Combined cycle |  | Dry Low NOx Burners |  |  | ARP, CSOSG2 | 55215 GT2 | 2001-04-25 | 2185 |  |  | 0.19083 | 69.11% | Electric Utility |  |  | 0.030342
TX | Odessa Ector Generating Station | 55215 | GT3 |  | 2023 | 6211 | 6177.54 | 1589425.88 |  | 3.205 | 0.001 | 634837.425 | 0.059 | 142.993 | 0.0281 | 10682431.176 | Pipeline Natural Gas |  | Combined cycle |  | Dry Low NOx Burners |  |  | ARP, CSOSG2 | 55215 GT3 | 2001-07-20 | 2185 |  |  | 0.17993 | 55.81% | Electric Utility |  |  | 0.030239
TX | Odessa Ector Generating Station | 55215 | GT4 |  | 2023 | 6880 | 6838.01 | 1782631.3 |  | 3.584 | 0.001 | 709997.786 | 0.059 | 154.666 | 0.0267 | 11947142.654 | Pipeline Natural Gas |  | Combined cycle |  | Dry Low NOx Burners |  |  | ARP, CSOSG2 | 55215 GT4 | 2001-07-17 | 2185 |  |  | 0.17353 | 62.42% | Electric Utility |  |  | 0.029324
IL | Morris Cogeneration, LLC | 55216 | CTG1 |  | 2023 | 5066 | 5058.3 | 169914.79 |  | 0.648 | 0.001 |  |  | 33.12 | 0.0306 | 2158166.265 | Pipeline Natural Gas |  | Combined cycle |  | Dry Low NOx Burners |  |  | CSNOX, CSOSG3, CSSO2G1, SIPNOX | 55216 CTG1 | 1998-11-01 | 944 |  |  | 0.38984 | 26.1% | Cogeneration |  |  | 0.044324
IL | Morris Cogeneration, LLC | 55216 | CTG2 |  | 2023 | 5212 | 5201.22 | 174210.75 |  | 0.647 | 0.001 |  |  | 35.665 | 0.0331 | 2155732.682 | Pipeline Natural Gas |  | Combined cycle |  | Dry Low NOx Burners |  |  | CSNOX, CSOSG3, CSSO2G1, SIPNOX | 55216 CTG2 | 1998-11-01 | 944 |  |  | 0.40945 | 26.07% | Cogeneration |  |  | 0.043638
IL | Morris Cogeneration, LLC | 55216 | CTG3 |  | 2023 | 6000 | 5982.86 | 203231.38 |  | 0.746 | 0.001 |  |  | 46.489 | 0.0375 | 2486533.389 | Pipeline Natural Gas |  | Combined cycle |  | Dry Low NOx Burners |  |  | CSNOX, CSOSG3, CSSO2G1, SIPNOX | 55216 CTG3 | 1998-11-01 | 944 |  |  | 0.4575 | 30.07% | Cogeneration |  |  | 0.050593
CA | Los Medanos Energy Center, LLC | 55217 | X724 |  | 2023 | 6618 | 6575.81 | 1800848.43 |  | 3.697 | 0.001 | 732252.264 | 0.059 | 45.304 | 0.0084 | 12321560.081 | Pipeline Natural Gas |  | Combined cycle |  | Selective Catalytic Reduction |  |  | ARP | 55217 X724 | 2001-05-06 | 2225.1 |  | Y | 0.050314 | 63.21% | Cogeneration |  |  | 0.015294
CA | Los Medanos Energy Center, LLC | 55217 | X725 |  | 2023 | 6357 | 6326.01 | 1660076.98 |  | 3.432 | 0.001 | 679877.467 | 0.059 | 41.341 | 0.008 | 11440185.114 | Pipeline Natural Gas |  | Combined cycle |  | Selective Catalytic Reduction |  |  | ARP | 55217 X725 | 2001-05-06 | 2225.1 |  | Y | 0.049806 | 58.69% | Cogeneration |  |  | 0.013199
MS | Hinds Energy Facility | 55218 | 2 |  | 2023 | 212 | 177.93 | 4385.95 |  | 0.014 | 0.001 | 2782.499 | 0.0593 | 1.174 | 0.051 | 46814.752 | Pipeline Natural Gas |  | Combustion turbine |  | Dry Low NOx Burners |  |  | ARP, CSOSG2 | 55218 2 | 2019-09-08 | 350 |  |  | 0.53535 | 1.527% | Electric Utility | GE LM2500+G4 | Aeroderivative | 0.053471 | 14.4906
MS | Hinds Energy Facility | 55218 | H01 |  | 2023 | 7273 | 7264.04 | 1692125.83 |  | 3.636 | 0.001 | 720173.477 | 0.059 | 70.588 | 0.012 | 12118304.712 | Pipeline Natural Gas |  | Combined cycle |  | Dry Low NOx Burners,Selective Catalytic Reduction |  |  | ARP, CSOSG2 | 55218 H01 | 2001-03-16 | 1875 |  | Y | 0.083431 | 73.78% | Electric Utility |  |  | 0.010685
MS | Hinds Energy Facility | 55218 | H02 |  | 2023 | 6979 | 6964.98 | 1603883.89 |  | 3.384 | 0.001 | 670261.151 | 0.059 | 66.204 | 0.0123 | 11278383.824 | Pipeline Natural Gas |  | Combined cycle |  | Dry Low NOx Burners,Selective Catalytic Reduction |  |  | ARP, CSOSG2 | 55218 H02 | 2001-03-08 | 1830 |  | Y | 0.082555 | 70.35% | Electric Utility |  |  | 0.010506
MS | Attala Generating Plant | 55220 | A01 |  | 2023 | 6344 | 6327.72 | 1479328.55 |  | 2.975 | 0.001 | 589365.176 | 0.059 | 55.407 | 0.012 | 9917140.399 | Pipeline Natural Gas |  | Combined cycle |  | Dry Low NOx Burners,Selective Catalytic Reduction |  |  | ARP, CSOSG2 | 55220 A01 | 2001-03-22 | 2230 |  | Y | 0.074908 | 50.77% | Electric Utility |  |  | 0.011284
MS | Attala Generating Plant | 55220 | A02 |  | 2023 | 6442 | 6427.95 | 1504351.54 |  | 3.24 | 0.001 | 641792.886 | 0.059 | 58.457 | 0.0116 | 10799407.361 | Pipeline Natural Gas |  | Combined cycle |  | Dry Low NOx Burners,Selective Catalytic Reduction |  |  | ARP, CSOSG2 | 55220 A02 | 2001-03-29 | 2200 |  | Y | 0.077717 | 56.04% | Electric Utility |  |  | 0.01164
AR | Oswald Generating Station | 55221 | G1 |  | 2023 | 1959 | 1772.12 | 84451.31 |  | 0.193 | 0.001 | 38173.347 | 0.0593 | 31.112 | 0.1743 | 642116.469 | Pipeline Natural Gas |  | Combined cycle |  | Steam Injection |  |  | ARP, CSOSG2 | 55221 G1 | 2002-04-22 | 567 |  |  | 0.7368 | 12.93% | Electric Utility |  |  | 0.10823
AR | Oswald Generating Station | 55221 | G2 |  | 2023 | 3006 | 2747.04 | 133217.06 |  | 0.295 | 0.001 | 58448.207 | 0.0593 | 48.261 | 0.1679 | 982984.964 | Pipeline Natural Gas |  | Combined cycle |  | Steam Injection |  |  | ARP, CSOSG2 | 55221 G2 | 2002-04-15 | 567 |  |  | 0.72455 | 19.79% | Electric Utility |  |  | 0.10316
AR | Oswald Generating Station | 55221 | G3 |  | 2023 | 702 | 636.85 | 31017.91 |  | 0.069 | 0.001 | 13738.252 | 0.0596 | 11.393 | 0.1744 | 229904.935 | Pipeline Natural Gas |  | Combined cycle |  | Steam Injection |  |  | ARP, CSOSG2 | 55221 G3 | 2002-04-08 | 567 |  |  | 0.73461 | 4.629% | Electric Utility |  |  | 0.11024
AR | Oswald Generating Station | 55221 | G4 |  | 2023 | 2988 | 2760.47 | 138994.9 |  | 0.306 | 0.001 | 60657.987 | 0.0593 | 54.004 | 0.1656 | 1019361.969 | Pipeline Natural Gas |  | Combined cycle |  | Steam Injection |  |  | ARP, CSOSG2 | 55221 G4 | 2002-04-03 | 567 |  |  | 0.77706 | 20.52% | Electric Utility |  |  | 0.11138
AR | Oswald Generating Station | 55221 | G5 |  | 2023 | 2863 | 2615.07 | 129352.92 |  | 0.282 | 0.001 | 56000.506 | 0.0594 | 44.066 | 0.163 | 941002.999 | Pipeline Natural Gas |  | Combined cycle |  | Steam Injection |  |  | ARP, CSOSG2 | 55221 G5 | 2002-03-28 | 567 |  |  | 0.68133 | 18.95% | Electric Utility |  |  | 0.10839
AR | Oswald Generating Station | 55221 | G6 |  | 2023 | 2870 | 2618.15 | 126471.77 |  | 0.284 | 0.001 | 56303.521 | 0.0593 | 43.057 | 0.1615 | 946169.886 | Pipeline Natural Gas |  | Combined cycle |  | Steam Injection |  |  | ARP, CSOSG2 | 55221 G6 | 2002-03-23 | 567 |  |  | 0.6809 | 19.05% | Electric Utility |  |  | 0.10893
AR | Oswald Generating Station | 55221 | G7 |  | 2023 | 3147 | 2941.17 | 269689 |  | 0.724 | 0.001 | 143639.987 | 0.0591 | 101.54 | 0.1446 | 2414708.208 | Pipeline Natural Gas |  | Combined cycle |  | Dry Low NOx Burners |  |  | ARP, CSOSG2 | 55221 G7 | 2002-04-18 | 1260 |  |  | 0.75302 | 21.88% | Electric Utility |  |  | 0.085557
IL | Lincoln Generating Facility | 55222 | CTG-1 |  | 2023 | 38 | 30 | 1745.66 |  | 0.007 | 0.001 | 1445.047 | 0.0591 | 0.321 | 0.0254 | 24312.856 | Pipeline Natural Gas |  | Combustion turbine |  | Dry Low NOx Burners |  |  | ARP, CSNOX, CSOSG3, CSSO2G1 | 55222 CTG-1 | 2000-05-31 | 1184 |  |  | 0.36777 | 0.2344% | Electric Utility | GE MS7001EA | Frame | 0.032812
IL | Lincoln Generating Facility | 55222 | CTG-2 |  | 2023 | 39 | 31.1 | 1835.89 |  | 0.008 | 0.001 | 1524.778 | 0.0591 | 0.355 | 0.0267 | 25663.222 | Pipeline Natural Gas |  | Combustion turbine |  | Dry Low NOx Burners |  |  | ARP, CSNOX, CSOSG3, CSSO2G1 | 55222 CTG-2 | 2000-05-31 | 1184 |  |  | 0.38673 | 0.2474% | Electric Utility | GE MS7001EA | Frame | 0.031029
IL | Lincoln Generating Facility | 55222 | CTG-3 |  | 2023 | 31 | 26.05 | 1502.01 |  | 0.006 | 0.001 | 1233.293 | 0.0591 | 0.29 | 0.0269 | 20755.985 | Pipeline Natural Gas |  | Combustion turbine |  | Dry Low NOx Burners |  |  | ARP, CSNOX, CSOSG3, CSSO2G1 | 55222 CTG-3 | 2000-05-31 | 1184 |  |  | 0.38615 | 0.2001% | Electric Utility | GE MS7001EA | Frame | 0.031925
IL | Lincoln Generating Facility | 55222 | CTG-4 |  | 2023 | 29 | 22.67 | 1222.69 |  | 0.005 | 0.001 | 1035.345 | 0.059 | 0.228 | 0.0246 | 17423.652 | Pipeline Natural Gas |  | Combustion turbine |  | Dry Low NOx Burners |  |  | ARP, CSNOX, CSOSG3, CSSO2G1 | 55222 CTG-4 | 2000-05-31 | 1184 |  |  | 0.37295 | 0.168% | Electric Utility | GE MS7001EA | Frame | 0.030211
IL | Lincoln Generating Facility | 55222 | CTG-5 |  | 2023 | 41 | 35.51 | 1888.12 |  | 0.008 | 0.001 | 1603.268 | 0.059 | 0.338 | 0.0245 | 26975.546 | Pipeline Natural Gas |  | Combustion turbine |  | Dry Low NOx Burners |  |  | ARP, CSNOX, CSOSG3, CSSO2G1 | 55222 CTG-5 | 2000-05-31 | 1184 |  |  | 0.35803 | 0.2601% | Electric Utility | GE MS7001EA | Frame | 0.030693
IL | Lincoln Generating Facility | 55222 | CTG-6 |  | 2023 | 44 | 37.96 | 2050.37 |  | 0.009 | 0.001 | 1710.795 | 0.059 | 0.313 | 0.0216 | 28789.765 | Pipeline Natural Gas |  | Combustion turbine |  | Dry Low NOx Burners |  |  | ARP, CSNOX, CSOSG3, CSSO2G1 | 55222 CTG-6 | 2000-05-31 | 1184 |  |  | 0.30531 | 0.2776% | Electric Utility | GE MS7001EA | Frame | 0.030718
IL | Lincoln Generating Facility | 55222 | CTG-7 |  | 2023 | 20 | 16.7 | 923.96 |  | 0.004 | 0.001 | 779.006 | 0.0591 | 0.149 | 0.0227 | 13110.043 | Pipeline Natural Gas |  | Combustion turbine |  | Dry Low NOx Burners |  |  | ARP, CSNOX, CSOSG3, CSSO2G1 | 55222 CTG-7 | 2000-05-31 | 1184 |  |  | 0.32252 | 0.1264% | Electric Utility | GE MS7001EA | Frame | 0.035374
IL | Lincoln Generating Facility | 55222 | CTG-8 |  | 2023 | 25 | 19.31 | 1076.78 |  | 0.004 | 0.001 | 890.524 | 0.059 | 0.185 | 0.0245 | 14983.408 | Pipeline Natural Gas |  | Combustion turbine |  | Dry Low NOx Burners |  |  | ARP, CSNOX, CSOSG3, CSSO2G1 | 55222 CTG-8 | 2000-05-31 | 1184 |  |  | 0.34362 | 0.1445% | Electric Utility | GE MS7001EA | Frame | 0.028904
TX | Ennis Power Company, LLC | 55223 | GT-1 |  | 2023 | 4881 | 4792.83 | 1475763.39 |  | 3.294 | 0.001 | 652589.624 | 0.059 | 154.747 | 0.0318 | 10981124.31 | Pipeline Natural Gas |  | Combined cycle |  | Selective Catalytic Reduction |  |  | ARP, CSOSG2 | 55223 GT-1 | 2001-09-22 | 2797 |  | Y | 0.20972 | 44.82% | Electric Utility |  |  | 0.027677
IN | Wheatland Generating Facility LLC | 55224 | EU-01 |  | 2023 | 302 | 273.47 | 25589.58 |  | 0.1 | 0.001 | 19735.86 | 0.059 | 27.924 | 0.168 | 332089.312 | Pipeline Natural Gas |  | Combustion turbine |  | Water Injection |  |  | ARP, CSNOX, CSOSG3, CSSO2G1 | 55224 EU-01 | 2000-06-01 | 1600 |  |  | 2.1825 | 2.369% | Electric Utility | Westinghouse 501D5 | Frame | 0.16033
IN | Wheatland Generating Facility LLC | 55224 | EU-02 |  | 2023 | 344 | 310.69 | 28651.69 |  | 0.113 | 0.001 | 22366.711 | 0.059 | 33.226 | 0.178 | 376364.555 | Pipeline Natural Gas |  | Combustion turbine |  | Water Injection |  |  | ARP, CSNOX, CSOSG3, CSSO2G1 | 55224 EU-02 | 2000-06-01 | 1600 |  |  | 2.3193 | 2.685% | Electric Utility | Westinghouse 501D5 | Frame | 0.1412
IN | Wheatland Generating Facility LLC | 55224 | EU-03 |  | 2023 | 342 | 309.27 | 28551.41 |  | 0.114 | 0.001 | 22543.251 | 0.059 | 34.606 | 0.1835 | 379327.644 | Pipeline Natural Gas |  | Combustion turbine |  | Water Injection |  |  | ARP, CSNOX, CSOSG3, CSSO2G1 | 55224 EU-03 | 2000-06-01 | 1600 |  |  | 2.4241 | 2.706% | Electric Utility | Westinghouse 501D5 | Frame | 0.16481
IN | Wheatland Generating Facility LLC | 55224 | EU-04 |  | 2023 | 101 | 88.16 | 7484.11 |  | 0.03 | 0.001 | 6029.915 | 0.059 | 7.525 | 0.1579 | 101463.986 | Pipeline Natural Gas |  | Combustion turbine |  | Water Injection |  |  | ARP, CSNOX, CSOSG3, CSSO2G1 | 55224 EU-04 | 2000-06-01 | 1600 |  |  | 2.0109 | 0.7239% | Electric Utility | Westinghouse 501D5 | Frame | 0.12686
OK | Oneta Energy Center | 55225 | CTG-1 |  | 2023 | 6436 | 6186.14 | 1467160.73 |  | 3.229 | 0.001 | 639717.78 | 0.059 | 207.208 | 0.0459 | 10764444.875 | Pipeline Natural Gas |  | Combined cycle |  | Dry Low NOx Burners |  |  | ARP, CSOSG2 | 55225 CTG-1 | 2002-06-01 | 4585 |  |  | 0.28246 | 26.8% | Electric Utility |  |  | 0.03489
OK | Oneta Energy Center | 55225 | CTG-2 |  | 2023 | 6575 | 6293.43 | 1502502.54 |  | 3.248 | 0.001 | 643382.394 | 0.059 | 196.132 | 0.0422 | 10826163.811 | Pipeline Natural Gas |  | Combined cycle |  | Dry Low NOx Burners |  |  | ARP, CSOSG2 | 55225 CTG-2 | 2002-06-01 | 4585 |  |  | 0.26107 | 26.95% | Electric Utility |  |  | 0.034536
OK | Oneta Energy Center | 55225 | CTG-3 |  | 2023 | 6008 | 5763.84 | 1385257.11 |  | 2.995 | 0.001 | 593295.672 | 0.059 | 180.662 | 0.0432 | 9983279.381 | Pipeline Natural Gas |  | Combined cycle |  | Dry Low NOx Burners |  |  | ARP, CSOSG2 | 55225 CTG-3 | 2002-11-01 | 4585 |  |  | 0.26084 | 24.86% | Electric Utility |  |  | 0.033701
OK | Oneta Energy Center | 55225 | CTG-4 |  | 2023 | 6275 | 6037 | 1434222.33 |  | 3.199 | 0.001 | 633644.791 | 0.059 | 177.795 | 0.0405 | 10662295.224 | Pipeline Natural Gas |  | Combined cycle |  | Dry Low NOx Burners |  |  | ARP, CSOSG2 | 55225 CTG-4 | 2002-11-07 | 4585 |  |  | 0.24793 | 26.55% | Electric Utility |  |  | 0.032835
TX | Freestone Power Generation | 55226 | GT1 |  | 2023 | 8046 | 8012.91 | 1957245.87 |  | 3.974 | 0.001 | 787234.471 | 0.059 | 190.139 | 0.0293 | 13246705.565 | Pipeline Natural Gas |  | Combined cycle |  | Dry Low NOx Burners |  |  | ARP, CSOSG2 | 55226 GT1 | 2002-03-30 | 2050 |  |  | 0.19429 | 73.76% | Cogeneration |  |  | 0.030305
TX | Freestone Power Generation | 55226 | GT2 |  | 2023 | 7746 | 7699.29 | 1904859.12 |  | 3.903 | 0.001 | 773050.469 | 0.059 | 192.403 | 0.0304 | 13008089.81 | Pipeline Natural Gas |  | Combined cycle |  | Dry Low NOx Burners |  |  | ARP, CSOSG2 | 55226 GT2 | 2002-03-30 | 2050 |  |  | 0.20201 | 72.44% | Cogeneration |  |  | 0.02982
TX | Freestone Power Generation | 55226 | GT3 |  | 2023 | 8239 | 8212.93 | 2058154.92 |  | 4.163 | 0.001 | 824703.194 | 0.059 | 214.635 | 0.0313 | 13877267.778 | Pipeline Natural Gas |  | Combined cycle |  | Dry Low NOx Burners |  |  | ARP, CSOSG2 | 55226 GT3 | 2002-05-15 | 2050 |  |  | 0.20857 | 77.28% | Cogeneration |  |  | 0.031219
TX | Freestone Power Generation | 55226 | GT4 |  | 2023 | 7672 | 7619.42 | 1844781.33 |  | 3.827 | 0.001 | 758019.352 | 0.059 | 193.712 | 0.0311 | 12755211.265 | Pipeline Natural Gas |  | Combined cycle |  | Dry Low NOx Burners |  |  | ARP, CSOSG2 | 55226 GT4 | 2002-05-15 | 2050 |  |  | 0.21001 | 71.03% | Cogeneration |  |  | 0.030716
OH | Greenville Electric Gen Station | 55228 | G1CT1 |  | 2023 | 704 | 544.16 | 8743.25 |  | 0.027 | 0.0008 | 5046 | 0.0591 | 3.755 | 0.1177 | 85407 | Pipeline Natural Gas | Diesel Oil | Combustion turbine |  | Water Injection |  |  | ARP, CSNOX, CSOSG3, CSSO2G1 | 55228 G1CT1 | 2000-06-08 | 325 |  |  | 0.85895 | 3% | Electric Utility | Siemens Unknown |  | 0.095188
OH | Greenville Electric Gen Station | 55228 | G1CT2 |  | 2023 | 698 | 539.87 | 8554.14 |  | 0.031 | 0.0008 | 6066 | 0.0588 | 4.545 | 0.1191 | 102614.7 | Pipeline Natural Gas | Diesel Oil | Combustion turbine |  | Water Injection |  |  | ARP, CSNOX, CSOSG3, CSSO2G1 | 55228 G1CT2 | 2000-06-08 | 325 |  |  | 1.0626 | 3.604% | Electric Utility |  |  | 0.094857
OH | Greenville Electric Gen Station | 55228 | G2CT1 |  | 2023 | 720 | 560.67 | 8901.99 |  | 0.033 | 0.0009 | 5861.5 | 0.059 | 4.407 | 0.1184 | 99343.4 | Pipeline Natural Gas | Diesel Oil | Combustion turbine |  | Water Injection |  |  | ARP, CSNOX, CSOSG3, CSSO2G1 | 55228 G2CT1 | 2000-06-09 | 325 |  |  | 0.99012 | 3.489% | Electric Utility | Siemens Unknown |  | 0.093776
OH | Greenville Electric Gen Station | 55228 | G2CT2 |  | 2023 | 722 | 564.07 | 9039.96 |  | 0.033 | 0.0009 | 6035.5 | 0.059 | 4.571 | 0.1126 | 102220.4 | Pipeline Natural Gas | Diesel Oil | Combustion turbine |  | Water Injection |  |  | ARP, CSNOX, CSOSG3, CSSO2G1 | 55228 G2CT2 | 2000-06-09 | 325 |  |  | 1.0113 | 3.59% | Electric Utility |  |  | 0.094922
OH | Greenville Electric Gen Station | 55228 | G3CT1 |  | 2023 | 693 | 540.67 | 8632.37 |  | 0.03 | 0.0009 | 5751.1 | 0.0593 | 4.305 | 0.1188 | 97435 | Pipeline Natural Gas | Diesel Oil | Combustion turbine |  | Water Injection |  |  | ARP, CSNOX, CSOSG3, CSSO2G1 | 55228 G3CT1 | 2000-06-11 | 325 |  |  | 0.99741 | 3.422% | Electric Utility | Siemens Unknown |  | 0.092451
OH | Greenville Electric Gen Station | 55228 | G3CT2 |  | 2023 | 704 | 547.71 | 8998.94 |  | 0.033 | 0.0009 | 5796.9 | 0.0592 | 4.402 | 0.1167 | 98214.7 | Pipeline Natural Gas | Diesel Oil | Combustion turbine |  | Water Injection |  |  | ARP, CSNOX, CSOSG3, CSSO2G1 | 55228 G3CT2 | 2000-06-11 | 325 |  |  | 0.97834 | 3.45% | Electric Utility |  |  | 0.092823
OH | Greenville Electric Gen Station | 55228 | G4CT1 |  | 2023 | 686 | 532.92 | 8334.2 |  | 0.03 | 0.0008 | 5558.1 | 0.0591 | 4.085 | 0.1169 | 94199.1 | Pipeline Natural Gas | Diesel Oil | Combustion turbine |  | Water Injection |  |  | ARP, CSNOX, CSOSG3, CSSO2G1 | 55228 G4CT1 | 2000-06-19 | 325 |  |  | 0.9803 | 3.309% | Electric Utility | Siemens Unknown |  | 0.091689
OH | Greenville Electric Gen Station | 55228 | G4CT2 |  | 2023 | 682 | 530.06 | 8619.8 |  | 0.03 | 0.0008 | 5696 | 0.0591 | 4.231 | 0.1147 | 96496.6 | Pipeline Natural Gas | Diesel Oil | Combustion turbine |  | Water Injection |  |  | ARP, CSNOX, CSOSG3, CSSO2G1 | 55228 G4CT2 | 2000-06-19 | 325 |  |  | 0.98169 | 3.389% | Electric Utility |  |  | 0.091988
IN | Montpelier Electric Gen Station | 55229 | G1CT1 |  | 2023 | 1259 | 1116.04 | 22279.73 |  | 0.285 | 0.0036 | 15060.5 | 0.059 | 19.762 | 0.2239 | 254931.1 | Pipeline Natural Gas | Diesel Oil | Combustion turbine |  | Water Injection |  |  | ARP, CSNOX, CSOSG3, CSSO2G1 | 55229 G1CT1 | 2001-06-01 | 305.7 |  |  | 1.774 | 9.52% | Electric Utility | GE Unknown |  | 0.15544
IN | Montpelier Electric Gen Station | 55229 | G1CT2 |  | 2023 | 772 | 698.2 | 14556.21 |  | 0.37 | 0.0053 | 9268.1 | 0.0591 | 11.104 | 0.1881 | 156587.1 | Pipeline Natural Gas | Diesel Oil | Combustion turbine |  | Water Injection |  |  | ARP, CSNOX, CSOSG3, CSSO2G1 | 55229 G1CT2 | 2001-06-01 | 306.1 |  |  | 1.5257 | 5.84% | Electric Utility |  |  | 0.14672
IN | Montpelier Electric Gen Station | 55229 | G2CT1 |  | 2023 | 36 | 23.36 | 330.61 |  | 0.001 | 0.0005 | 238.7 | 0.0604 | 0.456 | 0.4253 | 4050.8 | Pipeline Natural Gas | Diesel Oil | Combustion turbine |  | Water Injection |  |  | ARP, CSNOX, CSOSG3, CSSO2G1 | 55229 G2CT1 | 2001-06-01 | 380.5 |  |  | 2.7585 | 0.1215% | Electric Utility | GE Unknown |  | 0.18053
IN | Montpelier Electric Gen Station | 55229 | G2CT2 |  | 2023 | 1528 | 1356.67 | 31279.69 |  | 0.101 | 0.0012 | 19461.4 | 0.0586 | 25.202 | 0.2257 | 329748.8 | Pipeline Natural Gas | Diesel Oil | Combustion turbine |  | Water Injection |  |  | ARP, CSNOX, CSOSG3, CSSO2G1 | 55229 G2CT2 | 2001-06-01 | 381.1 |  |  | 1.6114 | 9.877% | Electric Utility |  |  | 0.16406
IN | Montpelier Electric Gen Station | 55229 | G3CT1 |  | 2023 | 1972 | 1746.19 | 35379.26 |  | 3.729 | 0.0171 | 23858.8 | 0.0595 | 46.663 | 0.3115 | 398963.8 | Pipeline Natural Gas | Diesel Oil | Combustion turbine |  | Water Injection |  |  | ARP, CSNOX, CSOSG3, CSSO2G1 | 55229 G3CT1 | 2001-06-01 | 305.5 |  |  | 2.6379 | 14.91% | Electric Utility | GE Unknown |  | 0.20319
IN | Montpelier Electric Gen Station | 55229 | G3CT2 |  | 2023 | 1850 | 1633.03 | 33302.61 |  | 0.491 | 0.0026 | 22714.8 | 0.059 | 26.547 | 0.2216 | 384604.7 | Pipeline Natural Gas | Diesel Oil | Combustion turbine |  | Water Injection |  |  | ARP, CSNOX, CSOSG3, CSSO2G1 | 55229 G3CT2 | 2001-06-01 | 306.3 |  |  | 1.5943 | 14.33% | Electric Utility |  |  | 0.14983
IN | Montpelier Electric Gen Station | 55229 | G4CT1 |  | 2023 | 607 | 516.69 | 11476.64 |  | 0.019 | 0.0015 | 4007.3 | 0.057 | 5.558 | 0.2654 | 68117.7 | Pipeline Natural Gas | Diesel Oil | Combustion turbine |  | Water Injection |  |  | ARP, CSNOX, CSOSG3, CSSO2G1 | 55229 G4CT1 | 2001-06-01 | 305.2 |  |  | 0.96858 | 2.548% | Electric Utility | GE Unknown |  | 0.17221
IN | Montpelier Electric Gen Station | 55229 | G4CT2 |  | 2023 | 503 | 424.93 | 9949.75 |  | 0.032 | 0.0006 | 6335.8 | 0.0592 | 7.897 | 0.2551 | 107384.6 | Pipeline Natural Gas | Diesel Oil | Combustion turbine |  | Water Injection |  |  | ARP, CSNOX, CSOSG3, CSSO2G1 | 55229 G4CT2 | 2001-06-01 | 306.9 |  |  | 1.5874 | 3.994% | Electric Utility |  |  | 0.16601
TX | Jack County Generation Facility | 55230 | CT-1 |  | 2023 | 7014 | 6942.52 | 1587713.57 |  | 3.407 | 0.001 | 674815.514 | 0.059 | 91.193 | 0.0177 | 11355104.19 | Pipeline Natural Gas |  | Combined cycle |  | Dry Low NOx Burners,Ammonia Injection,Selective Catalytic Reduction |  |  | ARP, CSOSG2 | 55230 CT-1 | 2005-10-01 | 2981 |  | Y | 0.11487 | 43.48% | Electric Utility |  |  | 0.019402
TX | Jack County Generation Facility | 55230 | CT-2 |  | 2023 | 7243 | 7201.54 | 1653951.19 |  | 3.566 | 0.001 | 706442.496 | 0.059 | 96.889 | 0.0178 | 11887267.821 | Pipeline Natural Gas |  | Combined cycle |  | Dry Low NOx Burners,Ammonia Injection,Selective Catalytic Reduction |  |  | ARP, CSOSG2 | 55230 CT-2 | 2005-10-01 | 2981 |  | Y | 0.11716 | 45.52% | Electric Utility |  |  | 0.019277
TX | Jack County Generation Facility | 55230 | CT-3 |  | 2023 | 7148 | 7120.87 | 1659349.56 |  | 3.398 | 0.001 | 673028.051 | 0.059 | 33.2 | 0.0069 | 11324889.939 | Pipeline Natural Gas |  | Combined cycle |  | Dry Low NOx Burners,Ammonia Injection,Selective Catalytic Reduction |  |  | ARP, CSOSG2 | 55230 CT-3 | 2011-03-16 | 2600 |  | Y | 0.040016 | 49.72% | Electric Utility |  |  | 0.0078525
TX | Jack County Generation Facility | 55230 | CT-4 |  | 2023 | 6808 | 6729.72 | 1560089.45 |  | 3.184 | 0.001 | 630673.631 | 0.059 | 32.777 | 0.0077 | 10612373.889 | Pipeline Natural Gas |  | Combined cycle |  | Dry Low NOx Burners,Ammonia Injection,Selective Catalytic Reduction |  |  | ARP, CSOSG2 | 55230 CT-4 | 2011-03-15 | 2500 |  | Y | 0.042019 | 48.46% | Electric Utility |  |  | 0.0076213
PA | Liberty Electric Power Plant | 55231 | 1 |  | 2023 | 7278 | 7257.67 | 1885842.56 |  | 4.102 | 0.001 | 812536.902 | 0.059 | 62.991 | 0.0095 | 13672616.897 | Pipeline Natural Gas |  | Combined cycle |  | Dry Low NOx Burners,Selective Catalytic Reduction |  |  | ARP, CSNOX, CSOSG3, CSSO2G1, RGGI | 55231 1 | 2002-03-27 | 2245 |  | Y | 0.066804 | 69.52% | Electric Utility |  |  | 0.010285
PA | Liberty Electric Power Plant | 55231 | 2 |  | 2023 | 8379 | 8366.63 | 2197347.14 |  | 4.745 | 0.001 | 939842.672 | 0.059 | 77.716 | 0.0098 | 15814891.751 | Pipeline Natural Gas |  | Combined cycle |  | Dry Low NOx Burners,Selective Catalytic Reduction |  |  | ARP, CSNOX, CSOSG3, CSSO2G1, RGGI | 55231 2 | 2002-04-17 | 2245 |  | Y | 0.070736 | 80.42% | Electric Utility |  |  | 0.010457
KY | Marshall County | 55232 | CT1 |  | 2023 | 283 | 241.4 | 16457.29 |  | 0.083 | 0.0013 | 12065.01 | 0.0594 | 2.699 | 0.0297 | 202246.669 | Pipeline Natural Gas | Diesel Oil | Combustion turbine |  | Water Injection,Dry Low NOx Burners |  |  | ARP, CSNOX, CSOSG2E, CSSO2G1 | 55232 CT1 | 2002-05-20 | 1192 |  |  | 0.328 | 1.937% | Electric Utility | GE MS7001EA | Frame | 0.027779
KY | Marshall County | 55232 | CT2 |  | 2023 | 283 | 243.4 | 16224.13 |  | 0.083 | 0.0013 | 11922.487 | 0.0604 | 2.578 | 0.029 | 199789.603 | Pipeline Natural Gas | Diesel Oil | Combustion turbine |  | Water Injection,Dry Low NOx Burners |  |  | ARP, CSNOX, CSOSG2E, CSSO2G1 | 55232 CT2 | 2002-05-17 | 1192 |  |  | 0.3178 | 1.913% | Electric Utility | GE MS7001EA | Frame | 0.028137
KY | Marshall County | 55232 | CT3 |  | 2023 | 296 | 254.03 | 17813.64 |  | 0.08 | 0.0012 | 12871.392 | 0.0593 | 2.757 | 0.0291 | 216076.687 | Pipeline Natural Gas | Diesel Oil | Combustion turbine |  | Water Injection,Dry Low NOx Burners |  |  | ARP, CSNOX, CSOSG2E, CSSO2G1 | 55232 CT3 | 2002-05-25 | 1192 |  |  | 0.30954 | 2.069% | Electric Utility | GE MS7001EA | Frame | 0.027747
KY | Marshall County | 55232 | CT4 |  | 2023 | 302 | 261.25 | 17748.15 |  | 0.085 | 0.0012 | 13065.256 | 0.0596 | 2.671 | 0.0285 | 219163.73 | Pipeline Natural Gas | Diesel Oil | Combustion turbine |  | Water Injection,Dry Low NOx Burners |  |  | ARP, CSNOX, CSOSG2E, CSSO2G1 | 55232 CT4 | 2002-05-25 | 1192 |  |  | 0.30099 | 2.099% | Electric Utility | GE MS7001EA | Frame | 0.027793
KY | Marshall County | 55232 | CT5 |  | 2023 | 308 | 269.18 | 18499.65 |  | 0.091 | 0.0014 | 13315.307 | 0.0597 | 2.914 | 0.03 | 223180.165 | Pipeline Natural Gas | Diesel Oil | Combustion turbine |  | Water Injection,Dry Low NOx Burners |  |  | ARP, CSNOX, CSOSG2E, CSSO2G1 | 55232 CT5 | 2002-06-11 | 1192 |  |  | 0.31503 | 2.137% | Electric Utility | GE MS7001EA | Frame | 0.02818
KY | Marshall County | 55232 | CT6 |  | 2023 | 322 | 281.47 | 19417.23 |  | 0.101 | 0.0013 | 14108.209 | 0.0598 | 3.421 | 0.0322 | 236324.483 | Pipeline Natural Gas | Diesel Oil | Combustion turbine |  | Water Injection,Dry Low NOx Burners |  |  | ARP, CSNOX, CSOSG2E, CSSO2G1 | 55232 CT6 | 2002-06-11 | 1192 |  |  | 0.35237 | 2.263% | Electric Utility | GE MS7001EA | Frame | 0.028872
KY | Marshall County | 55232 | CT7 |  | 2023 | 274 | 240.1 | 16647.16 |  | 0.087 | 0.0013 | 12270.123 | 0.06 | 2.658 | 0.0298 | 205599.182 | Pipeline Natural Gas | Diesel Oil | Combustion turbine |  | Water Injection,Dry Low NOx Burners |  |  | ARP, CSNOX, CSOSG2E, CSSO2G1 | 55232 CT7 | 2002-08-02 | 1192 |  |  | 0.31933 | 1.969% | Electric Utility | GE MS7001EA | Frame | 0.028194
KY | Marshall County | 55232 | CT8 |  | 2023 | 274 | 239.36 | 16825.74 |  | 0.087 | 0.0013 | 12539.213 | 0.0594 | 2.733 | 0.0297 | 210166.803 | Pipeline Natural Gas | Diesel Oil | Combustion turbine |  | Water Injection,Dry Low NOx Burners |  |  | ARP, CSNOX, CSOSG2E, CSSO2G1 | 55232 CT8 | 2002-08-07 | 1192 |  |  | 0.32486 | 2.013% | Electric Utility | GE MS7001EA | Frame | 0.028837
PA | Handsome Lake Energy | 55233 | EU-1A | CP100 | 2023 | 1034 | 908.1 | 15718.43 |  | 0.05 | 0.0007 | 9067.5 | 0.059 | 14.23 | 0.2488 | 153567.3 | Pipeline Natural Gas |  | Combustion turbine |  | Water Injection |  |  | ARP, CSNOX, CSOSG3, CSSO2G1, RGGI | 55233 EU-1A | 2001-07-25 | 260 |  |  | 1.8106 | 6.743% | Electric Utility | Pratt & Whitney FT8 Twinpac | Aeroderivative | 0.27187
PA | Handsome Lake Energy | 55233 | EU-1B | CP100 | 2023 | 1035 | 904.62 | 15625.53 |  | 0.05 | 0.0007 | 9005.8 | 0.0589 | 13.943 | 0.2484 | 152521.7 | Pipeline Natural Gas |  | Combustion turbine |  | Water Injection |  |  | ARP, CSNOX, CSOSG3, CSSO2G1, RGGI | 55233 EU-1B | 2001-07-25 | 260 |  |  | 1.7846 | 6.697% | Electric Utility | Pratt & Whitney FT8 Twinpac | Aeroderivative | 0.27852
PA | Handsome Lake Energy | 55233 | EU-2A | CP100 | 2023 | 924 | 793.71 | 13023.04 |  | 0.042 | 0.0007 | 7474 | 0.0587 | 12.346 | 0.2627 | 126569.3 | Pipeline Natural Gas |  | Combustion turbine |  | Water Injection |  |  | ARP, CSNOX, CSOSG3, CSSO2G1, RGGI | 55233 EU-2A | 2001-07-18 | 260 |  |  | 1.896 | 5.557% | Electric Utility | Pratt & Whitney FT8 Twinpac |  | 0.2881
PA | Handsome Lake Energy | 55233 | EU-2B | CP100 | 2023 | 933 | 806.72 | 13332.35 |  | 0.043 | 0.0007 | 7687.1 | 0.0587 | 11.385 | 0.2461 | 130193.3 | Pipeline Natural Gas |  | Combustion turbine |  | Water Injection |  |  | ARP, CSNOX, CSOSG3, CSSO2G1, RGGI | 55233 EU-2B | 2001-07-18 | 260 |  |  | 1.7079 | 5.716% | Electric Utility | Pratt & Whitney FT8 Twinpac |  | 0.25536
PA | Handsome Lake Energy | 55233 | EU-3A | CP100 | 2023 | 939 | 826.87 | 13945.9 |  | 0.045 | 0.0007 | 8034.4 | 0.0588 | 12.074 | 0.2396 | 136085.5 | Pipeline Natural Gas |  | Combustion turbine |  | Water Injection |  |  | ARP, CSNOX, CSOSG3, CSSO2G1, RGGI | 55233 EU-3A | 2001-07-11 | 260 |  |  | 1.7315 | 5.975% | Electric Utility | Pratt & Whitney FT8 Twinpac | Aeroderivative | 0.24149
PA | Handsome Lake Energy | 55233 | EU-3B | CP100 | 2023 | 940 | 826.68 | 13951.01 |  | 0.045 | 0.0007 | 8038 | 0.0588 | 11.912 | 0.2387 | 136147.4 | Pipeline Natural Gas |  | Combustion turbine |  | Water Injection |  |  | ARP, CSNOX, CSOSG3, CSSO2G1, RGGI | 55233 EU-3B | 2001-07-11 | 260 |  |  | 1.7077 | 5.978% | Electric Utility | Pratt & Whitney FT8 Twinpac | Aeroderivative | 0.23997
PA | Handsome Lake Energy | 55233 | EU-4A | CP100 | 2023 | 866 | 745.73 | 15049.55 |  | 0.046 | 0.0007 | 8738.6 | 0.0589 | 13.064 | 0.2548 | 147998.9 | Pipeline Natural Gas |  | Combustion turbine |  | Water Injection |  |  | ARP, CSNOX, CSOSG3, CSSO2G1, RGGI | 55233 EU-4A | 2001-07-02 | 260 |  |  | 1.7361 | 6.498% | Electric Utility | Pratt & Whitney FT8 Twinpac | Aeroderivative | 0.22004
PA | Handsome Lake Energy | 55233 | EU-4B | CP100 | 2023 | 684 | 579.42 | 11502.7 |  | 0.038 | 0.0007 | 6906.4 | 0.0589 | 10.96 | 0.2748 | 116959.4 | Pipeline Natural Gas |  | Combustion turbine |  | Water Injection |  |  | ARP, CSNOX, CSOSG3, CSSO2G1, RGGI | 55233 EU-4B | 2001-07-02 | 260 |  |  | 1.9056 | 5.135% | Electric Utility | Pratt & Whitney FT8 Twinpac | Aeroderivative | 0.23104
PA | Handsome Lake Energy | 55233 | EU-5A | CP100 | 2023 | 862 | 739.21 | 12044.66 |  | 0.039 | 0.0007 | 6981.5 | 0.0589 | 10.462 | 0.2499 | 118226.8 | Pipeline Natural Gas |  | Combustion turbine |  | Water Injection |  |  | ARP, CSNOX, CSOSG3, CSSO2G1, RGGI | 55233 EU-5A | 2001-06-30 | 260 |  |  | 1.7372 | 5.191% | Electric Utility | Pratt & Whitney FT8 Twinpac | Aeroderivative | 0.30614
PA | Handsome Lake Energy | 55233 | EU-5B | CP100 | 2023 | 738 | 638.89 | 10117.66 |  | 0.035 | 0.0007 | 6013.3 | 0.0589 | 9.159 | 0.2484 | 101826 | Pipeline Natural Gas |  | Combustion turbine |  | Water Injection |  |  | ARP, CSNOX, CSOSG3, CSSO2G1, RGGI | 55233 EU-5B | 2001-06-30 | 260 |  |  | 1.8105 | 4.471% | Electric Utility | Pratt & Whitney FT8 Twinpac | Aeroderivative | 0.33497
MO | Audrain Power Plant | 55234 | CT1 |  | 2023 | 470 | 395.71 | 25093.19 |  | 0.089 | 0.001 | 17573.929 | 0.059 | 3.42 | 0.0231 | 295721.735 | Pipeline Natural Gas |  | Combustion turbine |  | Dry Low NOx Burners |  |  | ARP, CSNOX, CSOSG2, CSSO2G1 | 55234 CT1 | 2001-04-13 | 971 |  |  | 0.27258 | 3.477% | Electric Utility | GE MS7001EA | Frame | 0.023882
MO | Audrain Power Plant | 55234 | CT2 |  | 2023 | 472 | 400.32 | 25303.67 |  | 0.09 | 0.001 | 17790.599 | 0.0591 | 3.823 | 0.0252 | 299358.264 | Pipeline Natural Gas |  | Combustion turbine |  | Dry Low NOx Burners |  |  | ARP, CSNOX, CSOSG2, CSSO2G1 | 55234 CT2 | 2001-04-10 | 971 |  |  | 0.30217 | 3.519% | Electric Utility | GE MS7001EA | Frame | 0.025813
MO | Audrain Power Plant | 55234 | CT3 |  | 2023 | 488 | 413.04 | 26302.8 |  | 0.093 | 0.001 | 18491.848 | 0.0592 | 3.731 | 0.0238 | 311173.3 | Pipeline Natural Gas |  | Combustion turbine |  | Dry Low NOx Burners |  |  | ARP, CSNOX, CSOSG2, CSSO2G1 | 55234 CT3 | 2001-04-04 | 971 |  |  | 0.2837 | 3.658% | Electric Utility | GE MS7001EA | Frame | 0.024151
MO | Audrain Power Plant | 55234 | CT4 |  | 2023 | 442 | 375.02 | 23835.69 |  | 0.085 | 0.001 | 16802.214 | 0.059 | 3.169 | 0.0223 | 282734.276 | Pipeline Natural Gas |  | Combustion turbine |  | Dry Low NOx Burners |  |  | ARP, CSNOX, CSOSG2, CSSO2G1 | 55234 CT4 | 2001-04-04 | 971 |  |  | 0.2659 | 3.324% | Electric Utility | GE MS7001EA | Frame | 0.022411
MO | Audrain Power Plant | 55234 | CT5 |  | 2023 | 483 | 412.8 | 26250.83 |  | 0.093 | 0.001 | 18426.034 | 0.059 | 3.88 | 0.025 | 310065.845 | Pipeline Natural Gas |  | Combustion turbine |  | Dry Low NOx Burners |  |  | ARP, CSNOX, CSOSG2, CSSO2G1 | 55234 CT5 | 2001-04-07 | 971 |  |  | 0.29561 | 3.645% | Electric Utility | GE MS7001EA | Frame | 0.024566
MO | Audrain Power Plant | 55234 | CT6 |  | 2023 | 434 | 369.68 | 23683.64 |  | 0.084 | 0.001 | 16631.684 | 0.0588 | 3.888 | 0.0276 | 279860.772 | Pipeline Natural Gas |  | Combustion turbine |  | Dry Low NOx Burners |  |  | ARP, CSNOX, CSOSG2, CSSO2G1 | 55234 CT6 | 2001-04-13 | 971 |  |  | 0.32833 | 3.29% | Electric Utility | GE MS7001EA | Frame | 0.027293
MO | Audrain Power Plant | 55234 | CT7 |  | 2023 | 467 | 401.39 | 25551.83 |  | 0.091 | 0.001 | 18037.014 | 0.059 | 4.123 | 0.0269 | 303520.177 | Pipeline Natural Gas |  | Combustion turbine |  | Dry Low NOx Burners |  |  | ARP, CSNOX, CSOSG2, CSSO2G1 | 55234 CT7 | 2001-04-27 | 971 |  |  | 0.32272 | 3.568% | Electric Utility | GE MS7001EA | Frame | 0.027318
MO | Audrain Power Plant | 55234 | CT8 |  | 2023 | 460 | 390.21 | 24973.44 |  | 0.087 | 0.001 | 17147.409 | 0.0591 | 3.4 | 0.0234 | 288553.699 | Pipeline Natural Gas |  | Combustion turbine |  | Dry Low NOx Burners |  |  | ARP, CSNOX, CSOSG2, CSSO2G1 | 55234 CT8 | 2001-05-03 | 971 |  |  | 0.27229 | 3.392% | Electric Utility | GE MS7001EA | Frame | 0.023552
IL | Lee County Generating Station, LLC | 55236 | CT1 |  | 2023 | 198 | 154.89 | 7558.8 |  | 0.031 | 0.001 | 6236.915 | 0.0592 | 1.589 | 0.0376 | 104941.068 | Pipeline Natural Gas |  | Combustion turbine |  | Dry Low NOx Burners |  |  | ARP, CSNOX, CSOSG3, CSSO2G1 | 55236 CT1 | 2001-04-10 | 1200 |  |  | 0.42044 | 0.9983% | Electric Utility | GE MS7001EA | Frame | 0.030345
IL | Lee County Generating Station, LLC | 55236 | CT2 |  | 2023 | 312 | 249.72 | 11713.92 |  | 0.049 | 0.001 | 9752.99 | 0.0595 | 2.676 | 0.0404 | 164118.572 | Pipeline Natural Gas |  | Combustion turbine |  | Dry Low NOx Burners |  |  | ARP, CSNOX, CSOSG3, CSSO2G1 | 55236 CT2 | 2001-04-09 | 1200 |  |  | 0.45689 | 1.561% | Electric Utility | GE MS7001EA | Frame | 0.031861
IL | Lee County Generating Station, LLC | 55236 | CT3 |  | 2023 | 213 | 171.68 | 8297.01 |  | 0.035 | 0.001 | 7000.689 | 0.0591 | 2.002 | 0.0413 | 117803.541 | Pipeline Natural Gas |  | Combustion turbine |  | Dry Low NOx Burners |  |  | ARP, CSNOX, CSOSG3, CSSO2G1 | 55236 CT3 | 2001-05-24 | 1200 |  |  | 0.48258 | 1.121% | Electric Utility | GE MS7001EA | Frame | 0.032804
IL | Lee County Generating Station, LLC | 55236 | CT4 |  | 2023 | 138 | 109.11 | 5027.86 |  | 0.022 | 0.001 | 4277.479 | 0.0591 | 1.261 | 0.0403 | 71978.86 | Pipeline Natural Gas |  | Combustion turbine |  | Dry Low NOx Burners |  |  | ARP, CSNOX, CSOSG3, CSSO2G1 | 55236 CT4 | 2001-05-25 | 1200 |  |  | 0.50161 | 0.6847% | Electric Utility | GE MS7001EA | Frame | 0.035318
IL | Lee County Generating Station, LLC | 55236 | CT5 |  | 2023 | 261 | 209.26 | 10187.04 |  | 0.043 | 0.001 | 8474.047 | 0.0593 | 2.558 | 0.0455 | 142596.821 | Pipeline Natural Gas |  | Combustion turbine |  | Dry Low NOx Burners |  |  | ARP, CSNOX, CSOSG3, CSSO2G1 | 55236 CT5 | 2001-04-12 | 1200 |  |  | 0.50221 | 1.357% | Electric Utility | GE MS7001EA | Frame | 0.029473
IL | Lee County Generating Station, LLC | 55236 | CT6 |  | 2023 | 252 | 199.38 | 9647.96 |  | 0.04 | 0.001 | 7968.961 | 0.059 | 2.018 | 0.037 | 134099.5 | Pipeline Natural Gas |  | Combustion turbine |  | Dry Low NOx Burners |  |  | ARP, CSNOX, CSOSG3, CSSO2G1 | 55236 CT6 | 2001-04-16 | 1200 |  |  | 0.41833 | 1.276% | Electric Utility | GE MS7001EA | Frame | 0.029776
IL | Lee County Generating Station, LLC | 55236 | CT7 |  | 2023 | 194 | 150.15 | 7373.16 |  | 0.031 | 0.001 | 6061.636 | 0.0584 | 1.792 | 0.0434 | 102007.956 | Pipeline Natural Gas |  | Combustion turbine |  | Dry Low NOx Burners |  |  | ARP, CSNOX, CSOSG3, CSSO2G1 | 55236 CT7 | 2001-04-17 | 1200 |  |  | 0.48609 | 0.9704% | Electric Utility | GE MS7001EA | Frame | 0.033273
IL | Lee County Generating Station, LLC | 55236 | CT8 |  | 2023 | 215 | 169.22 | 8030.54 |  | 0.034 | 0.001 | 6729.199 | 0.0591 | 1.966 | 0.0434 | 113227.514 | Pipeline Natural Gas |  | Combustion turbine |  | Dry Low NOx Burners |  |  | ARP, CSNOX, CSOSG3, CSSO2G1 | 55236 CT8 | 2001-04-18 | 1200 |  |  | 0.48963 | 1.077% | Electric Utility | GE MS7001EA | Frame | 0.034188
IL | Shelby County | 55237 | SCE1 | CP100 | 2023 | 505 | 387.98 | 16675.68 |  | 0.053 | 0.0007 | 9781.9 | 0.0578 | 9.987 | 0.2845 | 165712.9 | Pipeline Natural Gas |  | Combustion turbine |  | Water Injection |  |  | ARP, CSNOX, CSOSG3, CSSO2G1 | 55237 SCE1 | 2000-07-01 | 444 |  |  | 1.1978 | 4.261% | Electric Utility | GE LM6000PC | Aeroderivative | 0.10419
IL | Shelby County | 55237 | SCE2 | CP100 | 2023 | 773 | 612.14 | 25758.4 |  | 0.081 | 0.0007 | 15160.8 | 0.0588 | 15.582 | 0.2728 | 256838.5 | Pipeline Natural Gas |  | Combustion turbine |  | Water Injection |  |  | ARP, CSNOX, CSOSG3, CSSO2G1 | 55237 SCE2 | 2000-07-01 | 444 |  |  | 1.2099 | 6.603% | Electric Utility | GE LM6000PC | Aeroderivative | 0.10998
IL | Shelby County | 55237 | SCE3 | CP100 | 2023 | 565 | 436.1 | 18059.33 |  | 0.058 | 0.0007 | 10588.7 | 0.0588 | 11.546 | 0.2911 | 179455.5 | Pipeline Natural Gas |  | Combustion turbine |  | Water Injection |  |  | ARP, CSNOX, CSOSG3, CSSO2G1 | 55237 SCE3 | 2000-07-01 | 444 |  |  | 1.2787 | 4.614% | Electric Utility | GE LM6000PC | Aeroderivative | 0.10852
IL | Shelby County | 55237 | SCE4 | CP100 | 2023 | 805 | 650.42 | 27393.79 |  | 0.085 | 0.0007 | 16145.5 | 0.0589 | 16.019 | 0.2562 | 273510.7 | Pipeline Natural Gas |  | Combustion turbine |  | Water Injection |  |  | ARP, CSNOX, CSOSG3, CSSO2G1 | 55237 SCE4 | 2000-07-01 | 444 |  |  | 1.1695 | 7.032% | Electric Utility | GE LM6000PC | Aeroderivative | 0.10391
IL | Shelby County | 55237 | SCE5 | CP100 | 2023 | 543 | 434.87 | 18275.41 |  | 0.059 | 0.0007 | 10758 | 0.0588 | 11.098 | 0.2661 | 182269.6 | Pipeline Natural Gas |  | Combustion turbine |  | Water Injection |  |  | ARP, CSNOX, CSOSG3, CSSO2G1 | 55237 SCE5 | 2000-07-01 | 444 |  |  | 1.2145 | 4.686% | Electric Utility | GE LM6000PC | Aeroderivative | 0.10396
IL | Shelby County | 55237 | SCE6 | CP100 | 2023 | 537 | 423.82 | 18082.59 |  | 0.057 | 0.0007 | 10621.9 | 0.0586 | 10.577 | 0.2706 | 179975.6 | Pipeline Natural Gas |  | Combustion turbine |  | Water Injection |  |  | ARP, CSNOX, CSOSG3, CSSO2G1 | 55237 SCE6 | 2000-09-15 | 444 |  |  | 1.1699 | 4.627% | Electric Utility | GE LM6000PC | Aeroderivative | 0.1034
IL | Shelby County | 55237 | SCE7 | CP100 | 2023 | 806 | 654.09 | 27961.67 |  | 0.09 | 0.0008 | 16591.3 | 0.0587 | 15.727 | 0.249 | 281042.7 | Pipeline Natural Gas |  | Combustion turbine |  | Water Injection |  |  | ARP, CSNOX, CSOSG3, CSSO2G1 | 55237 SCE7 | 2001-01-01 | 444 |  |  | 1.1249 | 7.226% | Electric Utility | GE LM6000PC | Aeroderivative | 0.1016
IL | Shelby County | 55237 | SCE8 | CP100 | 2023 | 650 | 514.14 | 21984.83 |  | 0.07 | 0.0007 | 12972.2 | 0.0588 | 14.624 | 0.2809 | 219770.7 | Pipeline Natural Gas |  | Combustion turbine |  | Water Injection |  |  | ARP, CSNOX, CSOSG3, CSSO2G1 | 55237 SCE8 | 2001-01-01 | 444 |  |  | 1.3304 | 5.65% | Electric Utility | GE LM6000PC | Aeroderivative | 0.10444
IL | Rockford Energy Center | 55238 | 1 |  | 2023 | 333 | 297.61 | 45831.4 |  | 0.143 | 0.001 | 27969.676 | 0.0588 | 9.156 | 0.0446 | 470635.545 | Pipeline Natural Gas |  | Combustion turbine |  | Dry Low NOx Burners |  |  | ARP, CSNOX, CSOSG3, CSSO2G1 | 55238 1 | 2000-07-27 | 1800 |  |  | 0.39955 | 2.985% | Electric Utility |  |  | 0.04766
IL | Rockford Energy Center | 55238 | 2 |  | 2023 | 452 | 401.06 | 62302.7 |  | 0.194 | 0.001 | 38136.005 | 0.059 | 12.711 | 0.0456 | 641708.26 | Pipeline Natural Gas |  | Combustion turbine |  | Dry Low NOx Burners |  |  | ARP, CSNOX, CSOSG3, CSSO2G1 | 55238 2 | 2000-06-30 | 1760 |  |  | 0.40804 | 4.162% | Electric Utility |  |  | 0.045404
NJ | Red Oak Power, LLC | 55239 | 1 |  | 2023 | 4432 | 4393.41 | 874961.87 |  | 2.234 | 0.001 | 442606.04 | 0.059 | 39.188 | 0.0112 | 7447691.042 | Pipeline Natural Gas |  | Combined cycle |  | Dry Low NOx Burners,Ammonia Injection,Selective Catalytic Reduction |  |  | ARP, CSNOX, CSOSG3, CSSO2G1, RGGI | 55239 1 | 2002-06-15 | 2180 |  | Y | 0.089576 | 39% | Electric Utility |  |  | 0.010422
NJ | Red Oak Power, LLC | 55239 | 2 |  | 2023 | 4423 | 4407.89 | 868572.66 |  | 2.238 | 0.001 | 443266 | 0.059 | 38.581 | 0.0108 | 7458818.065 | Pipeline Natural Gas |  | Combined cycle |  | Dry Low NOx Burners,Ammonia Injection,Selective Catalytic Reduction |  |  | ARP, CSNOX, CSOSG3, CSSO2G1, RGGI | 55239 2 | 2002-06-15 | 2180 |  | Y | 0.088838 | 39.06% | Electric Utility |  |  | 0.010464
NJ | Red Oak Power, LLC | 55239 | 3 |  | 2023 | 4664 | 4634.91 | 910315.61 |  | 2.356 | 0.001 | 466784.108 | 0.059 | 40.593 | 0.0108 | 7854489.145 | Pipeline Natural Gas |  | Combined cycle |  | Dry Low NOx Burners,Ammonia Injection,Selective Catalytic Reduction |  |  | ARP, CSNOX, CSOSG3, CSSO2G1, RGGI | 55239 3 | 2002-06-15 | 2180 |  | Y | 0.089184 | 41.13% | Electric Utility |  |  | 0.010356
AL | Hog Bayou Energy Center | 55241 | COG01 |  | 2023 | 7233 | 7218.11 | 1526383.04 |  | 3.424 | 0.001 | 678208.517 | 0.059 | 54.544 | 0.01 | 11412176.299 | Pipeline Natural Gas |  | Combined cycle |  | Dry Low NOx Burners,Water Injection,Selective Catalytic Reduction |  |  | ARP, CSNOX, CSOSG2, CSSO2G2 | 55241 COG01 | 2001-03-07 | 2493 |  | Y | 0.071468 | 52.26% | Electric Utility |  |  | 0.0099519
FL | Santa Rosa Energy Center | 55242 | CT-1 |  | 2023 | 5502 | 5465.39 | 1171577.99 |  | 2.57 | 0.001 | 509127.095 | 0.059 | 135.454 | 0.0343 | 8567098.296 | Pipeline Natural Gas |  | Combined cycle |  | Dry Low NOx Burners |  |  | ARP | 55242 CT-1 | 2002-05-11 | 1958 |  |  | 0.23123 | 49.95% | Electric Utility |  |  | 0.031691
NY | Astoria Gas Turbine Power | 55243 | CT2-1A | CP0002 | 2023 | 27 | 13.95 | 279 |  | 0.03 | 0.0376 | 223.5 | 0.0606 | 0.792 | 0.4441 | 3745.6 | Pipeline Natural Gas | Diesel Oil | Combustion turbine |  |  |  |  | CSNOX, CSSO2G1, RGGI | 55243 CT2-1A | 1970-06-01 | 255 |  |  | 5.6774 | 0.1677% | Electric Utility |  |  | 0.49847
NY | Astoria Gas Turbine Power | 55243 | CT2-1B | CP0002 | 2023 | 27 | 13.95 | 279 |  | 0.03 | 0.0376 | 223.5 | 0.0606 | 0.771 | 0.4369 | 3745.6 | Pipeline Natural Gas | Diesel Oil | Combustion turbine |  |  |  |  | CSNOX, CSSO2G1, RGGI | 55243 CT2-1B | 1970-06-01 | 255 |  |  | 5.5269 | 0.1677% | Electric Utility |  |  | 0.50278
NY | Astoria Gas Turbine Power | 55243 | CT2-2A | CP0002 | 2023 | 17 | 7.12 | 141.9 |  | 0.033 | 0.0592 | 118.4 | 0.061 | 0.431 | 0.4664 | 1955.7 | Pipeline Natural Gas | Diesel Oil | Combustion turbine |  |  |  |  | CSNOX, CSSO2G1, RGGI | 55243 CT2-2A | 1970-06-01 | 255 |  |  | 6.0747 | 0.08755% | Electric Utility |  |  | 0.48675
NY | Astoria Gas Turbine Power | 55243 | CT2-2B | CP0002 | 2023 | 17 | 7.12 | 141.9 |  | 0.033 | 0.0592 | 118.4 | 0.061 | 0.424 | 0.4631 | 1955.7 | Pipeline Natural Gas | Diesel Oil | Combustion turbine |  |  |  |  | CSNOX, CSSO2G1, RGGI | 55243 CT2-2B | 1970-06-01 | 255 |  |  | 5.976 | 0.08755% | Electric Utility |  |  | 0.49188
NY | Astoria Gas Turbine Power | 55243 | CT2-3A | CP0002 | 2023 | 23 | 12.07 | 240.9 |  | 0.021 | 0.0222 | 207.5 | 0.0599 | 0.729 | 0.429 | 3486 | Pipeline Natural Gas | Diesel Oil | Combustion turbine |  |  |  |  | CSNOX, CSSO2G1, RGGI | 55243 CT2-3A | 1970-06-01 | 255 |  |  | 6.0523 | 0.1561% | Electric Utility |  |  | 0.48921
NY | Astoria Gas Turbine Power | 55243 | CT2-3B | CP0002 | 2023 | 23 | 12.07 | 240.9 |  | 0.021 | 0.0222 | 207.5 | 0.0599 | 0.709 | 0.419 | 3486 | Pipeline Natural Gas | Diesel Oil | Combustion turbine |  |  |  |  | CSNOX, CSSO2G1, RGGI | 55243 CT2-3B | 1970-06-01 | 255 |  |  | 5.8863 | 0.1561% | Electric Utility |  |  | 0.4916
NY | Astoria Gas Turbine Power | 55243 | CT2-4A | CP0002 | 2023 | 24 | 11.99 | 239 |  | 0.032 | 0.0213 | 207 | 0.0601 | 0.735 | 0.428 | 3461.3 | Pipeline Natural Gas | Diesel Oil | Combustion turbine |  |  |  |  | CSNOX, CSSO2G1, RGGI | 55243 CT2-4A | 1970-06-01 | 255 |  |  | 6.1506 | 0.155% | Electric Utility |  |  | 0.49331
NY | Astoria Gas Turbine Power | 55243 | CT2-4B | CP0002 | 2023 | 24 | 11.99 | 239 |  | 0.032 | 0.0213 | 207 | 0.0601 | 0.717 | 0.4177 | 3461.3 | Pipeline Natural Gas | Diesel Oil | Combustion turbine |  |  |  |  | CSNOX, CSSO2G1, RGGI | 55243 CT2-4B | 1970-06-01 | 255 |  |  | 6 | 0.155% | Electric Utility |  |  | 0.50112
NY | Astoria Gas Turbine Power | 55243 | CT3-1A | CP0003 | 2023 | 8 | 2.96 | 58.5 |  | 0.018 | 0.063 | 56 | 0.0621 | 0.206 | 0.4714 | 923.8 | Pipeline Natural Gas | Diesel Oil | Combustion turbine |  |  |  |  | CSNOX, CSSO2G1, RGGI | 55243 CT3-1A | 1970-06-01 | 255 |  |  | 7.0427 | 0.04136% | Electric Utility |  |  | 0.4863
NY | Astoria Gas Turbine Power | 55243 | CT3-1B | CP0003 | 2023 | 8 | 2.96 | 58.5 |  | 0.018 | 0.063 | 56 | 0.0621 | 0.203 | 0.468 | 923.8 | Pipeline Natural Gas | Diesel Oil | Combustion turbine |  |  |  |  | CSNOX, CSSO2G1, RGGI | 55243 CT3-1B | 1970-06-01 | 255 |  |  | 6.9402 | 0.04136% | Electric Utility |  |  | 0.4907
NY | Astoria Gas Turbine Power | 55243 | CT3-2A | CP0003 | 2023 | 17 | 6.86 | 136.5 |  | 0.149 | 0.0885 | 137.6 | 0.0631 | 0.579 | 0.4963 | 2109.4 | Pipeline Natural Gas | Diesel Oil | Combustion turbine |  |  |  |  | CSNOX, CSSO2G1, RGGI | 55243 CT3-2A | 1970-06-01 | 255 |  |  | 8.4835 | 0.09443% | Electric Utility |  |  | 0.4853
NY | Astoria Gas Turbine Power | 55243 | CT3-2B | CP0003 | 2023 | 17 | 6.86 | 136.5 |  | 0.149 | 0.0885 | 137.6 | 0.0631 | 0.591 | 0.4985 | 2109.4 | Pipeline Natural Gas | Diesel Oil | Combustion turbine |  |  |  |  | CSNOX, CSSO2G1, RGGI | 55243 CT3-2B | 1970-06-01 | 255 |  |  | 8.6593 | 0.09443% | Electric Utility |  |  | 0.48552
NY | Astoria Gas Turbine Power | 55243 | CT3-3A | CP0003 | 2023 | 28 | 14.57 | 291.05 |  | 0.017 | 0.0363 | 261.2 | 0.0606 | 0.862 | 0.4211 | 4403.9 | Pipeline Natural Gas | Diesel Oil | Combustion turbine |  |  |  |  | CSNOX, CSSO2G1, RGGI | 55243 CT3-3A | 1970-06-01 | 255 |  |  | 5.9234 | 0.1971% | Electric Utility |  |  | 0.49146
NY | Astoria Gas Turbine Power | 55243 | CT3-3B | CP0003 | 2023 | 28 | 14.57 | 291.05 |  | 0.017 | 0.0363 | 261.2 | 0.0606 | 0.81 | 0.4015 | 4403.9 | Pipeline Natural Gas | Diesel Oil | Combustion turbine |  |  |  |  | CSNOX, CSSO2G1, RGGI | 55243 CT3-3B | 1970-06-01 | 255 |  |  | 5.5661 | 0.1971% | Electric Utility |  |  | 0.49607
NY | Astoria Gas Turbine Power | 55243 | CT3-4A | CP0003 | 2023 | 18 | 9.65 | 192.5 |  | 0.016 | 0.0282 | 175 | 0.0604 | 0.603 | 0.4275 | 2943.3 | Pipeline Natural Gas | Diesel Oil | Combustion turbine |  |  |  |  | CSNOX, CSSO2G1, RGGI | 55243 CT3-4A | 1970-06-01 | 255 |  |  | 6.2649 | 0.1318% | Electric Utility |  |  | 0.47971
NY | Astoria Gas Turbine Power | 55243 | CT3-4B | CP0003 | 2023 | 18 | 9.65 | 192.5 |  | 0.016 | 0.0282 | 175 | 0.0604 | 0.595 | 0.4252 | 2943.3 | Pipeline Natural Gas | Diesel Oil | Combustion turbine |  |  |  |  | CSNOX, CSSO2G1, RGGI | 55243 CT3-4B | 1970-06-01 | 255 |  |  | 6.1818 | 0.1318% | Electric Utility |  |  | 0.48671
NY | Astoria Gas Turbine Power | 55243 | CT4-1A | CP0004 | 2023 | 24 | 12.6 | 250.2 |  | 0.014 | 0.0423 | 207.3 | 0.0611 | 0.724 | 0.4485 | 3494.2 | Pipeline Natural Gas | Diesel Oil | Combustion turbine |  |  |  |  | CSNOX, CSSO2G1, RGGI | 55243 CT4-1A | 1970-06-01 | 255 |  |  | 5.7874 | 0.1564% | Electric Utility |  |  | 0.48454
NY | Astoria Gas Turbine Power | 55243 | CT4-1B | CP0004 | 2023 | 24 | 12.6 | 250.2 |  | 0.014 | 0.0423 | 207.3 | 0.0611 | 0.641 | 0.4069 | 3494.2 | Pipeline Natural Gas | Diesel Oil | Combustion turbine |  |  |  |  | CSNOX, CSSO2G1, RGGI | 55243 CT4-1B | 1970-06-01 | 255 |  |  | 5.1239 | 0.1564% | Electric Utility |  |  | 0.48996
NY | Astoria Gas Turbine Power | 55243 | CT4-2A | CP0004 | 2023 | 21 | 11.36 | 225.9 |  | 0.016 | 0.0242 | 185.4 | 0.0597 | 0.598 | 0.3974 | 3120.6 | Pipeline Natural Gas | Diesel Oil | Combustion turbine |  |  |  |  | CSNOX, CSSO2G1, RGGI | 55243 CT4-2A | 1970-06-01 | 255 |  |  | 5.2944 | 0.1397% | Electric Utility |  |  | 0.46629
NY | Astoria Gas Turbine Power | 55243 | CT4-2B | CP0004 | 2023 | 21 | 11.36 | 225.9 |  | 0.016 | 0.0242 | 185.4 | 0.0597 | 0.627 | 0.4193 | 3120.6 | Pipeline Natural Gas | Diesel Oil | Combustion turbine |  |  |  |  | CSNOX, CSSO2G1, RGGI | 55243 CT4-2B | 1970-06-01 | 255 |  |  | 5.5511 | 0.1397% | Electric Utility |  |  | 0.49629
NY | Astoria Gas Turbine Power | 55243 | CT4-3A | CP0004 | 2023 | 17 | 8.94 | 177.7 |  | 0.019 | 0.0299 | 146.6 | 0.0606 | 0.519 | 0.4367 | 2460.1 | Pipeline Natural Gas | Diesel Oil | Combustion turbine |  |  |  |  | CSNOX, CSSO2G1, RGGI | 55243 CT4-3A | 1970-06-01 | 255 |  |  | 5.8413 | 0.1101% | Electric Utility |  |  | 0.48916
NY | Astoria Gas Turbine Power | 55243 | CT4-3B | CP0004 | 2023 | 17 | 8.94 | 177.7 |  | 0.019 | 0.0299 | 146.6 | 0.0606 | 0.505 | 0.4274 | 2460.1 | Pipeline Natural Gas | Diesel Oil | Combustion turbine |  |  |  |  | CSNOX, CSSO2G1, RGGI | 55243 CT4-3B | 1970-06-01 | 255 |  |  | 5.6837 | 0.1101% | Electric Utility |  |  | 0.49413
NY | Astoria Gas Turbine Power | 55243 | CT4-4A | CP0004 | 2023 | 22 | 11.48 | 227.7 |  | 0.016 | 0.0231 | 187.9 | 0.0591 | 0.659 | 0.4303 | 3166.3 | Pipeline Natural Gas | Diesel Oil | Combustion turbine |  |  |  |  | CSNOX, CSSO2G1, RGGI | 55243 CT4-4A | 1970-06-01 | 255 |  |  | 5.7883 | 0.1417% | Electric Utility |  |  | 0.48447
NY | Astoria Gas Turbine Power | 55243 | CT4-4B | CP0004 | 2023 | 22 | 11.48 | 227.7 |  | 0.016 | 0.0231 | 187.9 | 0.0591 | 0.64 | 0.4196 | 3166.3 | Pipeline Natural Gas | Diesel Oil | Combustion turbine |  |  |  |  | CSNOX, CSSO2G1, RGGI | 55243 CT4-4B | 1970-06-01 | 255 |  |  | 5.6214 | 0.1417% | Electric Utility |  |  | 0.4924
GA | Doyle Energy Facility | 55244 | CTG-2 |  | 2023 | 166 | 134.68 | 7565.34 |  | 0.029 | 0.001 | 5801.582 | 0.0587 | 4.369 | 0.0935 | 97625.747 | Pipeline Natural Gas |  | Combustion turbine |  | Dry Low NOx Burners |  |  | ARP, CSNOX, CSOSG1, CSSO2G2 | 55244 CTG-2 | 2000-04-05 | 890 |  |  | 1.155 | 1.252% | Electric Utility |  |  | 0.097506
GA | Doyle Energy Facility | 55244 | CTG-3 |  | 2023 | 213 | 176.99 | 10004.08 |  | 0.04 | 0.001 | 7919.423 | 0.0593 | 6.715 | 0.1041 | 133252.769 | Pipeline Natural Gas |  | Combustion turbine |  | Dry Low NOx Burners |  |  | ARP, CSNOX, CSOSG1, CSSO2G2 | 55244 CTG-3 | 2000-05-07 | 907 |  |  | 1.3425 | 1.677% | Electric Utility |  |  | 0.099302
GA | Doyle Energy Facility | 55244 | CTG-4 |  | 2023 | 336 | 281.69 | 19551.55 |  | 0.069 | 0.001 | 13697.044 | 0.0591 | 6.226 | 0.0593 | 230474.633 | Pipeline Natural Gas |  | Combustion turbine |  | Dry Low NOx Burners |  |  | ARP, CSNOX, CSOSG1, CSSO2G2 | 55244 CTG-4 | 2000-06-09 | 1090 |  |  | 0.63688 | 2.414% | Electric Utility |  |  | 0.038024
GA | Doyle Energy Facility | 55244 | CTG-5 |  | 2023 | 322 | 268.81 | 17702.86 |  | 0.063 | 0.001 | 12505.679 | 0.059 | 5.792 | 0.0594 | 210441.784 | Pipeline Natural Gas |  | Combustion turbine |  | Dry Low NOx Burners |  |  | ARP, CSNOX, CSOSG1, CSSO2G2 | 55244 CTG-5 | 2000-06-16 | 1090 |  |  | 0.65436 | 2.204% | Electric Utility |  |  | 0.036669
OH | Darby Electric Generating Station | 55247 | CT1 |  | 2023 | 1465 | 1294.25 | 94986.35 |  | 0.22 | 0.0006 | 43293.396 | 0.059 | 17.197 | 0.109 | 727657.944 | Pipeline Natural Gas | Diesel Oil | Combustion turbine |  | Dry Low NOx Burners,Water Injection |  |  | ARP, CSNOX, CSOSG3, CSSO2G1 | 55247 CT1 | 2001-05-04 | 1115 |  |  | 0.36209 | 7.45% | Electric Utility | GE MS7001EA | Frame | 0.12498
OH | Darby Electric Generating Station | 55247 | CT2 |  | 2023 | 1608 | 1417.26 | 102803.92 |  | 0.226 | 0.0006 | 45436.57 | 0.0584 | 14.533 | 0.0963 | 764160.676 | Pipeline Natural Gas | Diesel Oil | Combustion turbine |  | Dry Low NOx Burners,Water Injection |  |  | ARP, CSNOX, CSOSG3, CSSO2G1 | 55247 CT2 | 2001-05-09 | 1115 |  |  | 0.28273 | 7.824% | Electric Utility | GE MS7001EA | Frame | 0.11708
OH | Darby Electric Generating Station | 55247 | CT3 |  | 2023 | 1649 | 1442.83 | 103074.27 |  | 0.199 | 0.0005 | 40062.021 | 0.0579 | 12.289 | 0.1105 | 673691.677 | Pipeline Natural Gas | Diesel Oil | Combustion turbine |  | Dry Low NOx Burners,Water Injection |  |  | ARP, CSNOX, CSOSG3, CSSO2G1 | 55247 CT3 | 2001-05-22 | 1115 |  |  | 0.23845 | 6.897% | Electric Utility | GE MS7001EA | Frame | 0.11645
OH | Darby Electric Generating Station | 55247 | CT4 |  | 2023 | 1374 | 1218.56 | 86978.85 |  | 0.122 | 0.0004 | 25218.393 | 0.0579 | 9.818 | 0.1316 | 422129.737 | Pipeline Natural Gas | Diesel Oil | Combustion turbine |  | Dry Low NOx Burners,Water Injection |  |  | ARP, CSNOX, CSOSG3, CSSO2G1 | 55247 CT4 | 2001-05-22 | 1115 |  |  | 0.22576 | 4.322% | Electric Utility | GE MS7001EA | Frame | 0.12259
OH | Darby Electric Generating Station | 55247 | CT5 |  | 2023 | 1414 | 1253.39 | 89936.66 |  | 0.163 | 0.0005 | 33556.206 | 0.0575 | 11.27 | 0.1105 | 564566.008 | Pipeline Natural Gas | Diesel Oil | Combustion turbine |  | Dry Low NOx Burners,Water Injection |  |  | ARP, CSNOX, CSOSG3, CSSO2G1 | 55247 CT5 | 2002-05-24 | 1115 |  |  | 0.25062 | 5.78% | Electric Utility | GE MS7001EA | Frame | 0.12043
OH | Darby Electric Generating Station | 55247 | CT6 |  | 2023 | 1407 | 1247.08 | 88225.71 |  | 0.16 | 0.0005 | 33010.294 | 0.0575 | 11.389 | 0.1132 | 555093.009 | Pipeline Natural Gas | Diesel Oil | Combustion turbine |  | Dry Low NOx Burners,Water Injection |  |  | ARP, CSNOX, CSOSG3, CSSO2G1 | 55247 CT6 | 2002-05-22 | 1115 |  |  | 0.25818 | 5.683% | Electric Utility | GE MS7001EA | Frame | 0.1216
OH | Tait Electric Generating Station | 55248 | CT4 |  | 2023 | 3551 | 3193.24 | 212897.66 |  | 0.938 | 0.0016 | 159891.6 | 0.0591 | 86.825 | 0.1564 | 2710187.8 | Pipeline Natural Gas | Diesel Oil | Combustion turbine |  | Water Injection,Dry Low NOx Burners |  |  | ARP, CSNOX, CSOSG3, CSSO2G1 | 55248 CT4 | 2002-05-09 | 1160 |  |  | 0.81565 | 26.67% | Electric Utility | GE MS7001EA | Frame | 0.063586
OH | Tait Electric Generating Station | 55248 | CT5 |  | 2023 | 3599 | 3240.92 | 222400.79 |  | 2.981 | 0.0026 | 169157.3 | 0.059 | 95.357 | 0.1561 | 2864074.7 | Pipeline Natural Gas | Diesel Oil | Combustion turbine |  | Water Injection,Dry Low NOx Burners |  |  | ARP, CSNOX, CSOSG3, CSSO2G1 | 55248 CT5 | 2002-05-01 | 1160 |  |  | 0.85752 | 28.19% | Electric Utility | GE MS7001EA | Frame | 0.073269
OH | Tait Electric Generating Station | 55248 | CT6 |  | 2023 | 3913 | 3520.03 | 237069.34 |  | 1.002 | 0.001 | 179788.2 | 0.059 | 115.486 | 0.1655 | 3047335.1 | Pipeline Natural Gas | Diesel Oil | Combustion turbine |  | Water Injection,Dry Low NOx Burners |  |  | ARP, CSNOX, CSOSG3, CSSO2G1 | 55248 CT6 | 2002-04-24 | 1160 |  |  | 0.97428 | 29.99% | Electric Utility | GE MS7001EA | Frame | 0.070277
OH | Tait Electric Generating Station | 55248 | CT7 |  | 2023 | 3866 | 3482.84 | 231641.58 |  | 0.897 | 0.001 | 168368.5 | 0.059 | 91.947 | 0.1523 | 2852796.3 | Pipeline Natural Gas | Diesel Oil | Combustion turbine |  | Water Injection,Dry Low NOx Burners |  |  | ARP, CSNOX, CSOSG3, CSSO2G1 | 55248 CT7 | 2002-04-17 | 1160 |  |  | 0.79387 | 28.07% | Electric Utility | GE MS7001EA | Frame | 0.065018
IL | University Park Energy | 55250 | UP1 | CP100 | 2023 | 208 | 185.69 | 4590.17 |  | 0.016 | 0.0009 | 2712.92 | 0.0593 | 3.567 | 0.2268 | 45669.592 | Pipeline Natural Gas |  | Combustion turbine |  | Water Injection |  |  | ARP, CSNOX, CSOSG3, CSSO2G1 | 55250 UP1 | 2001-05-14 | 300 |  |  | 1.5542 | 1.738% | Electric Utility | Pratt & Whitney Unknown |  | 0.17051
IL | University Park Energy | 55250 | UP10 | CP100 | 2023 | 260 | 227.25 | 5519.5 |  | 0.02 | 0.0008 | 3316.433 | 0.0593 | 4.9 | 0.2559 | 55822.124 | Pipeline Natural Gas |  | Combustion turbine |  | Water Injection |  |  | ARP, CSNOX, CSOSG3, CSSO2G1 | 55250 UP10 | 2001-05-25 | 300 |  |  | 1.7755 | 2.124% | Electric Utility | Pratt & Whitney Unknown |  | 0.15278
IL | University Park Energy | 55250 | UP11 | CP100 | 2023 | 308 | 273.49 | 7032.74 |  | 0.025 | 0.0008 | 4228.18 | 0.0593 | 5.875 | 0.2406 | 71153.884 | Pipeline Natural Gas |  | Combustion turbine |  | Water Injection |  |  | ARP, CSNOX, CSOSG3, CSSO2G1 | 55250 UP11 | 2001-07-14 | 300 |  |  | 1.6708 | 2.708% | Electric Utility | Pratt & Whitney Unknown |  | 0.1495
IL | University Park Energy | 55250 | UP12 | CP100 | 2023 | 313 | 279.34 | 6779.44 |  | 0.024 | 0.0008 | 4078.986 | 0.059 | 6.775 | 0.2621 | 68641.242 | Pipeline Natural Gas |  | Combustion turbine |  | Water Injection |  |  | ARP, CSNOX, CSOSG3, CSSO2G1 | 55250 UP12 | 2001-07-14 | 300 |  |  | 1.9987 | 2.612% | Electric Utility | Pratt & Whitney Unknown |  | 0.15014
IL | University Park Energy | 55250 | UP2 | CP100 | 2023 | 208 | 183.49 | 4462.81 |  | 0.016 | 0.0009 | 2634.333 | 0.0593 | 4.57 | 0.272 | 44327.976 | Pipeline Natural Gas |  | Combustion turbine |  | Water Injection |  |  | ARP, CSNOX, CSOSG3, CSSO2G1 | 55250 UP2 | 2001-05-14 | 300 |  |  | 2.048 | 1.687% | Electric Utility | Pratt & Whitney Unknown |  | 0.18253
IL | University Park Energy | 55250 | UP3 | CP100 | 2023 | 373 | 331.25 | 8224.03 |  | 0.03 | 0.0008 | 4959.588 | 0.0593 | 6.761 | 0.2355 | 83470.382 | Pipeline Natural Gas |  | Combustion turbine |  | Water Injection |  |  | ARP, CSNOX, CSOSG3, CSSO2G1 | 55250 UP3 | 2001-05-05 | 300 |  |  | 1.6442 | 3.176% | Electric Utility | Pratt & Whitney Unknown |  | 0.18473
IL | University Park Energy | 55250 | UP4 | CP100 | 2023 | 366 | 327.97 | 8054.76 |  | 0.029 | 0.0008 | 4856.494 | 0.0593 | 7.069 | 0.2385 | 81735.788 | Pipeline Natural Gas |  | Combustion turbine |  | Water Injection |  |  | ARP, CSNOX, CSOSG3, CSSO2G1 | 55250 UP4 | 2001-05-05 | 300 |  |  | 1.7552 | 3.11% | Electric Utility | Pratt & Whitney Unknown |  | 0.15207
IL | University Park Energy | 55250 | UP5 | CP100 | 2023 | 438 | 399.67 | 10509.62 |  | 0.037 | 0.0009 | 6238.211 | 0.0593 | 9.048 | 0.2283 | 105001.938 | Pipeline Natural Gas |  | Combustion turbine |  | Water Injection |  |  | ARP, CSNOX, CSOSG3, CSSO2G1 | 55250 UP5 | 2001-05-11 | 300 |  |  | 1.7219 | 3.996% | Electric Utility | Pratt & Whitney Unknown |  | 0.15538
IL | University Park Energy | 55250 | UP6 | CP100 | 2023 | 440 | 401.64 | 9963.64 |  | 0.036 | 0.0009 | 5928.697 | 0.0593 | 9.508 | 0.2418 | 99785.994 | Pipeline Natural Gas |  | Combustion turbine |  | Water Injection |  |  | ARP, CSNOX, CSOSG3, CSSO2G1 | 55250 UP6 | 2001-05-11 | 300 |  |  | 1.9085 | 3.797% | Electric Utility | Pratt & Whitney Unknown |  | 0.1613
IL | University Park Energy | 55250 | UP7 | CP100 | 2023 | 321 | 286.85 | 7246.53 |  | 0.025 | 0.0008 | 4291.881 | 0.0589 | 6.025 | 0.2354 | 72246.666 | Pipeline Natural Gas |  | Combustion turbine |  | Water Injection |  |  | ARP, CSNOX, CSOSG3, CSSO2G1 | 55250 UP7 | 2001-05-12 | 300 |  |  | 1.6629 | 2.749% | Electric Utility | Pratt & Whitney Unknown |  | 0.15717
IL | University Park Energy | 55250 | UP8 | CP100 | 2023 | 316 | 285.27 | 6876.99 |  | 0.025 | 0.0008 | 4076.391 | 0.0593 | 6.554 | 0.2513 | 68632.359 | Pipeline Natural Gas |  | Combustion turbine |  | Water Injection |  |  | ARP, CSNOX, CSOSG3, CSSO2G1 | 55250 UP8 | 2001-05-12 | 300 |  |  | 1.9061 | 2.612% | Electric Utility | Pratt & Whitney Unknown |  | 0.15561
IL | University Park Energy | 55250 | UP9 | CP100 | 2023 | 253 | 224 | 5537.87 |  | 0.02 | 0.0008 | 3329.796 | 0.0593 | 6.733 | 0.3089 | 56053.972 | Pipeline Natural Gas |  | Combustion turbine |  | Water Injection |  |  | ARP, CSNOX, CSOSG3, CSSO2G1 | 55250 UP9 | 2001-05-25 | 300 |  |  | 2.4316 | 2.133% | Electric Utility | Pratt & Whitney Unknown |  | 0.20009
TN | Gleason Combustion Turbine Plant | 55251 | CTG-1 |  | 2023 | 833 | 757.1 | 124367.94 |  | 0.405 | 0.001 | 80206.173 | 0.059 | 49.831 | 0.0746 | 1349620.787 | Pipeline Natural Gas |  | Combustion turbine |  | Dry Low NOx Burners |  |  | ARP, CSNOX, CSOSG2, CSSO2G1 | 55251 CTG-1 | 2000-06-06 | 2110 |  |  | 0.80135 | 7.302% | Electric Utility | Siemens Unknown |  | 0.07499
TN | Gleason Combustion Turbine Plant | 55251 | CTG-2 |  | 2023 | 825 | 745.48 | 121881.44 |  | 0.397 | 0.001 | 78661.954 | 0.059 | 51.625 | 0.0764 | 1323661.062 | Pipeline Natural Gas |  | Combustion turbine |  | Dry Low NOx Burners |  |  | ARP, CSNOX, CSOSG2, CSSO2G1 | 55251 CTG-2 | 2000-05-24 | 2110 |  |  | 0.84713 | 7.161% | Electric Utility | Siemens Unknown |  | 0.074837
TN | Gleason Combustion Turbine Plant | 55251 | CTG-3 |  | 2023 | 556 | 510.08 | 77949.75 |  | 0.259 | 0.001 | 51311.453 | 0.059 | 28.41 | 0.0664 | 863414.184 | Pipeline Natural Gas |  | Combustion turbine |  | Dry Low NOx Burners |  |  | ARP, CSNOX, CSOSG2, CSSO2G1 | 55251 CTG-3 | 2000-05-18 | 2100 |  |  | 0.72893 | 4.693% | Electric Utility | Siemens Unknown |  | 0.069524
IL | Crete Energy Park | 55253 | GT1 |  | 2023 | 303 | 252.12 | 13586.36 |  | 0.056 | 0.001 | 11091.954 | 0.059 | 2.297 | 0.0242 | 186630.31 | Pipeline Natural Gas |  | Combustion turbine |  | Dry Low NOx Burners |  |  | ARP, CSNOX, CSOSG3, CSSO2G1 | 55253 GT1 | 2002-04-11 | 1100 |  |  | 0.33813 | 1.937% | Electric Utility | GE MS7001EA | Frame | 0.027593
IL | Crete Energy Park | 55253 | GT2 |  | 2023 | 373 | 315.08 | 17177.82 |  | 0.07 | 0.001 | 13792.459 | 0.059 | 2.846 | 0.0242 | 232072.903 | Pipeline Natural Gas |  | Combustion turbine |  | Dry Low NOx Burners |  |  | ARP, CSNOX, CSOSG3, CSSO2G1 | 55253 GT2 | 2002-04-06 | 1100 |  |  | 0.33136 | 2.408% | Electric Utility | GE MS7001EA | Frame | 0.025239
IL | Crete Energy Park | 55253 | GT3 |  | 2023 | 272 | 223.9 | 12325.7 |  | 0.05 | 0.001 | 9850.729 | 0.0591 | 2.24 | 0.0266 | 165759.326 | Pipeline Natural Gas |  | Combustion turbine |  | Dry Low NOx Burners |  |  | ARP, CSNOX, CSOSG3, CSSO2G1 | 55253 GT3 | 2002-03-28 | 1100 |  |  | 0.36347 | 1.72% | Electric Utility | GE MS7001EA | Frame | 0.02851
IL | Crete Energy Park | 55253 | GT4 |  | 2023 | 251 | 209.5 | 11014.03 |  | 0.048 | 0.001 | 9465.556 | 0.059 | 2.219 | 0.0275 | 159275.575 | Pipeline Natural Gas |  | Combustion turbine |  | Dry Low NOx Burners |  |  | ARP, CSNOX, CSOSG3, CSSO2G1 | 55253 GT4 | 2002-03-26 | 1100 |  |  | 0.40294 | 1.653% | Electric Utility | GE MS7001EA | Frame | 0.026574
IN | Whiting Clean Energy, Inc. | 55259 | CT1 |  | 2023 | 8112 | 8109.96 | 1131585.43 |  | 4.052 | 0.001 | 802554.137 | 0.059 | 54.228 | 0.0081 | 13504441.947 | Pipeline Natural Gas |  | Combined cycle |  | Dry Low NOx Burners,Selective Catalytic Reduction |  |  | ARP, CSNOX, CSOSG3, CSSO2G1 | 55259 CT1 | 2001-07-21 | 2994 |  | Y | 0.095844 | 51.49% | Cogeneration |  |  | 0.0083063
IN | Whiting Clean Energy, Inc. | 55259 | CT2 |  | 2023 | 7913 | 7911.35 | 1135842.77 |  | 3.91 | 0.001 | 774508.534 | 0.059 | 52.285 | 0.0081 | 13032657.77 | Pipeline Natural Gas |  | Combined cycle |  | Dry Low NOx Burners,Selective Catalytic Reduction |  |  | ARP, CSNOX, CSOSG3, CSSO2G1 | 55259 CT2 | 2001-07-13 | 2994 |  | Y | 0.092064 | 49.69% | Cogeneration |  |  | 0.0082132
OH | AMP-Ohio Gas Turbines Bowling Green | 55262 | CT1 |  | 2023 | 75 | 50.25 | 1003.69 |  | 0.007 | 0.0008 | 1447.2 | 0.0589 | 1.841 | 0.1499 | 24540 | Pipeline Natural Gas |  | Combustion turbine |  | Selective Catalytic Reduction |  |  | ARP, CSNOX, CSOSG3, CSSO2G1 | 55262 CT1 | 2001-02-08 | 507 |  | Y | 3.6685 | 0.5525% | Electric Utility |  |  | 0.13859
OH | AMP-Ohio Gas Turbines Galion | 55263 | CT1 |  | 2023 | 54 | 39.34 | 703.22 |  | 0.007 | 0.0008 | 1477.7 | 0.059 | 1.878 | 0.15 | 25040.4 | Pipeline Natural Gas |  | Combustion turbine |  | Selective Catalytic Reduction |  |  | ARP, CSNOX, CSOSG3, CSSO2G1 | 55263 CT1 | 2001-06-07 | 507 |  | Y | 5.3411 | 0.5638% | Electric Utility | Siemens 301G | Frame | 0.14296
OH | AMP-Ohio Gas Turbines Napoleon | 55264 | CT1 |  | 2023 | 75 | 56.18 | 1124.14 |  | 0.008 | 0.0009 | 1524.6 | 0.059 | 1.939 | 0.15 | 25850.8 | Pipeline Natural Gas |  | Combustion turbine |  | Selective Catalytic Reduction |  |  | ARP, CSNOX, CSOSG3, CSSO2G1 | 55264 CT1 | 2001-03-06 | 507 |  | Y | 3.4497 | 0.5821% | Electric Utility |  |  | 0.14378
GA | Edward L Addison Generating Plant | 55267 | 1 |  | 2023 | 128 | 101.09 | 13559.56 |  | 0.054 | 0.001 | 9505.159 | 0.0619 | 4.289 | 0.0647 | 152037.263 | Pipeline Natural Gas | Diesel Oil | Combustion turbine |  | Dry Low NOx Burners |  |  | ARP, CSNOX, CSOSG1, CSSO2G2 | 55267 1 | 2000-03-16 | 1923 |  |  | 0.63262 | 0.9025% | Electric Utility | GE MS7001FA GT | Frame | 0.039773
GA | Edward L Addison Generating Plant | 55267 | 2 |  | 2023 | 774 | 656.31 | 91053.78 |  | 0.306 | 0.001 | 59541.102 | 0.0595 | 19.791 | 0.0523 | 997592.963 | Pipeline Natural Gas | Diesel Oil | Combustion turbine |  | Dry Low NOx Burners |  |  | ARP, CSNOX, CSOSG1, CSSO2G2 | 55267 2 | 2000-05-01 | 1922 |  |  | 0.43471 | 5.925% | Electric Utility | GE MS7001FA GT | Frame | 0.036415
GA | Edward L Addison Generating Plant | 55267 | 3 |  | 2023 | 127 | 104.61 | 14235.38 |  | 0.051 | 0.001 | 9546.906 | 0.0611 | 3.57 | 0.0579 | 156831.222 | Pipeline Natural Gas | Diesel Oil | Combustion turbine |  | Dry Low NOx Burners |  |  | ARP, CSNOX, CSOSG1, CSSO2G2 | 55267 3 | 2000-04-10 | 1855 |  |  | 0.50157 | 0.9651% | Electric Utility | GE MS7001FA GT | Frame | 0.039438
GA | Edward L Addison Generating Plant | 55267 | 4 |  | 2023 | 738 | 617.41 | 84281.99 |  | 0.289 | 0.001 | 55945.059 | 0.0599 | 19.51 | 0.0555 | 935018.489 | Pipeline Natural Gas | Diesel Oil | Combustion turbine |  | Dry Low NOx Burners |  |  | ARP, CSNOX, CSOSG1, CSSO2G2 | 55267 4 | 2000-04-29 | 1831 |  |  | 0.46297 | 5.829% | Electric Utility | GE MS7001FA GT | Frame | 0.036618
MS | Southaven Combined Cycle Plant | 55269 | AA-001 |  | 2023 | 7179 | 7149.34 | 1703487.52 |  | 3.48 | 0.001 | 689240.444 | 0.059 | 66.561 | 0.0124 | 11597854.293 | Pipeline Natural Gas |  | Combined cycle |  | Dry Low NOx Burners,Selective Catalytic Reduction |  |  | ARP, CSOSG2 | 55269 AA-001 | 2003-03-14 | 3630 |  | Y | 0.078147 | 36.47% | Electric Utility |  |  | 0.011793
MS | Southaven Combined Cycle Plant | 55269 | AA-002 |  | 2023 | 5745 | 5654.62 | 1326003.13 |  | 2.763 | 0.001 | 547405.71 | 0.059 | 54.251 | 0.0139 | 9211165.371 | Pipeline Natural Gas |  | Combined cycle |  | Dry Low NOx Burners,Selective Catalytic Reduction |  |  | ARP, CSOSG2 | 55269 AA-002 | 2003-03-29 | 3630 |  | Y | 0.081826 | 28.97% | Electric Utility |  |  | 0.011635
MS | Southaven Combined Cycle Plant | 55269 | AA-003 |  | 2023 | 6753 | 6659.53 | 1579824.88 |  | 3.094 | 0.001 | 612962.402 | 0.059 | 65.379 | 0.0148 | 10314306.887 | Pipeline Natural Gas |  | Combined cycle |  | Dry Low NOx Burners,Selective Catalytic Reduction |  |  | ARP, CSOSG2 | 55269 AA-003 | 2003-05-03 | 3630 |  | Y | 0.082767 | 32.44% | Electric Utility |  |  | 0.011981
MI | Jackson Generating Station | 55270 | 7EA |  | 2023 | 4691 | 4517.61 | 552533.75 |  | 1.272 | 0.001 | 251891.164 | 0.059 | 60.042 | 0.0327 | 4238519.408 | Pipeline Natural Gas |  | Combined cycle |  | Dry Low NOx Burners |  |  | ARP, CSNOX, CSOSG3, CSSO2G1 | 55270 7EA | 2002-05-07 | 1300 |  |  | 0.21733 | 37.22% | Electric Utility |  |  | 0.027557
MI | Jackson Generating Station | 55270 | LM1 |  | 2023 | 4783 | 4544.62 | 244513.19 |  | 0.607 | 0.001 | 120135.234 | 0.0592 | 79.463 | 0.0887 | 2021408.226 | Pipeline Natural Gas |  | Combined cycle |  | Steam Injection |  |  | ARP, CSNOX, CSOSG3, CSSO2G1 | 55270 LM1 | 2002-04-27 | 650 |  |  | 0.64997 | 35.5% | Electric Utility |  |  | 0.075676
MI | Jackson Generating Station | 55270 | LM2 |  | 2023 | 4781 | 4547.56 | 239932.87 |  | 0.591 | 0.001 | 116985.634 | 0.0592 | 77.114 | 0.0842 | 1968466.736 | Pipeline Natural Gas |  | Combined cycle |  | Steam Injection |  |  | ARP, CSNOX, CSOSG3, CSSO2G1 | 55270 LM2 | 2002-04-29 | 650 |  |  | 0.6428 | 34.57% | Electric Utility |  |  | 0.075166
MI | Jackson Generating Station | 55270 | LM3 |  | 2023 | 4882 | 4639.06 | 249196.1 |  | 0.624 | 0.001 | 123545.776 | 0.0592 | 82.154 | 0.0883 | 2078899.381 | Pipeline Natural Gas |  | Combined cycle |  | Steam Injection |  |  | ARP, CSNOX, CSOSG3, CSSO2G1 | 55270 LM3 | 2002-04-30 | 650 |  |  | 0.65935 | 36.51% | Electric Utility |  |  | 0.074675
MI | Jackson Generating Station | 55270 | LM4 |  | 2023 | 4823 | 4593.94 | 252458.11 |  | 0.651 | 0.001 | 128944.519 | 0.0592 | 82.271 | 0.0828 | 2169750.898 | Pipeline Natural Gas |  | Combined cycle |  | Steam Injection |  |  | ARP, CSNOX, CSOSG3, CSSO2G1 | 55270 LM4 | 2002-05-04 | 672 |  |  | 0.65176 | 36.86% | Electric Utility |  |  | 0.074178
MI | Jackson Generating Station | 55270 | LM5 |  | 2023 | 4471 | 4233.04 | 230744.61 |  | 0.584 | 0.001 | 115581.598 | 0.0592 | 75.097 | 0.0872 | 1944851.24 | Pipeline Natural Gas |  | Combined cycle |  | Steam Injection |  |  | ARP, CSNOX, CSOSG3, CSSO2G1 | 55270 LM5 | 2002-05-08 | 650 |  |  | 0.65091 | 34.16% | Electric Utility |  |  | 0.074932
MI | Jackson Generating Station | 55270 | LM6 |  | 2023 | 4815 | 4575.75 | 250426.74 |  | 0.631 | 0.001 | 125047.93 | 0.0592 | 79.024 | 0.0815 | 2104185.736 | Pipeline Natural Gas |  | Combined cycle |  | Steam Injection |  |  | ARP, CSNOX, CSOSG3, CSSO2G1 | 55270 LM6 | 2002-05-10 | 672 |  |  | 0.63111 | 35.74% | Electric Utility |  |  | 0.073251
AL | Tenaska Lindsay Hill Generating Station | 55271 | CT1 |  | 2023 | 5275 | 5206.66 | 1154604.76 |  | 2.471 | 0.001 | 489447.826 | 0.059 | 33.845 | 0.0099 | 8235788.143 | Pipeline Natural Gas | Diesel Oil | Combined cycle |  | Dry Low NOx Burners,Water Injection,Selective Catalytic Reduction |  |  | ARP, CSNOX, CSOSG2, CSSO2G2 | 55271 CT1 | 2002-01-15 | 2543.2 |  | Y | 0.058626 | 36.97% | Electric Utility |  |  | 0.0079774
AL | Tenaska Lindsay Hill Generating Station | 55271 | CT2 |  | 2023 | 4422 | 4342.05 | 973753.34 |  | 2.109 | 0.001 | 417832.842 | 0.059 | 27.318 | 0.0103 | 7030690.414 | Pipeline Natural Gas | Diesel Oil | Combined cycle |  | Dry Low NOx Burners,Water Injection,Selective Catalytic Reduction |  |  | ARP, CSNOX, CSOSG2, CSSO2G2 | 55271 CT2 | 2002-01-23 | 2551 |  | Y | 0.056109 | 31.46% | Electric Utility |  |  | 0.0081149
AL | Tenaska Lindsay Hill Generating Station | 55271 | CT3 |  | 2023 | 2863 | 2823.44 | 639222.55 |  | 1.363 | 0.001 | 269975.467 | 0.059 | 17.815 | 0.01 | 4542700.743 | Pipeline Natural Gas | Diesel Oil | Combined cycle |  | Dry Low NOx Burners,Water Injection,Selective Catalytic Reduction |  |  | ARP, CSNOX, CSOSG2, CSSO2G2 | 55271 CT3 | 2002-01-28 | 2405 |  | Y | 0.05574 | 21.56% | Electric Utility |  |  | 0.0078552
WV | Ceredo Generating Station | 55276 | 1 | CP01 | 2023 | 1158 | 1045.42 | 71339.43 |  | 0.271 | 0.0009 | 52848.8 | 0.0585 | 38.376 | 0.1671 | 895763.2 | Pipeline Natural Gas |  | Combustion turbine |  | Combustion Modification/Fuel Reburning |  |  | ARP, CSNOX, CSOSG2E, CSSO2G1 | 55276 1 | 2001-04-07 | 1114 |  |  | 1.0759 | 9.179% | Electric Utility |  |  | 0.047145
WV | Ceredo Generating Station | 55276 | 2 | CP01 | 2023 | 1291 | 1161.41 | 79036.17 |  | 0.305 | 0.0009 | 58510.7 | 0.058 | 39.016 | 0.1598 | 991735.4 | Pipeline Natural Gas |  | Combustion turbine |  | Combustion Modification/Fuel Reburning |  |  | ARP, CSNOX, CSOSG2E, CSSO2G1 | 55276 2 | 2001-04-08 | 1114 |  |  | 0.98729 | 10.16% | Electric Utility |  |  | 0.044073
WV | Ceredo Generating Station | 55276 | 3 | CP01 | 2023 | 1243 | 1120.44 | 77532.09 |  | 0.299 | 0.0009 | 57384.7 | 0.0584 | 38.741 | 0.1583 | 972636.6 | Pipeline Natural Gas |  | Combustion turbine |  | Combustion Modification/Fuel Reburning |  |  | ARP, CSNOX, CSOSG2E, CSSO2G1 | 55276 3 | 2001-04-11 | 1114 |  |  | 0.99935 | 9.967% | Electric Utility |  |  | 0.0438
WV | Ceredo Generating Station | 55276 | 4 | CP01 | 2023 | 1290 | 1158.99 | 78882.75 |  | 0.304 | 0.0009 | 58382.4 | 0.0585 | 38.835 | 0.1585 | 989608.9 | Pipeline Natural Gas |  | Combustion turbine |  | Combustion Modification/Fuel Reburning |  |  | ARP, CSNOX, CSOSG2E, CSSO2G1 | 55276 4 | 2001-04-13 | 1114 |  |  | 0.98463 | 10.14% | Electric Utility |  |  | 0.043345
WV | Ceredo Generating Station | 55276 | 5 | CP01 | 2023 | 1223 | 1098.22 | 75236.25 |  | 0.291 | 0.0009 | 55680.5 | 0.0584 | 36.004 | 0.1568 | 943807 | Pipeline Natural Gas |  | Combustion turbine |  | Combustion Modification/Fuel Reburning |  |  | ARP, CSNOX, CSOSG2E, CSSO2G1 | 55276 5 | 2001-04-26 | 1114 |  |  | 0.95709 | 9.672% | Electric Utility |  |  | 0.042917
WV | Ceredo Generating Station | 55276 | 6 | CP01 | 2023 | 1292 | 1159.79 | 79713.52 |  | 0.308 | 0.0009 | 58994.7 | 0.0581 | 38.496 | 0.1577 | 999918.8 | Pipeline Natural Gas |  | Combustion turbine |  | Combustion Modification/Fuel Reburning |  |  | ARP, CSNOX, CSOSG2E, CSSO2G1 | 55276 6 | 2001-04-29 | 1114 |  |  | 0.96586 | 10.25% | Electric Utility |  |  | 0.04356
IL | Aurora | 55279 | AGS01 |  | 2023 | 442 | 392.63 | 54145.4 |  | 0.181 | 0.001 | 35813.084 | 0.059 | 12.476 | 0.0495 | 602621.149 | Pipeline Natural Gas |  | Combustion turbine |  | Dry Low NOx Burners |  |  | ARP, CSNOX, CSOSG3, CSSO2G1 | 55279 AGS01 | 2002-04-22 | 2050 |  |  | 0.46083 | 3.356% | Electric Utility | GE MS7001FA GT | Frame | 0.040962
IL | Aurora | 55279 | AGS02 |  | 2023 | 670 | 600.28 | 84653.78 |  | 0.242 | 0.001 | 48031.487 | 0.059 | 13.752 | 0.0423 | 808220.185 | Pipeline Natural Gas |  | Combustion turbine |  | Dry Low NOx Burners |  |  | ARP, CSNOX, CSOSG3, CSSO2G1 | 55279 AGS02 | 2001-05-01 | 2050 |  |  | 0.3249 | 4.501% | Electric Utility | GE MS7001FA GT | Frame | 0.035942
IL | Aurora | 55279 | AGS03 |  | 2023 | 599 | 543.84 | 79007.47 |  | 0.215 | 0.001 | 42609.495 | 0.059 | 15.901 | 0.0505 | 716983.496 | Pipeline Natural Gas |  | Combustion turbine |  | Dry Low NOx Burners |  |  | ARP, CSNOX, CSOSG3, CSSO2G1 | 55279 AGS03 | 2001-05-01 | 2050 |  |  | 0.40252 | 3.993% | Electric Utility | GE MS7001FA GT | Frame | 0.039109
IL | Aurora | 55279 | AGS04 |  | 2023 | 455 | 408 | 56078.22 |  | 0.159 | 0.001 | 31530.006 | 0.059 | 10.538 | 0.047 | 530558.467 | Pipeline Natural Gas |  | Combustion turbine |  | Dry Low NOx Burners |  |  | ARP, CSNOX, CSOSG3, CSSO2G1 | 55279 AGS04 | 2001-04-07 | 2050 |  |  | 0.37583 | 2.954% | Electric Utility | GE MS7001FA GT | Frame | 0.037369
IL | Aurora | 55279 | AGS05 |  | 2023 | 301 | 261.81 | 11431.06 |  | 0.032 | 0.001 | 6271.216 | 0.0592 | 3.961 | 0.086 | 105531.638 | Pipeline Natural Gas |  | Combustion turbine |  | Water Injection |  |  | ARP, CSNOX, CSOSG3, CSSO2G1 | 55279 AGS05 | 2001-04-21 | 510 |  |  | 0.69302 | 2.362% | Electric Utility | GE MS6001FA | Frame | 0.084645
IL | Aurora | 55279 | AGS06 |  | 2023 | 773 | 694.77 | 30570.51 |  | 0.084 | 0.001 | 16592.551 | 0.0592 | 10.622 | 0.0845 | 279205.422 | Pipeline Natural Gas |  | Combustion turbine |  | Water Injection |  |  | ARP, CSNOX, CSOSG3, CSSO2G1 | 55279 AGS06 | 2001-04-21 | 510 |  |  | 0.69492 | 6.25% | Electric Utility | GE MS6001FA | Frame | 0.083062
IL | Aurora | 55279 | AGS07 |  | 2023 | 757 | 675.29 | 29521.08 |  | 0.081 | 0.001 | 16139.607 | 0.0592 | 10.39 | 0.0845 | 271584.792 | Pipeline Natural Gas |  | Combustion turbine |  | Water Injection |  |  | ARP, CSNOX, CSOSG3, CSSO2G1 | 55279 AGS07 | 2001-04-26 | 510 |  |  | 0.7039 | 6.079% | Electric Utility | GE MS6001FA | Frame | 0.083188
IL | Aurora | 55279 | AGS08 |  | 2023 | 542 | 479.49 | 21015.94 |  | 0.059 | 0.001 | 11678.919 | 0.0593 | 7.454 | 0.0836 | 196514.575 | Pipeline Natural Gas |  | Combustion turbine |  | Water Injection |  |  | ARP, CSNOX, CSOSG3, CSSO2G1 | 55279 AGS08 | 2001-05-04 | 510 |  |  | 0.70937 | 4.399% | Electric Utility | GE MS6001FA | Frame | 0.082445
IL | Aurora | 55279 | AGS09 |  | 2023 | 761 | 684.03 | 30132.86 |  | 0.084 | 0.001 | 16700.509 | 0.0592 | 10.596 | 0.0831 | 280996.887 | Pipeline Natural Gas |  | Combustion turbine |  | Water Injection |  |  | ARP, CSNOX, CSOSG3, CSSO2G1 | 55279 AGS09 | 2001-05-14 | 510 |  |  | 0.70329 | 6.29% | Electric Utility | GE MS6001FA | Frame | 0.081187
IL | Aurora | 55279 | AGS10 |  | 2023 | 649 | 583.51 | 25655.57 |  | 0.073 | 0.001 | 14433.351 | 0.0592 | 8.686 | 0.0782 | 242884.271 | Pipeline Natural Gas |  | Combustion turbine |  | Water Injection |  |  | ARP, CSNOX, CSOSG3, CSSO2G1 | 55279 AGS10 | 2001-05-23 | 510 |  |  | 0.67712 | 5.437% | Electric Utility |  |  | 0.078647
IL | Southeast Chicago Energy Project | 55281 | CTG10 | CP1 | 2023 | 0 | 0 | [9 empty] | Pipeline Natural Gas |  | Combustion turbine |  | Dry Low NOx Burners |  |  | ARP, CSNOX, CSOSG3, CSSO2G1 | 55281 CTG10 | 2002-07-01 | 500.1 |  |  |  | 0% | Electric Utility | GE MS6001B | Frame | 0.16501
IL | Southeast Chicago Energy Project | 55281 | CTG11 | CP1 | 2023 | 0 | 0 | [9 empty] | Pipeline Natural Gas |  | Combustion turbine |  | Dry Low NOx Burners |  |  | ARP, CSNOX, CSOSG3, CSSO2G1 | 55281 CTG11 | 2002-07-01 | 500.1 |  |  |  | 0% | Electric Utility | GE MS6001B | Frame | 0.16053
IL | Southeast Chicago Energy Project | 55281 | CTG12 | CP1 | 2023 | 0 | 0 | [9 empty] | Pipeline Natural Gas |  | Combustion turbine |  | Dry Low NOx Burners |  |  | ARP, CSNOX, CSOSG3, CSSO2G1 | 55281 CTG12 | 2002-07-01 | 500.1 |  |  |  | 0% | Electric Utility | GE MS6001B | Frame | 0.16429
IL | Southeast Chicago Energy Project | 55281 | CTG5 | CP1 | 2023 | 0 | 0 | [9 empty] | Pipeline Natural Gas |  | Combustion turbine |  | Dry Low NOx Burners |  |  | ARP, CSNOX, CSOSG3, CSSO2G1 | 55281 CTG5 | 2002-07-01 | 500.1 |  |  |  | 0% | Electric Utility | GE MS6001B | Frame | 0.16224
IL | Southeast Chicago Energy Project | 55281 | CTG6 | CP1 | 2023 | 0 | 0 | [9 empty] | Pipeline Natural Gas |  | Combustion turbine |  | Dry Low NOx Burners |  |  | ARP, CSNOX, CSOSG3, CSSO2G1 | 55281 CTG6 | 2002-07-01 | 500.1 |  |  |  | 0% | Electric Utility | GE MS6001B | Frame | 0.16602
IL | Southeast Chicago Energy Project | 55281 | CTG7 | CP1 | 2023 | 0 | 0 | [9 empty] | Pipeline Natural Gas |  | Combustion turbine |  | Dry Low NOx Burners |  |  | ARP, CSNOX, CSOSG3, CSSO2G1 | 55281 CTG7 | 2002-07-01 | 500.1 |  |  |  | 0% | Electric Utility | GE MS6001B | Frame | 0.16143
IL | Southeast Chicago Energy Project | 55281 | CTG8 | CP1 | 2023 | 0 | 0 | [9 empty] | Pipeline Natural Gas |  | Combustion turbine |  | Dry Low NOx Burners |  |  | ARP, CSNOX, CSOSG3, CSSO2G1 | 55281 CTG8 | 2002-07-01 | 500.1 |  |  |  | 0% | Electric Utility | GE MS6001B | Frame | 0.16781
IL | Southeast Chicago Energy Project | 55281 | CTG9 | CP1 | 2023 | 0 | 0 | [9 empty] | Pipeline Natural Gas |  | Combustion turbine |  | Dry Low NOx Burners |  |  | ARP, CSNOX, CSOSG3, CSSO2G1 | 55281 CTG9 | 2002-07-01 | 500.1 |  |  |  | 0% | Electric Utility | GE MS6001B | Frame | 0.16713
AZ | Arlington Valley Energy Facility | 55282 | CTG1 |  | 2023 | 7295 | 7257.16 | 1806747.41 |  | 3.848 | 0.001 | 762140.515 | 0.059 | 55.408 | 0.0096 | 12824480.503 | Pipeline Natural Gas |  | Combined cycle |  | Dry Low NOx Burners,Selective Catalytic Reduction |  |  | ARP | 55282 CTG1 | 2002-03-19 | 2195 |  | Y | 0.061335 | 66.7% | Electric Utility |  |  | 0.0081123
AZ | Arlington Valley Energy Facility | 55282 | CTG2 |  | 2023 | 7304 | 7269.67 | 1809949.22 |  | 3.858 | 0.001 | 764262.912 | 0.059 | 48.942 | 0.0083 | 12860257.923 | Pipeline Natural Gas |  | Combined cycle |  | Dry Low NOx Burners,Selective Catalytic Reduction |  |  | ARP | 55282 CTG2 | 2002-04-04 | 2575 |  | Y | 0.054081 | 57.01% | Electric Utility |  |  | 0.0077728
CO | Front Range Power Plant | 55283 | 1 |  | 2023 | 6697 | 6687.29 | 1027517.65 |  | 2.397 | 0.001 | 474871.336 | 0.059 | 119.234 | 0.0296 | 7990651.248 | Pipeline Natural Gas |  | Combined cycle |  | Dry Low NOx Burners |  |  | ARP | 55283 1 | 2002-12-06 | 2100 |  |  | 0.23208 | 43.44% | Electric Utility |  |  | 0.032014
CO | Front Range Power Plant | 55283 | 2 |  | 2023 | 6896 | 6880.72 | 1063537.62 |  | 2.444 | 0.001 | 484134.612 | 0.059 | 132.842 | 0.033 | 8146462.096 | Pipeline Natural Gas |  | Combined cycle |  | Dry Low NOx Burners |  |  | ARP | 55283 2 | 2002-12-08 | 2100 |  |  | 0.24981 | 44.28% | Electric Utility |  |  | 0.033232
WV | Big Sandy Peaker Plant | 55284 | GS01 | CP100, CP200 | 2023 | 1935 | 1547.89 | 28633.35 |  | 0.096 | 0.0009 | 19037.363 | 0.0586 | 16.743 | 0.1452 | 320592.887 | Pipeline Natural Gas |  | Combustion turbine |  | Water Injection |  |  | ARP, CSNOX, CSOSG2E, CSSO2G1 | 55284 GS01 | 2001-06-06 | 300 |  |  | 1.1695 | 12.2% | Electric Utility |  |  | 0.18243
WV | Big Sandy Peaker Plant | 55284 | GS02 | CP100, CP200 | 2023 | 1794 | 1423.43 | 28309.2 |  | 0.096 | 0.0009 | 19040.256 | 0.0587 | 18.276 | 0.1578 | 320642.907 | Pipeline Natural Gas |  | Combustion turbine |  | Water Injection |  |  | ARP, CSNOX, CSOSG2E, CSSO2G1 | 55284 GS02 | 2001-06-06 | 300 |  |  | 1.2912 | 12.2% | Electric Utility |  |  | 0.16852
WV | Big Sandy Peaker Plant | 55284 | GS03 | CP100, CP200 | 2023 | 2008 | 1607.48 | 30509.22 |  | 0.103 | 0.0009 | 20362.27 | 0.0586 | 17.763 | 0.1388 | 342837.007 | Pipeline Natural Gas |  | Combustion turbine |  | Water Injection |  |  | ARP, CSNOX, CSOSG2E, CSSO2G1 | 55284 GS03 | 2001-06-24 | 300 |  |  | 1.1644 | 13.05% | Electric Utility |  |  | 0.17639
WV | Big Sandy Peaker Plant | 55284 | GS04 | CP100, CP200 | 2023 | 1972 | 1572.2 | 29978.69 |  | 0.102 | 0.0009 | 20212.15 | 0.0588 | 17.59 | 0.1376 | 340287.407 | Pipeline Natural Gas |  | Combustion turbine |  | Water Injection |  |  | ARP, CSNOX, CSOSG2E, CSSO2G1 | 55284 GS04 | 2001-06-24 | 300 |  |  | 1.1735 | 12.95% | Electric Utility |  |  | 0.16791
WV | Big Sandy Peaker Plant | 55284 | GS05 | CP100, CP200 | 2023 | 1923 | 1533.89 | 30394.09 |  | 0.103 | 0.0009 | 20275.932 | 0.0586 | 18.467 | 0.1482 | 341405.712 | Pipeline Natural Gas |  | Combustion turbine |  | Water Injection |  |  | ARP, CSNOX, CSOSG2E, CSSO2G1 | 55284 GS05 | 2001-07-04 | 300 |  |  | 1.2152 | 12.99% | Electric Utility |  |  | 0.19389
WV | Big Sandy Peaker Plant | 55284 | GS06 | CP100, CP200 | 2023 | 1856 | 1478.13 | 26917.61 |  | 0.091 | 0.0009 | 17932.09 | 0.0589 | 17.501 | 0.147 | 301886.396 | Pipeline Natural Gas |  | Combustion turbine |  | Water Injection |  |  | ARP, CSNOX, CSOSG2E, CSSO2G1 | 55284 GS06 | 2001-07-04 | 300 |  |  | 1.3003 | 11.49% | Electric Utility |  |  | 0.17771
WV | Big Sandy Peaker Plant | 55284 | GS07 | CP100, CP200 | 2023 | 1512 | 1238.72 | 24819.85 |  | 0.082 | 0.001 | 16215.336 | 0.059 | 11.926 | 0.0984 | 272851.532 | Pipeline Natural Gas |  | Combustion turbine |  | Water Injection |  |  | ARP, CSNOX, CSOSG2E, CSSO2G1 | 55284 GS07 | 2001-07-04 | 300 |  |  | 0.96101 | 10.38% | Electric Utility |  |  | 0.17613
WV | Big Sandy Peaker Plant | 55284 | GS08 | CP100, CP200 | 2023 | 1812 | 1466.82 | 28508.73 |  | 0.096 | 0.001 | 18994.396 | 0.0587 | 18.172 | 0.1464 | 319801.786 | Pipeline Natural Gas |  | Combustion turbine |  | Water Injection |  |  | ARP, CSNOX, CSOSG2E, CSSO2G1 | 55284 GS08 | 2001-07-04 | 300 |  |  | 1.2748 | 12.17% | Electric Utility |  |  | 0.18389
WV | Big Sandy Peaker Plant | 55284 | GS09 | CP100, CP200 | 2023 | 1677 | 1341.35 | 25394.63 |  | 0.085 | 0.0009 | 16799.933 | 0.0584 | 15.651 | 0.1541 | 282898.232 | Pipeline Natural Gas |  | Combustion turbine |  | Water Injection |  |  | ARP, CSNOX, CSOSG2E, CSSO2G1 | 55284 GS09 | 2001-07-17 | 300 |  |  | 1.2326 | 10.76% | Electric Utility |  |  | 0.18132
WV | Big Sandy Peaker Plant | 55284 | GS10 | CP100, CP200 | 2023 | 1495 | 1197.34 | 23785.98 |  | 0.08 | 0.0009 | 15774.609 | 0.0587 | 14.653 | 0.1444 | 265632.069 | Pipeline Natural Gas |  | Combustion turbine |  | Water Injection |  |  | ARP, CSNOX, CSOSG2E, CSSO2G1 | 55284 GS10 | 2001-07-17 | 300 |  |  | 1.2321 | 10.11% | Electric Utility |  |  | 0.17625
WV | Big Sandy Peaker Plant | 55284 | GS11 | CP100, CP200 | 2023 | 1856 | 1491.02 | 27646.43 |  | 0.093 | 0.0009 | 18346.815 | 0.0585 | 18.834 | 0.1653 | 308948.924 | Pipeline Natural Gas |  | Combustion turbine |  | Water Injection |  |  | ARP, CSNOX, CSOSG2E, CSSO2G1 | 55284 GS11 | 2001-07-30 | 300 |  |  | 1.3625 | 11.76% | Electric Utility |  |  | 0.20129
WV | Big Sandy Peaker Plant | 55284 | GS12 | CP100, CP200 | 2023 | 1038 | 832.94 | 19116.67 |  | 0.063 | 0.0009 | 12397.359 | 0.0587 | 13.587 | 0.1859 | 208833.861 | Pipeline Natural Gas |  | Combustion turbine |  | Water Injection |  |  | ARP, CSNOX, CSOSG2E, CSSO2G1 | 55284 GS12 | 2001-07-30 | 300 |  |  | 1.4215 | 7.946% | Electric Utility |  |  | 0.1998
VA | Wolf Hills Energy | 55285 | WH01 | CP100, CP200 | 2023 | 407 | 300.02 | 6807.87 |  | 0.021 | 0.0009 | 4172.139 | 0.0583 | 4.684 | 0.2099 | 70258.15 | Pipeline Natural Gas |  | Combustion turbine |  | Water Injection |  |  | ARP, CSNOX, CSOSG3, CSSO2G1, RGGI | 55285 WH01 | 2001-06-12 | 300 |  |  | 1.3761 | 2.673% | Electric Utility | GE Unknown |  | 0.1557
VA | Wolf Hills Energy | 55285 | WH02 | CP100, CP200 | 2023 | 120 | 72.14 | 1528.48 |  | 0.005 | 0.0007 | 969.584 | 0.0573 | 1.905 | 0.3746 | 16357.686 | Pipeline Natural Gas |  | Combustion turbine |  | Water Injection |  |  | ARP, CSNOX, CSOSG3, CSSO2G1, RGGI | 55285 WH02 | 2001-06-12 | 300 |  |  | 2.4927 | 0.6224% | Electric Utility |  |  | 0.15739
VA | Wolf Hills Energy | 55285 | WH03 | CP100, CP300 | 2023 | 692 | 555.72 | 12672.13 |  | 0.039 | 0.0009 | 7742.101 | 0.0587 | 6.882 | 0.1634 | 130343.753 | Pipeline Natural Gas |  | Combustion turbine |  | Water Injection |  |  | ARP, CSNOX, CSOSG3, CSSO2G1, RGGI | 55285 WH03 | 2001-05-17 | 300 |  |  | 1.0862 | 4.96% | Electric Utility | GE Unknown |  | 0.14352
VA | Wolf Hills Energy | 55285 | WH04 | CP100, CP300 | 2023 | 676 | 543.74 | 12707.84 |  | 0.039 | 0.0009 | 7744.181 | 0.0589 | 5.833 | 0.1392 | 130353.135 | Pipeline Natural Gas |  | Combustion turbine |  | Water Injection |  |  | ARP, CSNOX, CSOSG3, CSSO2G1, RGGI | 55285 WH04 | 2001-05-17 | 300 |  |  | 0.91802 | 4.96% | Electric Utility |  |  | 0.14381
VA | Wolf Hills Energy | 55285 | WH05 | CP100, CP400 | 2023 | 612 | 441.57 | 8675.93 |  | 0.028 | 0.0009 | 5496.871 | 0.0588 | 6.106 | 0.2074 | 92538.685 | Pipeline Natural Gas |  | Combustion turbine |  | Water Injection |  |  | ARP, CSNOX, CSOSG3, CSSO2G1, RGGI | 55285 WH05 | 2001-05-12 | 300 |  |  | 1.4076 | 3.521% | Electric Utility | GE Unknown |  | 0.152
VA | Wolf Hills Energy | 55285 | WH06 | CP100, CP400 | 2023 | 603 | 439.87 | 8360.15 |  | 0.027 | 0.0009 | 5355.044 | 0.0589 | 5.721 | 0.1924 | 90147.528 | Pipeline Natural Gas |  | Combustion turbine |  | Water Injection |  |  | ARP, CSNOX, CSOSG3, CSSO2G1, RGGI | 55285 WH06 | 2001-05-12 | 300 |  |  | 1.3686 | 3.43% | Electric Utility |  |  | 0.14798
VA | Wolf Hills Energy | 55285 | WH07 | CP100, CP500 | 2023 | 649 | 462.31 | 9389.04 |  | 0.03 | 0.0009 | 5964.303 | 0.0586 | 6.006 | 0.1828 | 100420.956 | Pipeline Natural Gas |  | Combustion turbine |  | Water Injection |  |  | ARP, CSNOX, CSOSG3, CSSO2G1, RGGI | 55285 WH07 | 2001-05-05 | 300 |  |  | 1.2794 | 3.821% | Electric Utility | GE Unknown |  | 0.1658
VA | Wolf Hills Energy | 55285 | WH08 | CP100, CP500 | 2023 | 628 | 455.93 | 8209.72 |  | 0.027 | 0.0009 | 5242.266 | 0.0588 | 5.138 | 0.1754 | 88256.02 | Pipeline Natural Gas |  | Combustion turbine |  | Water Injection |  |  | ARP, CSNOX, CSOSG3, CSSO2G1, RGGI | 55285 WH08 | 2001-05-05 | 300 |  |  | 1.2517 | 3.358% | Electric Utility |  |  | 0.17742
VA | Wolf Hills Energy | 55285 | WH09 | CP100, CP600 | 2023 | 588 | 425.75 | 8182.44 |  | 0.027 | 0.0009 | 5184.494 | 0.0584 | 6.969 | 0.2059 | 87287.947 | Pipeline Natural Gas |  | Combustion turbine |  | Water Injection |  |  | ARP, CSNOX, CSOSG3, CSSO2G1, RGGI | 55285 WH09 | 2001-05-02 | 300 |  |  | 1.7034 | 3.321% | Electric Utility | GE Unknown |  | 0.16146
VA | Wolf Hills Energy | 55285 | WH10 | CP100, CP600 | 2023 | 337 | 240.49 | 3624.37 |  | 0.013 | 0.0009 | 2474.146 | 0.057 | 3.644 | 0.2505 | 41690.625 | Pipeline Natural Gas |  | Combustion turbine |  | Water Injection |  |  | ARP, CSNOX, CSOSG3, CSSO2G1, RGGI | 55285 WH10 | 2001-05-02 | 300 |  |  | 2.0108 | 1.586% | Electric Utility |  |  | 0.16103
FL | Oleander Power Project | 55286 | O-1 |  | 2023 | 746 | 686.28 | 103868.24 |  | 0.32 | 0.001 | 63342.823 | 0.059 | 13.973 | 0.0263 | 1065891.207 | Pipeline Natural Gas |  | Combustion turbine |  | Dry Low NOx Burners,Water Injection |  |  | ARP | 55286 O-1 | 2002-06-01 | 1919 |  |  | 0.26905 | 6.341% | Electric Utility | GE MS7001FA GT | Frame | 0.027958
FL | Oleander Power Project | 55286 | O-2 |  | 2023 | 851 | 752.95 | 112247.46 |  | 6.156 | 0.0133 | 68803.411 | 0.0593 | 17.656 | 0.0306 | 1153481.507 | Pipeline Natural Gas | Diesel Oil | Combustion turbine |  | Dry Low NOx Burners,Water Injection |  |  | ARP | 55286 O-2 | 2002-06-15 | 1919 |  |  | 0.31459 | 6.862% | Electric Utility | GE MS7001FA GT | Frame | 0.040068
FL | Oleander Power Project | 55286 | O-3 |  | 2023 | 463 | 411.59 | 60325.19 |  | 0.376 | 0.0033 | 37525.576 | 0.0591 | 9.157 | 0.0328 | 631312.317 | Pipeline Natural Gas |  | Combustion turbine |  | Dry Low NOx Burners,Water Injection |  |  | ARP | 55286 O-3 | 2002-07-20 | 1919 |  |  | 0.30359 | 3.755% | Electric Utility | GE MS7001FA GT | Frame | 0.03047
FL | Oleander Power Project | 55286 | O-4 |  | 2023 | 531 | 478.27 | 72102.95 |  | 0.471 | 0.0039 | 44090.629 | 0.0591 | 10.29 | 0.033 | 741730.583 | Pipeline Natural Gas |  | Combustion turbine |  | Dry Low NOx Burners,Water Injection |  |  | ARP | 55286 O-4 | 2002-08-23 | 1919 |  |  | 0.28543 | 4.412% | Electric Utility | GE MS7001FA GT | Frame | 0.030248
FL | Oleander Power Project | 55286 | O-5 |  | 2023 | 343 | 300.86 | 38421.76 |  | 0.124 | 0.001 | 24639.785 | 0.059 | 5.597 | 0.027 | 414614.53 | Pipeline Natural Gas |  | Combustion turbine |  | Dry Low NOx Burners,Water Injection |  |  | ARP | 55286 O-5 | 2007-12-16 | 1920 |  |  | 0.29135 | 2.465% | Electric Utility | GE MS7001FA GT | Frame | 0.030145
AL | Decatur Energy Center | 55292 | CTG-1 |  | 2023 | 3649 | 3577.24 | 706726.49 |  | 1.489 | 0.001 | 295024.219 | 0.059 | 20.949 | 0.0097 | 4964361.564 | Pipeline Natural Gas |  | Combined cycle |  | Dry Low NOx Burners,Selective Catalytic Reduction |  |  | ARP, CSNOX, CSOSG2, CSSO2G2 | 55292 CTG-1 | 2002-03-28 | 2236 |  | Y | 0.059285 | 25.34% | Electric Utility |  |  | 0.009096
AL | Decatur Energy Center | 55292 | CTG-2 |  | 2023 | 3852 | 3775.7 | 740413.58 |  | 1.574 | 0.001 | 311822.936 | 0.059 | 22.747 | 0.01 | 5247010.187 | Pipeline Natural Gas |  | Combined cycle |  | Dry Low NOx Burners,Selective Catalytic Reduction |  |  | ARP, CSNOX, CSOSG2, CSSO2G2 | 55292 CTG-2 | 2002-03-28 | 2236 |  | Y | 0.061444 | 26.79% | Electric Utility |  |  | 0.0088712
AL | Decatur Energy Center | 55292 | CTG-3 |  | 2023 | 3901 | 3836.29 | 751320.25 |  | 1.609 | 0.001 | 318716.887 | 0.059 | 23.307 | 0.0102 | 5362998.024 | Pipeline Natural Gas |  | Combined cycle |  | Dry Low NOx Burners,Selective Catalytic Reduction |  |  | ARP, CSNOX, CSOSG2, CSSO2G2 | 55292 CTG-3 | 2003-03-06 | 2236 |  | Y | 0.062043 | 27.38% | Electric Utility |  |  | 0.0096333
AL | Morgan Energy Center | 55293 | CT-1 |  | 2023 | 8094 | 8076.47 | 1845359.47 |  | 4.033 | 0.001 | 798976.274 | 0.059 | 44.67 | 0.0073 | 13444292.886 | Pipeline Natural Gas |  | Combined cycle |  | Dry Low NOx Burners,Selective Catalytic Reduction |  |  | ARP, CSNOX, CSOSG2, CSSO2G2 | 55293 CT-1 | 2003-04-12 | 2236 |  | Y | 0.048413 | 68.64% | Electric Utility |  |  | 0.0072501
AL | Morgan Energy Center | 55293 | CT-2 |  | 2023 | 8317 | 8303.72 | 1906698.82 |  | 4.234 | 0.001 | 838788.305 | 0.059 | 52.031 | 0.0075 | 14114248.981 | Pipeline Natural Gas |  | Combined cycle |  | Dry Low NOx Burners,Selective Catalytic Reduction |  |  | ARP, CSNOX, CSOSG2, CSSO2G2 | 55293 CT-2 | 2003-04-07 | 2236 |  | Y | 0.054577 | 72.06% | Electric Utility |  |  | 0.007693
AL | Morgan Energy Center | 55293 | CT-3 |  | 2023 | 8016 | 8008.07 | 1840975.1 |  | 4.076 | 0.001 | 807394.404 | 0.059 | 51.06 | 0.0077 | 13585960.681 | Pipeline Natural Gas |  | Combined cycle |  | Dry Low NOx Burners,Selective Catalytic Reduction |  |  | ARP, CSNOX, CSOSG2, CSSO2G2 | 55293 CT-3 | 2003-04-09 | 2236 |  | Y | 0.055471 | 69.36% | Electric Utility |  |  | 0.0075423
ME | Westbrook Energy Center | 55294 | 1 |  | 2023 | 5752 | 5517.43 | 1377582.79 |  | 2.638 | 0.001 | 522584.155 | 0.059 | 64.279 | 0.0268 | 8793409.803 | Pipeline Natural Gas |  | Combined cycle |  | Selective Catalytic Reduction |  |  | ARP, RGGI | 55294 1 | 2001-02-28 | 3850.2 |  | Y | 0.093321 | 26.07% | Electric Utility |  |  | 0.016029
ME | Westbrook Energy Center | 55294 | 2 |  | 2023 | 4771 | 4536.96 | 1147971.02 |  | 2.192 | 0.001 | 434247.014 | 0.059 | 51.781 | 0.0261 | 7307081.209 | Pipeline Natural Gas |  | Combined cycle |  | Selective Catalytic Reduction |  |  | ARP, RGGI | 55294 2 | 2001-02-28 | 3850.2 |  | Y | 0.090213 | 21.66% | Electric Utility |  |  | 0.01535
CA | Blythe Energy | 55295 | 1 |  | 2023 | 2662 | 2610.53 | 307204.62 |  | 1.058 | 0.001 | 209630.688 | 0.059 | 16.751 | 0.0123 | 3527449.881 | Pipeline Natural Gas |  | Combined cycle |  | Selective Catalytic Reduction |  |  | ARP | 55295 1 | 2003-02-24 | 2046 |  | Y | 0.10905 | 19.68% | Electric Utility |  |  | 0.0082304
CA | Blythe Energy | 55295 | 2 |  | 2023 | 5826 | 5710.83 | 805295 |  | 2.694 | 0.001 | 533567.375 | 0.059 | 36.168 | 0.0099 | 8978263.221 | Pipeline Natural Gas |  | Combined cycle |  | Selective Catalytic Reduction |  |  | ARP | 55295 2 | 2003-02-26 | 2046 |  | Y | 0.089825 | 50.09% | Electric Utility |  |  | 0.0081358
IL | Calumet Energy Team, LLC | 55296 | **1 |  | 2023 | 19 | 16.41 | 2259.78 |  | 0.007 | 0.001 | 1337.327 | 0.059 | 0.996 | 0.0838 | 22503.359 | Pipeline Natural Gas |  | Combustion turbine |  | Dry Low NOx Burners |  |  | ARP, CSNOX, CSOSG3, CSSO2G1 | 55296 **1 | 2002-06-24 | 2150 |  |  | 0.8815 | 0.1195% | Electric Utility | Siemens V84.3A | Frame | 0.079958
IL | Calumet Energy Team, LLC | 55296 | **2 |  | 2023 | 19 | 15.38 | 2081.07 |  | 0.006 | 0.001 | 1249.815 | 0.059 | 0.904 | 0.0835 | 21028.4 | Pipeline Natural Gas |  | Combustion turbine |  | Dry Low NOx Burners |  |  | ARP, CSNOX, CSOSG3, CSSO2G1 | 55296 **2 | 2002-06-24 | 2150 |  |  | 0.86878 | 0.1117% | Electric Utility | Siemens V84.3A | Frame | 0.080676
MI | Covert Generating Station | 55297 | 1 |  | 2023 | 7537 | 7529.84 | 2245241.03 |  | 5.561 | 0.001 | 1101614.883 | 0.059 | 63.615 | 0.007 | 18536769.068 | Pipeline Natural Gas |  | Combined cycle |  | Dry Low NOx Burners,Selective Catalytic Reduction |  |  | ARP, CSNOX, CSOSG3, CSSO2G1 | 55297 1 | 2003-08-20 | 2926 |  | Y | 0.056667 | 72.32% | Electric Utility |  |  | 0.0073345
MI | Covert Generating Station | 55297 | 2 |  | 2023 | 7722 | 7709.74 | 2007120.76 |  | 5.125 | 0.001 | 1015137.405 | 0.059 | 58.862 | 0.0072 | 17081599.331 | Pipeline Natural Gas |  | Combined cycle |  | Dry Low NOx Burners,Selective Catalytic Reduction |  |  | ARP, CSNOX, CSOSG3, CSSO2G1 | 55297 2 | 2003-09-19 | 2926 |  | Y | 0.058653 | 66.64% | Electric Utility |  |  | 0.0074832
MI | Covert Generating Station | 55297 | 3 |  | 2023 | 8117 | 8108.18 | 2300968.34 |  | 5.716 | 0.001 | 1132258.372 | 0.059 | 65.347 | 0.007 | 19052395.782 | Pipeline Natural Gas |  | Combined cycle |  | Dry Low NOx Burners,Selective Catalytic Reduction |  |  | ARP, CSNOX, CSOSG3, CSSO2G1 | 55297 3 | 2003-11-16 | 2926 |  | Y | 0.0568 | 74.33% | Electric Utility |  |  | 0.0078423
PA | Fairless Energy Center | 55298 | 1A |  | 2023 | 7099 | 7088.56 | 1916838.44 |  | 3.811 | 0.001 | 754982.872 | 0.059 | 49.075 | 0.0083 | 12703998.68 | Pipeline Natural Gas |  | Combined cycle |  | Dry Low NOx Burners,Selective Catalytic Reduction |  |  | ARP, CSNOX, CSOSG3, CSSO2G1, RGGI | 55298 1A | 2004-02-20 | 2406 |  | Y | 0.051204 | 60.28% | Electric Utility |  |  | 0.0073356
PA | Fairless Energy Center | 55298 | 1B |  | 2023 | 7098 | 7083.78 | 1881068.44 |  | 3.796 | 0.001 | 751989.152 | 0.059 | 46.231 | 0.0078 | 12653649.701 | Pipeline Natural Gas |  | Combined cycle |  | Dry Low NOx Burners,Selective Catalytic Reduction |  |  | ARP, CSNOX, CSOSG3, CSSO2G1, RGGI | 55298 1B | 2004-02-16 | 2500 |  | Y | 0.049154 | 57.78% | Electric Utility |  |  | 0.0073706
PA | Fairless Energy Center | 55298 | 2A |  | 2023 | 8187 | 8182.03 | 2205194.31 |  | 4.452 | 0.001 | 881790.968 | 0.059 | 57.335 | 0.008 | 14837779.248 | Pipeline Natural Gas |  | Combined cycle |  | Dry Low NOx Burners,Selective Catalytic Reduction |  |  | ARP, CSNOX, CSOSG3, CSSO2G1, RGGI | 55298 2A | 2004-04-23 | 2406 |  | Y | 0.052 | 70.4% | Electric Utility |  |  | 0.007629
PA | Fairless Energy Center | 55298 | 2B |  | 2023 | 8193 | 8189.18 | 2221484.01 |  | 4.563 | 0.001 | 903911.395 | 0.059 | 61.085 | 0.0083 | 15209989.8 | Pipeline Natural Gas |  | Combined cycle |  | Dry Low NOx Burners,Selective Catalytic Reduction |  |  | ARP, CSNOX, CSOSG3, CSSO2G1, RGGI | 55298 2B | 2004-04-17 | 2406 |  | Y | 0.054995 | 72.17% | Electric Utility |  |  | 0.0076215
TX | Channel Energy Center | 55299 | CTG1 |  | 2023 | 6636 | 6632.4 | 1867639.64 |  | 3.646 | 0.001 | 682553.063 | 0.059 | 75.278 | 0.0131 | 11485254.325 | Other Gas |  | Combined cycle |  | Selective Catalytic Reduction |  |  | ARP, CSOSG2 | 55299 CTG1 | 2001-07-05 | 2600 |  | Y | 0.080613 | 50.43% | Cogeneration |  |  | 0.012498
TX | Channel Energy Center | 55299 | CTG2 |  | 2023 | 5542 | 5527.99 | 1576901.85 |  | 2.649 | 0 | 654989.26 | 0.059 | 62.643 | 0.0116 | 11021459.269 | Other Gas |  | Combined cycle |  | Selective Catalytic Reduction |  |  | ARP, CSOSG2 | 55299 CTG2 | 2002-04-25 | 2781 |  | Y | 0.079451 | 45.24% | Cogeneration |  |  | 0.011811
TX | Channel Energy Center | 55299 | CTG3 |  | 2023 | 7937 | 7927.39 | 2221144 |  | 4.68 | 0.001 | 939348.879 | 0.059 | 44.991 | 0.0058 | 15806500.92 | Pipeline Natural Gas | Other Gas | Combined cycle |  | Selective Catalytic Reduction |  |  | ARP, CSOSG2 | 55299 CTG3 | 2014-05-26 | 2597 |  | Y | 0.040512 | 69.48% | Cogeneration |  |  | 0.0062909
GA | Baconton Power | 55304 | CT1 |  | 2023 | 0 | 0 | [9 empty] | Pipeline Natural Gas | Diesel Oil | Combustion turbine |  | Water Injection |  |  | ARP, CSNOX, CSOSG1, CSSO2G2 | 55304 CT1 | 2000-06-15 | 614 |  |  |  | 0% | Electric Utility | GE LM6000 | Aeroderivative | 0.098495
GA | Baconton Power | 55304 | CT5 |  | 2023 | 968 | 839.39 | 37495.19 |  | 0.111 | 0.001 | 21947.777 | 0.0597 | 17.361 | 0.102 | 369143.471 | Pipeline Natural Gas | Diesel Oil | Combustion turbine |  | Water Injection |  |  | ARP, CSNOX, CSOSG1, CSSO2G2 | 55304 CT5 | 2000-07-01 | 614 |  |  | 0.92604 | 6.863% | Electric Utility | GE LM6000 | Aeroderivative | 0.099078
AZ | Gila River Power Station | 55306 | 1CTGA |  | 2023 | 6501 | 6307.81 | 1440805.29 |  | 3.098 | 0.001 | 613742.728 | 0.0592 | 44.307 | 0.0128 | 10327428.853 | Pipeline Natural Gas |  | Combined cycle |  | Dry Low NOx Burners,Selective Catalytic Reduction |  |  | ARP | 55306 1CTGA | 2003-01-20 | 2270 |  | Y | 0.061503 | 51.94% | Electric Utility |  |  | 0.0088792
AZ | Gila River Power Station | 55306 | 1CTGB |  | 2023 | 6849 | 6697.83 | 1563405.76 |  | 3.4 | 0.001 | 673580.602 | 0.059 | 44.996 | 0.0108 | 11334301.093 | Pipeline Natural Gas |  | Combined cycle |  | Dry Low NOx Burners,Selective Catalytic Reduction |  |  | ARP | 55306 1CTGB | 2003-01-23 | 2310 |  | Y | 0.057562 | 56.01% | Electric Utility |  |  | 0.0094092
AZ | Gila River Power Station | 55306 | 2CTGA |  | 2023 | 6700 | 6650.4 | 1505851.69 |  | 3.208 | 0.001 | 635458.972 | 0.059 | 38.801 | 0.0083 | 10692749.091 | Pipeline Natural Gas |  | Combined cycle |  | Dry Low NOx Burners,Selective Catalytic Reduction |  |  | ARP | 55306 2CTGA | 2003-01-20 | 2270 |  | Y | 0.051534 | 53.77% | Electric Utility |  |  | 0.0076143
AZ | Gila River Power Station | 55306 | 2CTGB |  | 2023 | 6312 | 6178.28 | 1390902.01 |  | 2.957 | 0.001 | 585786.233 | 0.0592 | 38.387 | 0.0104 | 9856972.247 | Pipeline Natural Gas |  | Combined cycle |  | Dry Low NOx Burners,Selective Catalytic Reduction |  |  | ARP | 55306 2CTGB | 2003-05-31 | 2350 |  | Y | 0.055197 | 47.88% | Electric Utility |  |  | 0.007596
AZ | Gila River Power Station | 55306 | 3CTGA |  | 2023 | 5285 | 5117.69 | 1163819.94 |  | 2.458 | 0.001 | 486919.908 | 0.0591 | 35.843 | 0.0133 | 8193389.196 | Pipeline Natural Gas |  | Combined cycle |  | Dry Low NOx Burners,Selective Catalytic Reduction |  |  | ARP | 55306 3CTGA | 2003-01-20 | 2625 |  | Y | 0.061595 | 35.63% | Electric Utility |  |  | 0.0079323
AZ | Gila River Power Station | 55306 | 3CTGB |  | 2023 | 6290 | 6222.6 | 1372616.86 |  | 2.866 | 0.001 | 567746.157 | 0.0591 | 37.701 | 0.0101 | 9553402.042 | Pipeline Natural Gas |  | Combined cycle |  | Dry Low NOx Burners,Selective Catalytic Reduction |  |  | ARP | 55306 3CTGB | 2003-06-30 | 2650 |  | Y | 0.054933 | 41.15% | Electric Utility |  |  | 0.0081557
AZ | Gila River Power Station | 55306 | 4CTGA |  | 2023 | 5255 | 5165 | 1103716.23 |  | 2.398 | 0.001 | 474948.598 | 0.0591 | 32.577 | 0.0108 | 7991866.594 | Pipeline Natural Gas |  | Combined cycle |  | Dry Low NOx Burners,Selective Catalytic Reduction |  |  | ARP | 55306 4CTGA | 2003-01-20 | 2334 |  | Y | 0.059031 | 39.09% | Electric Utility |  |  | 0.0090861
AZ | Gila River Power Station | 55306 | 4CTGB |  | 2023 | 4752 | 4595.21 | 980419.28 |  | 2.128 | 0.001 | 421461.308 | 0.0593 | 32.287 | 0.0137 | 7091899.235 | Pipeline Natural Gas |  | Combined cycle |  | Dry Low NOx Burners,Selective Catalytic Reduction |  |  | ARP | 55306 4CTGB | 2003-01-20 | 2261 |  | Y | 0.065864 | 35.81% | Electric Utility |  |  | 0.0097756
MA | Fore River Energy Center | 55317 | 11 |  | 2023 | 2703 | 2624.75 | 860881.75 |  | 1.871 | 0.001 | 370617.199 | 0.059 | 23.976 | 0.0109 | 6234431.184 | Pipeline Natural Gas | Diesel Oil | Combined cycle |  | Dry Low NOx Burners,Water Injection,Selective Catalytic Reduction |  |  | ARP, RGGI, SIPNOX | 55317 11 | 2003-03-23 | 3001 |  | Y | 0.055701 | 23.72% | Electric Utility |  |  | 0.0078225
MA | Fore River Energy Center | 55317 | 12 |  | 2023 | 4282 | 4243.01 | 1392532.85 |  | 3.048 | 0.001 | 603794.518 | 0.0591 | 36.314 | 0.0095 | 10148106.093 | Pipeline Natural Gas | Diesel Oil | Combined cycle |  | Dry Low NOx Burners,Water Injection,Selective Catalytic Reduction |  |  | ARP, RGGI, SIPNOX | 55317 12 | 2003-04-20 | 3250 |  | Y | 0.052155 | 35.64% | Electric Utility |  |  | 0.0075548
TX | Wise County Power Company, LLC | 55320 | GT-1 |  | 2023 | 5498 | 5369.84 | 1752697.85 |  | 3.583 | 0.001 | 709734.473 | 0.059 | 100.857 | 0.0191 | 11942750.173 | Pipeline Natural Gas |  | Combined cycle |  | Dry Low NOx Burners,Selective Catalytic Reduction |  |  | ARP, CSOSG2 | 55320 GT-1 | 2003-09-30 | 3187.1 |  | Y | 0.11509 | 42.78% | Electric Utility |  |  | 0.018767
TX | Wise County Power Company, LLC | 55320 | GT-2 |  | 2023 | 5482 | 5354.28 | 1731061.54 |  | 3.528 | 0.001 | 698793.007 | 0.059 | 96.779 | 0.0196 | 11758614.059 | Pipeline Natural Gas |  | Combined cycle |  | Dry Low NOx Burners,Selective Catalytic Reduction |  |  | ARP, CSOSG2 | 55320 GT-2 | 2003-09-11 | 3187.1 |  | Y | 0.11181 | 42.12% | Electric Utility |  |  | 0.018336
NV | Chuck Lenzie Generating Station | 55322 | CTG-1 |  | 2023 | 7815 | 7650.16 | 1792111.77 |  | 3.911 | 0.001 | 774621.885 | 0.059 | 51.972 | 0.0121 | 13034514.005 | Pipeline Natural Gas |  | Combined cycle |  | Dry Low NOx Burners,Selective Catalytic Reduction |  |  | ARP | 55322 CTG-1 | 2005-08-31 | 2425 |  | Y | 0.058001 | 61.36% | Electric Utility |  |  | 0.0093611
NV | Chuck Lenzie Generating Station | 55322 | CTG-2 |  | 2023 | 7388 | 7154.15 | 1729713.84 |  | 3.737 | 0.001 | 740271.508 | 0.059 | 52.224 | 0.0132 | 12456522.201 | Pipeline Natural Gas |  | Combined cycle |  | Dry Low NOx Burners,Selective Catalytic Reduction |  |  | ARP | 55322 CTG-2 | 2005-09-12 | 2425 |  | Y | 0.060385 | 58.64% | Electric Utility |  |  | 0.0095464
NV | Chuck Lenzie Generating Station | 55322 | CTG-3 |  | 2023 | 8086 | 7912.87 | 1801046.09 |  | 3.936 | 0.001 | 779752.006 | 0.059 | 53.262 | 0.0125 | 13120889.176 | Pipeline Natural Gas |  | Combined cycle |  | Dry Low NOx Burners,Selective Catalytic Reduction |  |  | ARP | 55322 CTG-3 | 2005-11-22 | 2425 |  | Y | 0.059146 | 61.77% | Electric Utility |  |  | 0.0094275
NV | Chuck Lenzie Generating Station | 55322 | CTG-4 |  | 2023 | 7844 | 7681.91 | 1774518.78 |  | 3.856 | 0.001 | 763776.975 | 0.059 | 50.527 | 0.0112 | 12851970.884 | Pipeline Natural Gas |  | Combined cycle |  | Dry Low NOx Burners,Selective Catalytic Reduction |  |  | ARP | 55322 CTG-4 | 2005-12-02 | 2425 |  | Y | 0.056947 | 60.5% | Electric Utility |  |  | 0.0096371
TX | Baytown Energy Center | 55327 | CTG-1 |  | 2023 | 7293 | 7234.63 | 1791983.07 |  | 3.711 | 0.001 | 735035.574 | 0.059 | 63.422 | 0.0106 | 12368391.28 | Pipeline Natural Gas |  | Combined cycle |  | Selective Catalytic Reduction |  |  | ARP, CSOSG2 | 55327 CTG-1 | 2002-06-01 | 2500 |  | Y | 0.070784 | 56.48% | Cogeneration |  |  | 0.010561
TX | Baytown Energy Center | 55327 | CTG-2 |  | 2023 | 7988 | 7975.67 | 1941141.89 |  | 4.12 | 0.001 | 816137.555 | 0.059 | 68.622 | 0.01 | 13733132.133 | Pipeline Natural Gas |  | Combined cycle |  | Selective Catalytic Reduction |  |  | ARP, CSOSG2 | 55327 CTG-2 | 2002-06-01 | 2500 |  | Y | 0.070703 | 62.71% | Cogeneration |  |  | 0.010403
TX | Baytown Energy Center | 55327 | CTG-3 |  | 2023 | 7025 | 6963.66 | 1685619.21 |  | 3.54 | 0.001 | 701153.575 | 0.059 | 59.304 | 0.0103 | 11798289.781 | Pipeline Natural Gas |  | Combined cycle |  | Selective Catalytic Reduction |  |  | ARP, CSOSG2 | 55327 CTG-3 | 2002-06-01 | 2500 |  | Y | 0.070365 | 53.87% | Cogeneration |  |  | 0.010225
OR | Hermiston Power Plant | 55328 | CTG-1 |  | 2023 | 7069 | 7049.47 | 2002591.79 |  | 4.331 | 0.001 | 857863.844 | 0.059 | 108.554 | 0.0153 | 14435225.508 | Pipeline Natural Gas |  | Combined cycle |  | Dry Low NOx Burners,Selective Catalytic Reduction |  |  | ARP | 55328 CTG-1 | 2002-04-30 | 2450 |  | Y | 0.10841 | 67.26% | Electric Utility |  |  | 0.015408
OR | Hermiston Power Plant | 55328 | CTG-2 |  | 2023 | 7107 | 7089.71 | 2014471.74 |  | 4.362 | 0.001 | 864038.693 | 0.059 | 109.698 | 0.0154 | 14539028.187 | Pipeline Natural Gas |  | Combined cycle |  | Dry Low NOx Burners,Selective Catalytic Reduction |  |  | ARP | 55328 CTG-2 | 2002-04-17 | 2450 |  | Y | 0.10891 | 67.74% | Electric Utility |  |  | 0.015424
GA | Washington County Power | 55332 | T1 |  | 2023 | 502 | 444.82 | 65417.07 |  | 0.211 | 0.001 | 41792.78 | 0.059 | 12.762 | 0.0501 | 703205.209 | Pipeline Natural Gas |  | Combustion turbine |  | Dry Low NOx Burners |  |  | ARP, CSNOX, CSOSG1, CSSO2G2 | 55332 T1 | 2003-02-13 | 1944 |  |  | 0.39017 | 4.129% | Electric Utility | GE MS7001FA GT | Frame | 0.035296
GA | Washington County Power | 55332 | T2 |  | 2023 | 163 | 144.83 | 22118.23 |  | 0.07 | 0.001 | 13834.608 | 0.059 | 5.832 | 0.0582 | 232793.377 | Pipeline Natural Gas |  | Combustion turbine |  | Dry Low NOx Burners |  |  | ARP, CSNOX, CSOSG1, CSSO2G2 | 55332 T2 | 2003-03-03 | 1944 |  |  | 0.52735 | 1.367% | Electric Utility | GE MS7001FA GT | Frame | 0.0485
GA | Washington County Power | 55332 | T3 |  | 2023 | 166 | 144.65 | 21961.38 |  | 0.071 | 0.001 | 13986.296 | 0.059 | 5.063 | 0.0503 | 235345.965 | Pipeline Natural Gas |  | Combustion turbine |  | Dry Low NOx Burners |  |  | ARP, CSNOX, CSOSG1, CSSO2G2 | 55332 T3 | 2003-03-27 | 1944 |  |  | 0.46108 | 1.382% | Electric Utility | GE MS7001FA GT | Frame | 0.044164
GA | Washington County Power | 55332 | T4 |  | 2023 | 264 | 227.79 | 32783.54 |  | 0.105 | 0.001 | 20731.694 | 0.059 | 5.862 | 0.0509 | 348859.172 | Pipeline Natural Gas |  | Combustion turbine |  | Dry Low NOx Burners |  |  | ARP, CSNOX, CSOSG1, CSSO2G2 | 55332 T4 | 2003-04-07 | 1944 |  |  | 0.35762 | 2.049% | Electric Utility | GE MS7001FA GT | Frame | 0.032306
CA | Delta Energy Center, LLC | 55333 | 1 |  | 2023 | 6114 | 6056.3 | 1563902.27 |  | 3.231 | 0.001 | 640091.723 | 0.059 | 48.134 | 0.01 | 10770768.808 | Pipeline Natural Gas |  | Combined cycle |  | Ammonia Injection |  |  | ARP | 55333 1 | 2001-12-01 | 2125 |  |  | 0.061556 | 57.86% | Electric Utility |  |  | 0.0086608
CA | Delta Energy Center, LLC | 55333 | 2 |  | 2023 | 5945 | 5890.03 | 1484369.11 |  | 3.096 | 0.001 | 613337.645 | 0.059 | 42.449 | 0.009 | 10320567.731 | Pipeline Natural Gas |  | Combined cycle |  | Ammonia Injection |  |  | ARP | 55333 2 | 2001-12-01 | 2125 |  |  | 0.057195 | 55.44% | Electric Utility |  |  | 0.0080719
CA | Delta Energy Center, LLC | 55333 | 3 |  | 2023 | 5220 | 5122.12 | 1292641.52 |  | 2.736 | 0.001 | 541958.413 | 0.059 | 39.097 | 0.0104 | 9119499.502 | Pipeline Natural Gas |  | Combined cycle |  | Ammonia Injection |  |  | ARP | 55333 3 | 2001-12-01 | 2125 |  |  | 0.060492 | 48.99% | Electric Utility |  |  | 0.0082861
IL | Holland Energy Facility | 55334 | CTG1 |  | 2023 | 5883 | 5743.46 | 1301475.97 |  | 2.792 | 0.001 | 553016.749 | 0.059 | 59.332 | 0.0165 | 9305581.42 | Pipeline Natural Gas |  | Combined cycle |  | Dry Low NOx Burners,Selective Catalytic Reduction |  |  | ARP, CSNOX, CSOSG3, CSSO2G1 | 55334 CTG1 | 2002-03-29 | 2600 |  | Y | 0.091176 | 40.86% | Electric Utility | STG-800 2x1 |  | 0.014265
IL | Holland Energy Facility | 55334 | CTG2 |  | 2023 | 5805 | 5666.43 | 1281471.53 |  | 2.731 | 0.001 | 541042.977 | 0.059 | 59.532 | 0.0173 | 9104096.25 | Pipeline Natural Gas |  | Combined cycle |  | Dry Low NOx Burners,Selective Catalytic Reduction |  |  | ARP, CSNOX, CSOSG3, CSSO2G1 | 55334 CTG2 | 2002-03-30 | 2600 |  | Y | 0.092912 | 39.97% | Electric Utility | STG-800 2x1 |  | 0.014218
PA | Helix Ironwood LLC | 55337 | 1 |  | 2023 | 6308 | 6304.36 | 1429931.03 |  | 4.662 | 0.001 | 923545.037 | 0.059 | 100.08 | 0.0129 | 15540359.352 | Pipeline Natural Gas |  | Combined cycle |  | Dry Low NOx Burners,Ammonia Injection |  |  | ARP, CSNOX, CSOSG3, CSSO2G1, RGGI | 55337 1 | 2001-07-17 | 3000 |  |  | 0.13998 | 59.13% | Electric Utility |  |  | 0.013252
PA | Helix Ironwood LLC | 55337 | 2 |  | 2023 | 6325 | 6319.66 | 1423214.18 |  | 4.66 | 0.001 | 923072.372 | 0.059 | 88.959 | 0.0116 | 15532469.628 | Pipeline Natural Gas |  | Combined cycle |  | Dry Low NOx Burners,Ammonia Injection |  |  | ARP, CSNOX, CSOSG3, CSSO2G1, RGGI | 55337 2 | 2001-08-01 | 3000 |  |  | 0.12501 | 59.1% | Electric Utility |  |  | 0.013076
AR | Dell Power Plant | 55340 | 1 |  | 2023 | 8012 | 7985.66 | 2103738.63 |  | 4.698 | 0.001 | 930772.375 | 0.0591 | 79.492 | 0.0112 | 15656797.015 | Pipeline Natural Gas | Diesel Oil | Combined cycle |  | Dry Low NOx Burners,Selective Catalytic Reduction |  |  | ARP, CSOSG2 | 55340 1 | 2007-05-08 | 3672.9 |  | Y | 0.075572 | 48.66% | Electric Utility |  |  | 0.0092871
AR | Dell Power Plant | 55340 | 2 |  | 2023 | 7964 | 7942.43 | 2073535.49 |  | 4.719 | 0.001 | 932294.149 | 0.0591 | 79.302 | 0.011 | 15670566.93 | Pipeline Natural Gas | Diesel Oil | Combined cycle |  | Dry Low NOx Burners,Selective Catalytic Reduction |  |  | ARP, CSOSG2 | 55340 2 | 2007-04-23 | 4348.1 |  | Y | 0.07649 | 41.14% | Electric Utility |  |  | 0.009228
NM | Luna Energy Facility | 55343 | CTG1 |  | 2023 | 7938 | 7930.68 | 1879249.07 |  | 3.665 | 0.001 | 725972.746 | 0.059 | 63.47 | 0.0107 | 12215874.316 | Pipeline Natural Gas |  | Combined cycle |  | Dry Low NOx Burners,Selective Catalytic Reduction |  |  | ARP | 55343 CTG1 | 2005-12-14 | 2381.2 |  | Y | 0.067548 | 58.56% | Electric Utility |  |  | 0.010974
NM | Luna Energy Facility | 55343 | CTG2 |  | 2023 | 7743 | 7731.1 | 1884073.23 |  | 3.843 | 0.001 | 761169.325 | 0.059 | 67.512 | 0.0105 | 12808104.173 | Pipeline Natural Gas |  | Combined cycle |  | Dry Low NOx Burners,Selective Catalytic Reduction |  |  | ARP | 55343 CTG2 | 2005-12-11 | 2381.2 |  | Y | 0.071666 | 61.4% | Electric Utility |  |  | 0.010733
CA | Otay Mesa Energy Center, LLC | 55345 | CTG-1 |  | 2023 | 4994 | 4787.13 | 1117616.74 |  | 2.342 | 0.001 | 464011.591 | 0.059 | 26.062 | 0.0097 | 7807886.507 | Pipeline Natural Gas |  | Combined cycle |  | Dry Low NOx Burners,Selective Catalytic Reduction |  |  | ARP | 55345 CTG-1 | 2009-07-22 | 2200 |  | Y | 0.046639 | 40.51% | Electric Utility |  |  | 0.0059341
CA | Otay Mesa Energy Center, LLC | 55345 | CTG-2 |  | 2023 | 4919 | 4725.33 | 1114897.61 |  | 2.322 | 0.001 | 459984.763 | 0.059 | 23.026 | 0.0087 | 7740145.886 | Pipeline Natural Gas |  | Combined cycle |  | Dry Low NOx Burners,Selective Catalytic Reduction |  |  | ARP | 55345 CTG-2 | 2009-07-23 | 2200 |  | Y | 0.041306 | 40.16% | Electric Utility |  |  | 0.0057181
PA | Armstrong Power, LLC | 55347 | 1 |  | 2023 | 1817 | 1676.11 | 249776.12 |  | 0.777 | 0.001 | 152975.207 | 0.0591 | 40.359 | 0.0383 | 2571389.041 | Pipeline Natural Gas | Diesel Oil | Combustion turbine |  | Dry Low NOx Burners,Water Injection |  |  | ARP, CSNOX, CSOSG3, CSSO2G1, RGGI | 55347 1 | 2002-04-11 | 1926 |  |  | 0.32316 | 15.24% | Electric Utility | GE MS7001FA GT | Frame | 0.030731
PA | Armstrong Power, LLC | 55347 | 2 |  | 2023 | 2087 | 1931.44 | 288432.03 |  | 0.903 | 0.001 | 178481.544 | 0.0591 | 45.828 | 0.0381 | 3001922.963 | Pipeline Natural Gas | Diesel Oil | Combustion turbine |  | Dry Low NOx Burners,Water Injection |  |  | ARP, CSNOX, CSOSG3, CSSO2G1, RGGI | 55347 2 | 2002-04-16 | 1926 |  |  | 0.31777 | 17.79% | Electric Utility | GE MS7001FA GT | Frame | 0.030815
PA | Armstrong Power, LLC | 55347 | 3 |  | 2023 | 1952 | 1810.1 | 277773.45 |  | 0.861 | 0.001 | 169846.227 | 0.0591 | 44.072 | 0.0377 | 2856084.228 | Pipeline Natural Gas | Diesel Oil | Combustion turbine |  | Dry Low NOx Burners,Water Injection |  |  | ARP, CSNOX, CSOSG3, CSSO2G1, RGGI | 55347 3 | 2002-04-26 | 1926 |  |  | 0.31732 | 16.93% | Electric Utility | GE MS7001FA GT | Frame | 0.030891
PA | Armstrong Power, LLC | 55347 | 4 |  | 2023 | 2237 | 2046.9 | 308305.4 |  | 0.963 | 0.001 | 189398.786 | 0.0591 | 51.668 | 0.0396 | 3183048.611 | Pipeline Natural Gas | Diesel Oil | Combustion turbine |  | Dry Low NOx Burners,Water Injection |  |  | ARP, CSNOX, CSOSG3, CSSO2G1, RGGI | 55347 4 | 2002-05-08 | 1926 |  |  | 0.33517 | 18.87% | Electric Utility | GE MS7001FA GT | Frame | 0.03084
OH | Troy Energy, LLC | 55348 | 1 |  | 2023 | 1837 | 1666.71 | 244573.72 |  | 0.773 | 0.001 | 152948.612 | 0.0592 | 43.363 | 0.042 | 2569214.903 | Pipeline Natural Gas | Diesel Oil | Combustion turbine |  | Dry Low NOx Burners,Water Injection |  |  | ARP, CSNOX, CSOSG3, CSSO2G1 | 55348 1 | 2002-04-08 | 2128 |  |  | 0.3546 | 13.78% | Electric Utility | GE MS7001FA GT | Frame | 0.034386
OH | Troy Energy, LLC | 55348 | 2 |  | 2023 | 1222 | 1110.35 | 160766.79 |  | 0.516 | 0.001 | 102055.445 | 0.0592 | 29.913 | 0.046 | 1713319.613 | Pipeline Natural Gas | Diesel Oil | Combustion turbine |  | Dry Low NOx Burners,Water Injection |  |  | ARP, CSNOX, CSOSG3, CSSO2G1 | 55348 2 | 2002-04-25 | 2128 |  |  | 0.37213 | 9.191% | Electric Utility | GE MS7001FA GT | Frame | 0.036189
OH | Troy Energy, LLC | 55348 | 3 |  | 2023 | 1368 | 1243.96 | 180364.73 |  | 0.576 | 0.001 | 113937.14 | 0.0591 | 30.541 | 0.0408 | 1912954.738 | Pipeline Natural Gas | Diesel Oil | Combustion turbine |  | Dry Low NOx Burners,Water Injection |  |  | ARP, CSNOX, CSOSG3, CSSO2G1 | 55348 3 | 2002-05-07 | 2128 |  |  | 0.33866 | 10.26% | Electric Utility | GE MS7001FA GT | Frame | 0.034856
OH | Troy Energy, LLC | 55348 | 4 |  | 2023 | 1835 | 1665 | 245859.5 |  | 0.785 | 0.001 | 155305.704 | 0.0591 | 44.043 | 0.0434 | 2609738.945 | Pipeline Natural Gas | Diesel Oil | Combustion turbine |  | Dry Low NOx Burners,Water Injection |  |  | ARP, CSNOX, CSOSG3, CSSO2G1 | 55348 4 | 2002-05-12 | 2128 |  |  | 0.35828 | 14% | Electric Utility | GE MS7001FA GT | Frame | 0.035202
WV | Pleasants Energy, LLC | 55349 | 1 |  | 2023 | 6844 | 6767 | 1149830.1 |  | 3.518 | 0.001 | 696617.115 | 0.0591 | 168.523 | 0.0295 | 11717536.979 | Pipeline Natural Gas | Diesel Oil | Combustion turbine |  | Dry Low NOx Burners,Water Injection |  |  | ARP, CSNOX, CSOSG2E, CSSO2G1 | 55349 1 | 2001-12-06 | 2013 |  |  | 0.29313 | 66.45% | Electric Utility | GE MS7001FA GT | Frame | 0.030453
WV | Pleasants Energy, LLC | 55349 | 2 |  | 2023 | 6524 | 6407.58 | 1096256.21 |  | 3.385 | 0.001 | 670555.506 | 0.059 | 156.745 | 0.0287 | 11282864.639 | Pipeline Natural Gas | Diesel Oil | Combustion turbine |  | Dry Low NOx Burners,Water Injection |  |  | ARP, CSNOX, CSOSG2E, CSSO2G1 | 55349 2 | 2002-01-11 | 2013 |  |  | 0.28596 | 63.98% | Electric Utility | GE MS7001FA GT | Frame | 0.029921
OH | Dresden Energy Facility | 55350 | 1A |  | 2023 | 7343 | 7326.87 | 2113391.61 |  | 4.039 | 0.001 | 799992.632 | 0.059 | 80.675 | 0.015 | 13461431.298 | Pipeline Natural Gas |  | Combined cycle |  | Dry Low NOx Burners,Selective Catalytic Reduction |  |  | ARP, CSNOX, CSOSG3, CSSO2G1 | 55350 1A | 2011-10-27 | 2250 |  | Y | 0.076346 | 68.3% | Electric Utility | GE 7FA 2x1 | Frame | 0.011732
OH | Dresden Energy Facility | 55350 | 1B |  | 2023 | 7383 | 7378.29 | 2130895.28 |  | 4.087 | 0.001 | 809598.917 | 0.059 | 81.366 | 0.0123 | 13623029.066 | Pipeline Natural Gas |  | Combined cycle |  | Dry Low NOx Burners,Selective Catalytic Reduction |  |  | ARP, CSNOX, CSOSG3, CSSO2G1 | 55350 1B | 2011-11-08 | 2250 |  | Y | 0.076368 | 69.12% | Electric Utility | GE 7FA 2x1 | Frame | 0.011708
TX | Brazos Valley Energy, LP | 55357 | CTG1 |  | 2023 | 6670 | 6623.14 | 1704118.07 |  | 3.647 | 0.001 | 722474.67 | 0.059 | 71.467 | 0.0135 | 12157042.324 | Pipeline Natural Gas |  | Combined cycle |  | Dry Low NOx Burners,Selective Catalytic Reduction |  |  | ARP, CSOSG2 | 55357 CTG1 | 2003-01-13 | 2360 |  | Y | 0.083876 | 58.8% | Cogeneration |  |  | 0.012595
TX | Brazos Valley Energy, LP | 55357 | CTG2 |  | 2023 | 6632 | 6562.4 | 1691646.04 |  | 3.667 | 0.001 | 726388.064 | 0.059 | 72.089 | 0.0139 | 12222818.36 | Pipeline Natural Gas |  | Combined cycle |  | Dry Low NOx Burners,Selective Catalytic Reduction |  |  | ARP, CSOSG2 | 55357 CTG2 | 2003-01-13 | 2360 |  | Y | 0.085229 | 59.12% | Cogeneration |  |  | 0.012851
TX | Cottonwood Energy Project | 55358 | CT1 |  | 2023 | 7752 | 7738.92 | 1805080.25 |  | 3.944 | 0.001 | 782326.327 | 0.059 | 66.46 | 0.0103 | 13164129.553 | Pipeline Natural Gas |  | Combined cycle |  | Dry Low NOx Burners,Selective Catalytic Reduction |  |  | ARP, CSOSG2 | 55358 CT1 | 2002-11-08 | 3450 |  | Y | 0.073637 | 43.56% | Electric Utility |  |  | 0.011272
TX | Cottonwood Energy Project | 55358 | CT2 |  | 2023 | 7940 | 7922.58 | 1851278.97 |  | 4.034 | 0.001 | 799345.58 | 0.059 | 73.898 | 0.0114 | 13450453.047 | Pipeline Natural Gas |  | Combined cycle |  | Dry Low NOx Burners,Selective Catalytic Reduction |  |  | ARP, CSOSG2 | 55358 CT2 | 2002-11-17 | 3450 |  | Y | 0.079835 | 44.51% | Electric Utility |  |  | 0.011501
TX | Cottonwood Energy Project | 55358 | CT3 |  | 2023 | 6576 | 6558.97 | 1540913.97 |  | 3.417 | 0.001 | 678963.551 | 0.059 | 70.28 | 0.0129 | 11424879.113 | Pipeline Natural Gas |  | Combined cycle |  | Dry Low NOx Burners,Selective Catalytic Reduction |  |  | ARP, CSOSG2 | 55358 CT3 | 2003-01-13 | 3150 |  | Y | 0.091219 | 41.4% | Electric Utility |  |  | 0.012092
TX | Cottonwood Energy Project | 55358 | CT4 |  | 2023 | 3698 | 3677.62 | 846697.39 |  | 1.843 | 0.001 | 364660.368 | 0.059 | 34.276 | 0.0126 | 6136105.65 | Pipeline Natural Gas |  | Combined cycle |  | Dry Low NOx Burners,Selective Catalytic Reduction |  |  | ARP, CSOSG2 | 55358 CT4 | 2003-02-06 | 3150 |  | Y | 0.080964 | 22.24% | Electric Utility |  |  | 0.012109
IN | Sugar Creek Generating Station | 55364 | CT11 |  | 2023 | 5976 | 5964.34 | 1504395.8 |  | 3.273 | 0.001 | 648293.232 | 0.059 | 41.057 | 0.0083 | 10908724.942 | Pipeline Natural Gas |  | Combined cycle |  | Selective Catalytic Reduction,Dry Low NOx Burners |  |  | ARP, CSNOX, CSOSG3, CSSO2G1 | 55364 CT11 | 2002-06-01 | 2800 |  | Y | 0.054583 | 44.47% | Electric Utility |  |  | 0.0087223
IN | Sugar Creek Generating Station | 55364 | CT12 |  | 2023 | 6039 | 6023.52 | 1492255.04 |  | 3.282 | 0.001 | 650052.866 | 0.059 | 42.203 | 0.0089 | 10938355.724 | Pipeline Natural Gas |  | Combined cycle |  | Selective Catalytic Reduction,Dry Low NOx Burners |  |  | ARP, CSNOX, CSOSG3, CSSO2G1 | 55364 CT12 | 2002-06-01 | 2800 |  | Y | 0.056563 | 44.6% | Electric Utility |  |  | 0.008796
TX | LaPorte Generating Station | 55365 | GT-1 | CP1 | 2023 | 1860 | 1655.64 | 57352.36 |  | 0.237 | 0.0009 | 44738.1 | 0.059 | 47.314 | 0.2052 | 757889.6 | Pipeline Natural Gas |  | Combustion turbine |  | Dry Low NOx Burners |  |  | ARP, CSOSG2 | 55365 GT-1 | 2001-06-19 | 584 |  |  | 1.6499 | 14.81% | Electric Utility | GE MS6001B | Frame | 0.16504
TX | LaPorte Generating Station | 55365 | GT-2 | CP1 | 2023 | 1711 | 1513.11 | 52793.45 |  | 0.216 | 0.0009 | 41224.8 | 0.059 | 44.158 | 0.2063 | 698277.7 | Pipeline Natural Gas |  | Combustion turbine |  | Dry Low NOx Burners |  |  | ARP, CSOSG2 | 55365 GT-2 | 2001-06-20 | 584 |  |  | 1.6729 | 13.65% | Electric Utility | GE MS6001B | Frame | 0.16314
TX | LaPorte Generating Station | 55365 | GT-3 | CP1 | 2023 | 1220 | 1094.27 | 38217.03 |  | 0.157 | 0.0009 | 29908.8 | 0.059 | 30.828 | 0.2007 | 506597.2 | Pipeline Natural Gas |  | Combustion turbine |  | Dry Low NOx Burners |  |  | ARP, CSOSG2 | 55365 GT-3 | 2001-07-10 | 584 |  |  | 1.6133 | 9.903% | Electric Utility | GE MS6001B | Frame | 0.16301
TX | LaPorte Generating Station | 55365 | GT-4 | CP1 | 2023 | 1463 | 1317.43 | 42178.49 |  | 0.184 | 0.0009 | 32957.6 | 0.059 | 35.715 | 0.205 | 558828.6 | Pipeline Natural Gas |  | Combustion turbine |  | Dry Low NOx Burners |  |  | ARP, CSOSG2 | 55365 GT-4 | 2001-08-04 | 584 |  |  | 1.6935 | 10.92% | Electric Utility | GE MS6001B | Frame | 0.17033
AZ | New Harquahala Generating Company | 55372 | CTG1 |  | 2023 | 2910 | 2891.18 | 506283.79 |  | 1.659 | 0.001 | 328655.001 | 0.059 | 23.18 | 0.0099 | 5530237.776 | Pipeline Natural Gas |  | Combined cycle |  | Dry Low NOx Burners,Selective Catalytic Reduction |  |  | ARP | 55372 CTG1 | 2003-05-30 | 2531 |  | Y | 0.091569 | 24.94% | Electric Utility |  |  | 0.010048
AZ | New Harquahala Generating Company | 55372 | CTG2 |  | 2023 | 2735 | 2722.16 | 474399.32 |  | 1.55 | 0.001 | 306981.633 | 0.059 | 21.468 | 0.0095 | 5165638.032 | Pipeline Natural Gas |  | Combined cycle |  | Dry Low NOx Burners,Selective Catalytic Reduction |  |  | ARP | 55372 CTG2 | 2003-06-01 | 2531 |  | Y | 0.090506 | 23.3% | Electric Utility |  |  | 0.0087766
AZ | New Harquahala Generating Company | 55372 | CTG3 |  | 2023 | 2934 | 2917.83 | 512122.54 |  | 1.681 | 0.001 | 332922.523 | 0.059 | 34.188 | 0.0131 | 5602075.164 | Pipeline Natural Gas |  | Combined cycle |  | Dry Low NOx Burners,Selective Catalytic Reduction |  |  | ARP | 55372 CTG3 | 2003-07-31 | 2531 |  | Y | 0.13351 | 25.27% | Electric Utility |  |  | 0.0099738
NY | Astoria Energy | 55375 | CT1 |  | 2023 | 8175 | 8155.75 | 2144822.66 |  | 4.308 | 0.001 | 851432.176 | 0.059 | 38.133 | 0.0062 | 14316552.071 | Pipeline Natural Gas | Diesel Oil | Combined cycle |  | Dry Low NOx Burners,Water Injection,Selective Catalytic Reduction |  |  | ARP, CSNOX, CSOSG3, CSSO2G1, RGGI | 55375 CT1 | 2006-03-29 | 2550 |  | Y | 0.035558 | 64.09% | Electric Utility |  |  | 0.0060405
NY | Astoria Energy | 55375 | CT2 |  | 2023 | 8214 | 8187.68 | 2110720.12 |  | 4.284 | 0.001 | 846473.32 | 0.059 | 37.71 | 0.0064 | 14232714.291 | Pipeline Natural Gas | Diesel Oil | Combined cycle |  | Dry Low NOx Burners,Water Injection,Selective Catalytic Reduction |  |  | ARP, CSNOX, CSOSG3, CSSO2G1, RGGI | 55375 CT2 | 2006-03-29 | 2550 |  | Y | 0.035732 | 63.72% | Electric Utility |  |  | 0.0061894
NY | Astoria Energy | 55375 | CT3 |  | 2023 | 7591 | 7560.29 | 1990864.93 |  | 4.407 | 0.001 | 869023.865 | 0.0591 | 39.748 | 0.0065 | 14602167.117 | Pipeline Natural Gas | Diesel Oil | Combined cycle |  | Dry Low NOx Burners,Water Injection,Selective Catalytic Reduction |  |  | ARP, CSNOX, CSOSG3, CSSO2G1, RGGI | 55375 CT3 | 2011-04-06 | 2550 |  | Y | 0.03993 | 65.37% | Electric Utility |  |  | 0.0076278
NY | Astoria Energy | 55375 | CT4 |  | 2023 | 7841 | 7799.54 | 2041033.23 |  | 4.497 | 0.001 | 886547.942 | 0.0591 | 42.535 | 0.0072 | 14895084.676 | Pipeline Natural Gas | Diesel Oil | Combined cycle |  | Dry Low NOx Burners,Water Injection,Selective Catalytic Reduction |  |  | ARP, CSNOX, CSOSG3, CSSO2G1, RGGI | 55375 CT4 | 2011-04-11 | 2550 |  | Y | 0.04168 | 66.68% | Electric Utility |  |  | 0.0077661
PA | Gans Generating Facility | 55377 | 8 |  | 2023 | 1630 | 1460.07 | 65036.04 |  | 0.194 | 0.001 | 38496.584 | 0.0592 | 25.003 | 0.0837 | 647756.984 | Pipeline Natural Gas | Diesel Oil | Combustion turbine |  | Water Injection |  |  | ARP, CSNOX, CSOSG3, CSSO2G1, RGGI | 55377 8 | 2000-09-15 | 508 |  |  | 0.7689 | 14.56% | Electric Utility | GE LM6000 | Aeroderivative | 0.076511
PA | Gans Generating Facility | 55377 | 9 |  | 2023 | 1666 | 1491.12 | 68136.72 |  | 0.201 | 0.001 | 39711.321 | 0.0592 | 26.388 | 0.0859 | 668219.418 | Pipeline Natural Gas | Diesel Oil | Combustion turbine |  | Water Injection |  |  | ARP, CSNOX, CSOSG3, CSSO2G1, RGGI | 55377 9 | 2000-09-15 | 545 |  |  | 0.77456 | 14% | Electric Utility | GE LM6000 | Aeroderivative | 0.073765
AR | Union Power Station | 55380 | CTG-1 |  | 2023 | 7572 | 7562.55 | 1850235.45 |  | 3.984 | 0.001 | 789162.537 | 0.059 | 77.938 | 0.0128 | 13279159.863 | Pipeline Natural Gas |  | Combined cycle |  | Selective Catalytic Reduction |  |  | ARP, CSOSG2 | 55380 CTG-1 | 2002-09-03 | 2319 |  | Y | 0.084247 | 65.37% | Electric Utility |  |  | 0.011889
AR | Union Power Station | 55380 | CTG-2 |  | 2023 | 7573 | 7557.95 | 1851664.25 |  | 3.995 | 0.001 | 791418.053 | 0.059 | 78.468 | 0.0123 | 13317192.086 | Pipeline Natural Gas |  | Combined cycle |  | Selective Catalytic Reduction |  |  | ARP, CSOSG2 | 55380 CTG-2 | 2002-09-06 | 2319 |  | Y | 0.084754 | 65.56% | Electric Utility |  |  | 0.012075
AR | Union Power Station | 55380 | CTG-3 |  | 2023 | 7181 | 7165.67 | 1717053.37 |  | 3.707 | 0.001 | 734323.733 | 0.059 | 78.572 | 0.0142 | 12356329.182 | Pipeline Natural Gas |  | Combined cycle |  | Selective Catalytic Reduction |  |  | ARP, CSOSG2 | 55380 CTG-3 | 2002-11-25 | 2319 |  | Y | 0.09152 | 60.83% | Electric Utility |  |  | 0.012572
AR | Union Power Station | 55380 | CTG-4 |  | 2023 | 7157 | 7143.5 | 1713690.23 |  | 3.674 | 0.001 | 727779.906 | 0.059 | 74.405 | 0.0132 | 12246245.146 | Pipeline Natural Gas |  | Combined cycle |  | Selective Catalytic Reduction |  |  | ARP, CSOSG2 | 55380 CTG-4 | 2002-11-28 | 2319 |  | Y | 0.086836 | 60.28% | Electric Utility |  |  | 0.011997
AR | Union Power Station | 55380 | CTG-5 |  | 2023 | 7107 | 7086.78 | 1710523.65 |  | 3.643 | 0.001 | 721700.627 | 0.059 | 75.458 | 0.0137 | 12143916.704 | Pipeline Natural Gas |  | Combined cycle |  | Selective Catalytic Reduction |  |  | ARP, CSOSG2 | 55380 CTG-5 | 2003-01-28 | 2300 |  | Y | 0.088228 | 60.27% | Electric Utility |  |  | 0.012611
AR | Union Power Station | 55380 | CTG-6 |  | 2023 | 6644 | 6623.89 | 1615363.87 |  | 3.439 | 0.001 | 681308.464 | 0.059 | 74.375 | 0.0149 | 11464255.683 | Pipeline Natural Gas |  | Combined cycle |  | Selective Catalytic Reduction |  |  | ARP, CSOSG2 | 55380 CTG-6 | 2003-02-02 | 2250 |  | Y | 0.092085 | 58.16% | Electric Utility |  |  | 0.012402
AR | Union Power Station | 55380 | CTG-7 |  | 2023 | 6599 | 6587.89 | 1602044.14 |  | 3.398 | 0.001 | 673071.965 | 0.059 | 73 | 0.0142 | 11325715.509 | Pipeline Natural Gas |  | Combined cycle |  | Selective Catalytic Reduction |  |  | ARP, CSOSG2 | 55380 CTG-7 | 2003-03-03 | 2319 |  | Y | 0.091134 | 55.75% | Electric Utility |  |  | 0.012564
AR | Union Power Station | 55380 | CTG-8 |  | 2023 | 6581 | 6566.06 | 1602549.21 |  | 3.4 | 0.001 | 673487.759 | 0.059 | 69.51 | 0.0133 | 11332711.901 | Pipeline Natural Gas |  | Combined cycle |  | Selective Catalytic Reduction |  |  | ARP, CSOSG2 | 55380 CTG-8 | 2003-03-07 | 2321.3 |  | Y | 0.086749 | 55.73% | Electric Utility |  |  | 0.012135
VA | Commonwealth Chesapeake | 55381 | CT-001 |  | 2023 | 138 | 94.35 | 3534.4 |  | 0.014 | 0.001 | 2886.93 | 0.081 | 2.027 | 0.1066 | 35581.912 | Diesel Oil |  | Combustion turbine |  | Water Injection |  |  | ARP, CSNOX, CSOSG3, CSSO2G1, RGGI | 55381 CT-001 | 2000-08-02 | 473 |  |  | 1.147 | 0.8587% | Electric Utility | GE LM6000PC | Aeroderivative | 0.133
VA | Commonwealth Chesapeake | 55381 | CT-002 |  | 2023 | 147 | 109.62 | 4589.12 |  | 0.016 | 0.001 | 3603.036 | 0.081 | 2.738 | 0.1238 | 44400.184 | Diesel Oil |  | Combustion turbine |  | Water Injection |  |  | ARP, CSNOX, CSOSG3, CSSO2G1, RGGI | 55381 CT-002 | 2000-09-15 | 473 |  |  | 1.1933 | 1.072% | Electric Utility | GE LM6000PC | Aeroderivative | 0.15011
VA | Commonwealth Chesapeake | 55381 | CT-003 |  | 2023 | 211 | 158.56 | 6555.19 |  | 0.025 | 0.001 | 5156.002 | 0.081 | 4.48 | 0.1368 | 63547.666 | Diesel Oil |  | Combustion turbine |  | Water Injection |  |  | ARP, CSNOX, CSOSG3, CSSO2G1, RGGI | 55381 CT-003 | 2000-08-24 | 473 |  |  | 1.3669 | 1.534% | Electric Utility | GE LM6000PC | Aeroderivative | 0.1863
VA | Commonwealth Chesapeake | 55381 | CT-004 |  | 2023 | 209 | 111.86 | 3544.48 |  | 0.014 | 0.001 | 3019.092 | 0.0811 | 2.361 | 0.123 | 37201.47 | Diesel Oil |  | Combustion turbine |  | Water Injection |  |  | ARP, CSNOX, CSOSG3, CSSO2G1, RGGI | 55381 CT-004 | 2001-06-14 | 473 |  |  | 1.3322 | 0.8978% | Electric Utility | GE LM6000PC | Frame | 0.26161
VA | Commonwealth Chesapeake | 55381 | CT-005 |  | 2023 | 137 | 47.37 | 989.76 |  | 0.005 | 0.001 | 942.074 | 0.0811 | 0.744 | 0.1139 | 11612.84 | Diesel Oil |  | Combustion turbine |  | Water Injection |  |  | ARP, CSNOX, CSOSG3, CSSO2G1, RGGI | 55381 CT-005 | 2001-05-28 | 473 |  |  | 1.5034 | 0.2803% | Electric Utility | GE LM6000PC | Aeroderivative | 0.1181
VA | Commonwealth Chesapeake | 55381 | CT-006 |  | 2023 | 168 | 78.47 | 2464.21 |  | 0.01 | 0.001 | 2070.519 | 0.0811 | 1.593 | 0.1102 | 25516.371 | Diesel Oil |  | Combustion turbine |  | Water Injection |  |  | ARP, CSNOX, CSOSG3, CSSO2G1, RGGI | 55381 CT-006 | 2001-06-04 | 473 |  |  | 1.2929 | 0.6158% | Electric Utility | GE LM6000PC | Aeroderivative | 0.13188
VA | Commonwealth Chesapeake | 55381 | CT-007 |  | 2023 | 169 | 82.93 | 2564.4 |  | 0.011 | 0.001 | 2159.584 | 0.0811 | 1.815 | 0.1039 | 26611.68 | Diesel Oil |  | Combustion turbine |  | Water Injection |  |  | ARP, CSNOX, CSOSG3, CSSO2G1, RGGI | 55381 CT-007 | 2001-06-23 | 473 |  |  | 1.4155 | 0.6423% | Electric Utility | GE LM6000PC | Frame | 0.25887
GA | Thomas A. Smith Energy Facility | 55382 | CCCT1 |  | 2023 | 8144 | 8137.51 | 2224935.07 |  | 4.679 | 0.001 | 926804.074 | 0.059 | 76.104 | 0.0098 | 15595293.837 | Pipeline Natural Gas |  | Combined cycle |  | Dry Low NOx Burners,Selective Catalytic Reduction |  |  | ARP, CSNOX, CSOSG1, CSSO2G2 | 55382 CCCT1 | 2002-03-30 | 2700 |  | Y | 0.06841 | 65.94% | Electric Utility |  |  | 0.0089678
GA | Thomas A. Smith Energy Facility | 55382 | CCCT2 |  | 2023 | 8263 | 8257.6 | 2264050.21 |  | 4.781 | 0.001 | 947097.123 | 0.059 | 78.262 | 0.0099 | 15936801.411 | Pipeline Natural Gas |  | Combined cycle |  | Dry Low NOx Burners,Selective Catalytic Reduction |  |  | ARP, CSNOX, CSOSG1, CSSO2G2 | 55382 CCCT2 | 2002-03-30 | 2700 |  | Y | 0.069135 | 67.38% | Electric Utility |  |  | 0.0088839
GA | Thomas A. Smith Energy Facility | 55382 | CCCT3 |  | 2023 | 8047 | 8043.27 | 2306084.07 |  | 4.855 | 0.001 | 961653.604 | 0.059 | 75.333 | 0.0092 | 16181694.968 | Pipeline Natural Gas |  | Combined cycle |  | Dry Low NOx Burners,Selective Catalytic Reduction |  |  | ARP, CSNOX, CSOSG1, CSSO2G2 | 55382 CCCT3 | 2002-04-14 | 2700 |  | Y | 0.065334 | 68.42% | Electric Utility |  |  | 0.0089574
GA | Thomas A. Smith Energy Facility | 55382 | CCCT4 |  | 2023 | 8007 | 7998.94 | 2274072.99 |  | 4.769 | 0.001 | 944591.836 | 0.059 | 77.743 | 0.01 | 15894560.176 | Pipeline Natural Gas |  | Combined cycle |  | Dry Low NOx Burners,Selective Catalytic Reduction |  |  | ARP, CSNOX, CSOSG1, CSSO2G2 | 55382 CCCT4 | 2002-04-15 | 2700 |  | Y | 0.068373 | 67.2% | Electric Utility |  |  | 0.0090521
SC | Columbia Energy Center (SC) | 55386 | CT-1 |  | 2023 | 6703 | 6694.92 | 1437424.82 |  | 3.247 | 0.001 | 642601.79 | 0.059 | 60.435 | 0.0116 | 10809935.003 | Pipeline Natural Gas | Diesel Oil | Combined cycle |  | Dry Low NOx Burners,Water Injection,Selective Catalytic Reduction |  |  | ARP, CSNOX, CSSO2G2, SIPNOX | 55386 CT-1 | 2004-03-02 | 2484 |  | Y | 0.084088 | 49.68% | Electric Utility |  |  | 0.012896
SC | Columbia Energy Center (SC) | 55386 | CT-2 |  | 2023 | 5372 | 5351.73 | 1108056.65 |  | 2.561 | 0.001 | 504397.799 | 0.0591 | 50.947 | 0.0131 | 8471390.119 | Pipeline Natural Gas | Diesel Oil | Combined cycle |  | Dry Low NOx Burners,Water Injection,Selective Catalytic Reduction |  |  | ARP, CSNOX, CSSO2G2, SIPNOX | 55386 CT-2 | 2004-03-02 | 2484 |  | Y | 0.091957 | 38.93% | Electric Utility |  |  | 0.012877
WI | Rockgen Energy Center | 55391 | CT-1 |  | 2023 | 1572 | 1441.4 | 177582.54 |  | 0.634 | 0.001 | 125691.169 | 0.0591 | 43.499 | 0.053 | 2113888.401 | Pipeline Natural Gas | Diesel Oil | Combustion turbine |  | Dry Low NOx Burners,Water Injection |  |  | ARP, CSNOX, CSOSG3, CSSO2G1 | 55391 CT-1 | 2001-02-15 | 2160 |  |  | 0.4899 | 11.17% | Electric Utility |  |  | 0.041906
WI | Rockgen Energy Center | 55391 | CT-2 |  | 2023 | 1555 | 1432.51 | 171297.84 |  | 0.615 | 0.001 | 121787.388 | 0.0593 | 34.295 | 0.0517 | 2048627.863 | Pipeline Natural Gas | Diesel Oil | Combustion turbine |  | Dry Low NOx Burners,Water Injection |  |  | ARP, CSNOX, CSOSG3, CSSO2G1 | 55391 CT-2 | 2001-03-21 | 2160 |  |  | 0.40041 | 10.83% | Electric Utility |  |  | 0.036659
WI | Rockgen Energy Center | 55391 | CT-3 |  | 2023 | 1643 | 1519.35 | 194834.61 |  | 0.688 | 0.001 | 136318.253 | 0.0591 | 46.081 | 0.0628 | 2293290.671 | Pipeline Natural Gas | Diesel Oil | Combustion turbine |  | Dry Low NOx Burners,Water Injection |  |  | ARP, CSNOX, CSOSG3, CSSO2G1 | 55391 CT-3 | 2001-04-07 | 2160 |  |  | 0.47303 | 12.12% | Electric Utility |  |  | 0.038697
IL | Zion Energy Center | 55392 | CT-1 |  | 2023 | 1058 | 944.8 | 130776 |  | 0.43 | 0.001 | 85278.443 | 0.0594 | 24.453 | 0.0456 | 1432629.469 | Pipeline Natural Gas | Diesel Oil | Combustion turbine |  | Dry Low NOx Burners,Water Injection |  |  | ARP, CSNOX, CSOSG3, CSSO2G1 | 55392 CT-1 | 2002-05-01 | 2060 |  |  | 0.37397 | 7.939% | Electric Utility | GE MS7001FA GT | Frame | 0.034102
IL | Zion Energy Center | 55392 | CT-2 |  | 2023 | 770 | 669 | 95806.2 |  | 0.315 | 0.001 | 62549.695 | 0.0593 | 18.403 | 0.048 | 1051142.288 | Pipeline Natural Gas | Diesel Oil | Combustion turbine |  | Dry Low NOx Burners,Water Injection |  |  | ARP, CSNOX, CSOSG3, CSSO2G1 | 55392 CT-2 | 2002-05-01 | 2060 |  |  | 0.38417 | 5.825% | Electric Utility | GE MS7001FA GT | Frame | 0.033084
IL | Zion Energy Center | 55392 | CT-3 |  | 2023 | 733 | 644.47 | 88501.62 |  | 0.302 | 0.001 | 59990.934 | 0.0593 | 16.202 | 0.0448 | 1007978.232 | Pipeline Natural Gas | Diesel Oil | Combustion turbine |  | Dry Low NOx Burners,Water Injection |  |  | ARP, CSNOX, CSOSG3, CSSO2G1 | 55392 CT-3 | 2003-05-19 | 2060 |  |  | 0.36614 | 5.586% | Electric Utility | GE MS7001FA GT | Frame | 0.034762
CA | Metcalf Energy Center | 55393 | 1 |  | 2023 | 4429 | 4339.6 | 1128061.85 |  | 2.391 | 0.001 | 473551.996 | 0.059 | 30.847 | 0.009 | 7968359.682 | Pipeline Natural Gas |  | Combined cycle |  | Dry Low NOx Burners,Selective Catalytic Reduction |  |  | ARP | 55393 1 | 2005-04-28 | 2150 |  | Y | 0.05469 | 42.31% | Electric Utility |  |  | 0.0078807
CA | Metcalf Energy Center | 55393 | 2 |  | 2023 | 5096 | 5065.17 | 1288990.66 |  | 2.78 | 0.001 | 550631.73 | 0.059 | 33.667 | 0.0077 | 9265455.176 | Pipeline Natural Gas |  | Combined cycle |  | Dry Low NOx Burners,Selective Catalytic Reduction |  |  | ARP | 55393 2 | 2005-05-01 | 2156 |  | Y | 0.052238 | 49.06% | Electric Utility |  |  | 0.0077845
MS | Crossroads Energy Center (CPU) | 55395 | CT01 |  | 2023 | 1054 | 942.99 | 53676.98 |  | 0.209 | 0.001 | 41337.202 | 0.059 | 98.836 | 0.2853 | 695494.706 | Pipeline Natural Gas |  | Combustion turbine |  | Dry Low NOx Burners |  |  | ARP, CSOSG2 | 55395 CT01 | 2002-04-01 | 962.4 |  |  | 3.6826 | 8.25% | Electric Utility | GE MS7001EA | Frame | 0.096283
MS | Crossroads Energy Center (CPU) | 55395 | CT02 |  | 2023 | 936 | 837.89 | 48863.43 |  | 0.176 | 0.001 | 34845.134 | 0.0591 | 8.975 | 0.0459 | 586288.315 | Pipeline Natural Gas |  | Combustion turbine |  | Dry Low NOx Burners |  |  | ARP, CSOSG2 | 55395 CT02 | 2002-04-01 | 962.4 |  |  | 0.36735 | 6.954% | Electric Utility | GE MS7001EA | Frame | 0.043269
MS | Crossroads Energy Center (CPU) | 55395 | CT03 |  | 2023 | 1075 | 958.56 | 55494.8 |  | 0.195 | 0.001 | 38547.067 | 0.059 | 10.892 | 0.0414 | 648577.357 | Pipeline Natural Gas |  | Combustion turbine |  | Dry Low NOx Burners |  |  | ARP, CSOSG2 | 55395 CT03 | 2002-04-01 | 962.4 |  |  | 0.39254 | 7.693% | Electric Utility | GE MS7001EA | Frame | 0.055889
MS | Crossroads Energy Center (CPU) | 55395 | CT04 |  | 2023 | 1000 | 887.69 | 50752.43 |  | 0.19 | 0.001 | 37569.422 | 0.059 | 9.183 | 0.0467 | 632172.219 | Pipeline Natural Gas |  | Combustion turbine |  | Dry Low NOx Burners |  |  | ARP, CSOSG2 | 55395 CT04 | 2002-04-01 | 962.4 |  |  | 0.36187 | 7.499% | Electric Utility | GE MS7001EA | Frame | 0.039712
OH | Washington Power Company LLC | 55397 | CT1 |  | 2023 | 8485 | 8474.98 | 2677492.6 |  | 5.758 | 0.001 | 1140576.24 | 0.059 | 72.226 | 0.0078 | 19192399.057 | Pipeline Natural Gas |  | Combined cycle |  | Dry Low NOx Burners,Selective Catalytic Reduction |  |  | ARP, CSNOX, CSOSG3, CSSO2G1 | 55397 CT1 | 2002-04-27 | 2625 |  | Y | 0.05395 | 83.46% | Electric Utility |  |  | 0.0095837
OH | Washington Power Company LLC | 55397 | CT2 |  | 2023 | 8534 | 8527.8 | 2682981.63 |  | 5.774 | 0.001 | 1143788.803 | 0.059 | 71.918 | 0.0076 | 19246402.903 | Pipeline Natural Gas |  | Combined cycle |  | Dry Low NOx Burners,Selective Catalytic Reduction |  |  | ARP, CSNOX, CSOSG3, CSSO2G1 | 55397 CT2 | 2002-05-03 | 2625 |  | Y | 0.053611 | 83.7% | Electric Utility |  |  | 0.0095613
CA | Elk Hills Power | 55400 | CTG-1 |  | 2023 | 8169 | 8158.53 | 1911785.1 |  | 3.584 | 0.001 | 709855.362 | 0.059 | 42.316 | 0.0074 | 11944598.311 | Pipeline Natural Gas |  | Combined cycle |  | Dry Low NOx Burners,Selective Catalytic Reduction |  |  | ARP | 55400 CTG-1 | 2003-03-07 | 2061 |  | Y | 0.044269 | 66.16% | Industrial Turbine |  |  | 0.0053871
CA | Elk Hills Power | 55400 | CTG-2 |  | 2023 | 8246 | 8232.6 | 1956547.32 |  | 3.674 | 0.001 | 727819.824 | 0.059 | 43.09 | 0.0075 | 12247007.493 | Pipeline Natural Gas |  | Combined cycle |  | Dry Low NOx Burners,Selective Catalytic Reduction |  |  | ARP | 55400 CTG-2 | 2003-03-07 | 2061 |  | Y | 0.044047 | 67.83% | Industrial Turbine |  |  | 0.0054894
OH | Rolling Hills Generating LLC | 55401 | CT-1 |  | 2023 | 3112 | 2937.16 | 524305.66 |  | 1.726 | 0.001 | 341984.271 | 0.059 | 91.175 | 0.0334 | 5754479.664 | Pipeline Natural Gas |  | Combustion turbine |  | Dry Low NOx Burners,Water Injection,Selective Catalytic Reduction |  |  | ARP, CSNOX, CSOSG3, CSSO2G1 | 55401 CT-1 | 2003-03-01 | 2250 |  | Y | 0.34779 | 29.2% | Electric Utility |  |  | 0.037021
OH | Rolling Hills Generating LLC | 55401 | CT-2 |  | 2023 | 2331 | 2163.53 | 382233.66 |  | 1.24 | 0.001 | 245640.366 | 0.059 | 66.603 | 0.0353 | 4133285.549 | Pipeline Natural Gas |  | Combustion turbine |  | Dry Low NOx Burners,Water Injection,Selective Catalytic Reduction |  |  | ARP, CSNOX, CSOSG3, CSSO2G1 | 55401 CT-2 | 2003-03-25 | 2250 |  | Y | 0.34849 | 20.97% | Electric Utility |  |  | 0.040688
OH | Rolling Hills Generating LLC | 55401 | CT-3 |  | 2023 | 3027 | 2850.28 | 508036.1 |  | 1.654 | 0.001 | 327580.763 | 0.059 | 88.482 | 0.0346 | 5512145.123 | Pipeline Natural Gas |  | Combustion turbine |  | Dry Low NOx Burners,Water Injection |  |  | ARP, CSNOX, CSOSG3, CSSO2G1 | 55401 CT-3 | 2003-03-28 | 2250 |  |  | 0.34833 | 27.97% | Electric Utility |  |  | 0.037731
OH | Rolling Hills Generating LLC | 55401 | CT-4 |  | 2023 | 2118 | 1964.16 |  |  | 1.134 | 0.001 | 224547.99 | 0.059 | 61.214 | 0.0357 | 3778367.022 | Pipeline Natural Gas |  | Combustion turbine |  | Dry Low NOx Burners,Water Injection |  |  | ARP, CSNOX, CSOSG3, CSSO2G1 | 55401 CT-4 | 2003-04-28 | 2250 |  |  |  | 19.17% | Electric Utility |  |  | 0.041793
OH | Rolling Hills Generating LLC | 55401 | CT-5 |  | 2023 | 3073 | 2898.35 | 518825.49 |  | 1.699 | 0.001 | 336617.962 | 0.059 | 87.156 | 0.0333 | 5664150.246 | Pipeline Natural Gas |  | Combustion turbine |  | Dry Low NOx Burners,Water Injection |  |  | ARP, CSNOX, CSOSG3, CSSO2G1 | 55401 CT-5 | 2003-05-08 | 2250 |  |  | 0.33597 | 28.74% | Electric Utility |  |  | 0.039916
MI | Renaissance Power | 55402 | CT1 |  | 2023 | 2741 | 2703.74 | 432397.3 |  | 1.42 | 0.001 | 281337.342 | 0.059 | 116.469 | 0.0497 | 4734032.986 | Pipeline Natural Gas |  | Combustion turbine |  | Dry Low NOx Burners |  |  | ARP, CSNOX, CSOSG3, CSSO2G1 | 55402 CT1 | 2002-03-01 | 2200 |  |  | 0.53871 | 24.56% | Electric Utility | Siemens AG-501F | Frame | 0.04763
MI | Renaissance Power | 55402 | CT2 |  | 2023 | 2579 | 2551.67 | 398227.11 |  | 1.32 | 0.001 | 261521.2 | 0.059 | 106.796 | 0.0489 | 4400575.575 | Pipeline Natural Gas |  | Combustion turbine |  | Dry Low NOx Burners |  |  | ARP, CSNOX, CSOSG3, CSSO2G1 | 55402 CT2 | 2002-03-01 | 2200 |  |  | 0.53636 | 22.83% | Electric Utility | Siemens AG-501F | Frame | 0.048287
MI | Renaissance Power | 55402 | CT3 |  | 2023 | 2558 | 2518.37 | 402871.54 |  | 1.315 | 0.001 | 260525.206 | 0.059 | 110.067 | 0.0511 | 4383863.463 | Pipeline Natural Gas |  | Combustion turbine |  | Dry Low NOx Burners |  |  | ARP, CSNOX, CSOSG3, CSSO2G1 | 55402 CT3 | 2002-03-01 | 2200 |  |  | 0.54641 | 22.75% | Electric Utility | Siemens AG-501F | Frame | 0.04829
MI | Renaissance Power | 55402 | CT4 |  | 2023 | 1879 | 1846.8 | 290352.97 |  | 0.944 | 0.001 | 186951.027 | 0.059 | 76.982 | 0.0496 | 3145831.89 | Pipeline Natural Gas |  | Combustion turbine |  | Dry Low NOx Burners |  |  | ARP, CSNOX, CSOSG3, CSSO2G1 | 55402 CT4 | 2002-03-01 | 2200 |  |  | 0.53026 | 16.32% | Electric Utility | Siemens AG-501F | Frame | 0.049085
LA | Carville Energy Center | 55404 | COG01 |  | 2023 | 8359 | 8345 | 1952015.68 |  | 4.498 | 0.001 | 890924.141 | 0.059 | 241.303 | 0.0322 | 14991339.077 | Pipeline Natural Gas |  | Combined cycle |  | Dry Low NOx Burners |  |  | ARP, CSOSG2E | 55404 COG01 | 2003-06-17 | 2493 |  |  | 0.24723 | 68.65% | Cogeneration |  |  | 0.0324
LA | Carville Energy Center | 55404 | COG02 |  | 2023 | 6561 | 6456.48 | 1443814.74 |  | 3.408 | 0.001 | 675145.321 | 0.059 | 180.944 | 0.0331 | 11360586.54 | Pipeline Natural Gas |  | Combined cycle |  | Dry Low NOx Burners |  |  | ARP, CSOSG2E | 55404 COG02 | 2003-08-01 | 2493 |  |  | 0.25065 | 52.02% | Cogeneration |  |  | 0.032272
NY | Athens Generating Company | 55405 | 1 |  | 2023 | 1573 | 1557.09 | 481531.23 |  | 1.015 | 0.001 | 201131.158 | 0.059 | 14.711 | 0.0125 | 3384437.579 | Pipeline Natural Gas | Diesel Oil | Combined cycle |  | Dry Low NOx Burners,Water Injection,Selective Catalytic Reduction |  |  | ARP, CSNOX, CSOSG3, CSSO2G1, RGGI | 55405 1 | 2003-06-27 | 3100 |  | Y | 0.061101 | 12.46% | Electric Utility |  |  | 0.0084392
NY | Athens Generating Company | 55405 | 2 |  | 2023 | 2551 | 2524.14 | 811107.03 |  | 1.713 | 0.001 | 333953.472 | 0.059 | 22.849 | 0.0118 | 5619171.898 | Pipeline Natural Gas | Diesel Oil | Combined cycle |  | Dry Low NOx Burners,Water Injection,Selective Catalytic Reduction |  |  | ARP, CSNOX, CSOSG3, CSSO2G1, RGGI | 55405 2 | 2003-05-12 | 3100 |  | Y | 0.05634 | 20.69% | Electric Utility |  |  | 0.008796
NY | Athens Generating Company | 55405 | 3 |  | 2023 | 1884 | 1846.96 | 579126.4 |  | 1.223 | 0.001 | 242192.78 | 0.059 | 19.152 | 0.0155 | 4075310.112 | Pipeline Natural Gas | Diesel Oil | Combined cycle |  | Dry Low NOx Burners,Water Injection,Selective Catalytic Reduction |  |  | ARP, CSNOX, CSOSG3, CSSO2G1, RGGI | 55405 3 | 2003-04-08 | 3100 |  | Y | 0.066141 | 15.01% | Electric Utility |  |  | 0.0088777
GA | Bobby C. Smith Jr. Energy Facility | 55406 | 1 |  | 2023 | 6002 | 5986.55 | 1289744.5 |  | 2.792 | 0.001 | 553113.418 | 0.059 | 37.148 | 0.0093 | 9307146.223 | Pipeline Natural Gas |  | Combined cycle |  | Dry Low NOx Burners,Selective Catalytic Reduction |  |  | ARP, CSNOX, CSOSG1, CSSO2G2 | 55406 1 | 2003-02-04 | 1944 |  | Y | 0.057605 | 54.65% | Electric Utility |  |  | 0.0090644
GA | Bobby C. Smith Jr. Energy Facility | 55406 | 2 |  | 2023 | 5961 | 5945.6 | 1283488.97 |  | 2.756 | 0.001 | 545848.407 | 0.059 | 67.278 | 0.0162 | 9184978.463 | Pipeline Natural Gas |  | Combined cycle |  | Dry Low NOx Burners,Selective Catalytic Reduction |  |  | ARP, CSNOX, CSOSG1, CSSO2G2 | 55406 2 | 2003-02-08 | 1944 |  | Y | 0.10484 | 53.94% | Electric Utility |  |  | 0.010081
AL | Calhoun Generating Facility | 55409 | CT1 |  | 2023 | 91 | 82 | 9652 |  | 0.034 | 0.001 | 7090.6 | 0.0673 | 4.107 | 0.1019 | 107360 | Pipeline Natural Gas | Diesel Oil | Combustion turbine |  | Dry Low NOx Burners,Water Injection |  |  | ARP, CSNOX, CSOSG2, CSSO2G2 | 55409 CT1 | 2003-01-30 | 1940 |  |  | 0.85102 | 0.6317% | Electric Utility | GE MS7001FA GT | Frame | 0.040738
AL | Calhoun Generating Facility | 55409 | CT2 |  | 2023 | 115 | 105.75 | 13192 |  | 0.047 | 0.001 | 9691.4 | 0.0667 | 5.041 | 0.0792 | 146248.325 | Pipeline Natural Gas | Diesel Oil | Combustion turbine |  | Dry Low NOx Burners,Water Injection |  |  | ARP, CSNOX, CSOSG2, CSSO2G2 | 55409 CT2 | 2003-02-26 | 1940 |  |  | 0.76425 | 0.8606% | Electric Utility | GE MS7001FA GT | Frame | 0.04032
AL | Calhoun Generating Facility | 55409 | CT3 |  | 2023 | 74 | 67.5 | 8413.25 |  | 0.031 | 0.001 | 6442.05 | 0.0702 | 4.072 | 0.1077 | 93033.025 | Pipeline Natural Gas | Diesel Oil | Combustion turbine |  | Dry Low NOx Burners,Water Injection |  |  | ARP, CSNOX, CSOSG2, CSSO2G2 | 55409 CT3 | 2003-03-25 | 1940 |  |  | 0.968 | 0.5474% | Electric Utility | GE MS7001FA GT | Frame | 0.03982
AL | Calhoun Generating Facility | 55409 | CT4 |  | 2023 | 77 | 67.25 | 8115.5 |  | 0.031 | 0.001 | 6354.8 | 0.0721 | 4.536 | 0.1271 | 90019.525 | Pipeline Natural Gas | Diesel Oil | Combustion turbine |  | Dry Low NOx Burners,Water Injection |  |  | ARP, CSNOX, CSOSG2, CSSO2G2 | 55409 CT4 | 2003-04-23 | 1940 |  |  | 1.1179 | 0.5297% | Electric Utility | GE MS7001FA GT | Frame | 0.040419
AL | Hillabee Energy Center | 55411 | CT1 |  | 2023 | 5777 | 5747.18 | 2003657.05 |  | 4.148 | 0.001 | 821700.058 | 0.059 | 47.867 | 0.0074 | 13826693.745 | Pipeline Natural Gas |  | Combined cycle |  | Dry Low NOx Burners,Selective Catalytic Reduction |  |  | ARP, CSNOX, CSOSG2, CSSO2G2 | 55411 CT1 | 2009-10-06 | 3000 |  | Y | 0.04778 | 52.61% | Electric Utility |  |  | 0.0076999
AL | Hillabee Energy Center | 55411 | CT2 |  | 2023 | 6563 | 6539.54 | 2335911.16 |  | 4.84 | 0.001 | 958685.009 | 0.059 | 57.947 | 0.0075 | 16131729.7 | Pipeline Natural Gas |  | Combined cycle |  | Dry Low NOx Burners,Selective Catalytic Reduction |  |  | ARP, CSNOX, CSOSG2, CSSO2G2 | 55411 CT2 | 2009-11-05 | 3000 |  | Y | 0.049614 | 61.38% | Electric Utility |  |  | 0.0078254
FL | Osprey Energy Center | 55412 | CT1 |  | 2023 | 4963 | 4910.19 | 1028360.58 |  | 2.215 | 0.001 | 438652.9 | 0.059 | 47.01 | 0.0161 | 7381243.546 | Pipeline Natural Gas |  | Combined cycle |  | Dry Low NOx Burners,Selective Catalytic Reduction |  |  | ARP | 55412 CT1 | 2004-05-04 | 2275 |  | Y | 0.091427 | 37.04% | Electric Utility |  |  | 0.011559
FL | Osprey Energy Center | 55412 | CT2 |  | 2023 | 5511 | 5486.6 | 1160245.41 |  | 2.498 | 0.001 | 494781.697 | 0.059 | 49.774 | 0.0138 | 8325651.843 | Pipeline Natural Gas |  | Combined cycle |  | Dry Low NOx Burners,Selective Catalytic Reduction |  |  | ARP | 55412 CT2 | 2004-05-04 | 2275 |  | Y | 0.085799 | 41.78% | Electric Utility |  |  | 0.011439
FL | Shady Hills | 55414 | GT101 |  | 2023 | 481 | 425.46 | 62043.59 |  | 0.189 | 0.001 | 37489.775 | 0.059 | 10.614 | 0.0414 | 630836.732 | Pipeline Natural Gas | Diesel Oil | Combustion turbine |  | Dry Low NOx Burners,Water Injection |  |  | ARP | 55414 GT101 | 2001-12-21 | 1955.7 |  |  | 0.34215 | 3.682% | Electric Utility | GE MS7001FA GT | Frame | 0.032329
FL | Shady Hills | 55414 | GT201 |  | 2023 | 360 | 313.63 | 45361.77 |  | 0.146 | 0.001 | 28891.083 | 0.059 | 7.687 | 0.0419 | 486150.661 | Pipeline Natural Gas | Diesel Oil | Combustion turbine |  | Dry Low NOx Burners,Water Injection |  |  | ARP | 55414 GT201 | 2002-01-02 | 1964.5 |  |  | 0.33892 | 2.825% | Electric Utility | GE MS7001FA GT | Frame | 0.031855
FL | Shady Hills | 55414 | GT301 |  | 2023 | 355 | 316.38 | 46444.87 |  | 0.141 | 0.001 | 27857.373 | 0.059 | 8.011 | 0.0438 | 468770.276 | Pipeline Natural Gas | Diesel Oil | Combustion turbine |  | Dry Low NOx Burners,Water Injection |  |  | ARP | 55414 GT301 | 2002-02-05 | 1958.4 |  |  | 0.34497 | 2.732% | Electric Utility | GE MS7001FA GT | Frame | 0.031489
FL | Vandolah Power Project | 55415 | GT101 |  | 2023 | 1173 | 1058.36 | 162099.03 |  | 1.188 | 0.0025 | 101095.356 | 0.0593 | 27.337 | 0.0362 | 1694102.604 | Pipeline Natural Gas | Diesel Oil | Combustion turbine |  | Dry Low NOx Burners,Water Injection |  |  | ARP | 55415 GT101 | 2002-04-07 | 2220 |  |  | 0.33729 | 8.711% | Electric Utility | GE MS7001FA GT | Frame | 0.032081
FL | Vandolah Power Project | 55415 | GT201 |  | 2023 | 1443 | 1293.06 | 202355.22 |  | 1.046 | 0.0014 | 124243.419 | 0.0592 | 33.134 | 0.037 | 2084597.609 | Pipeline Natural Gas | Diesel Oil | Combustion turbine |  | Dry Low NOx Burners,Water Injection |  |  | ARP | 55415 GT201 | 2002-04-16 | 2220 |  |  | 0.32748 | 10.72% | Electric Utility | GE MS7001FA GT | Frame | 0.033448
FL | Vandolah Power Project | 55415 | GT301 |  | 2023 | 1062 | 959.1 | 148767.59 |  | 0.95 | 0.0016 | 92791.537 | 0.0593 | 25.059 | 0.0368 | 1554478.798 | Pipeline Natural Gas | Diesel Oil | Combustion turbine |  | Dry Low NOx Burners,Water Injection |  |  | ARP | 55415 GT301 | 2002-04-19 | 2220 |  |  | 0.33689 | 7.993% | Electric Utility | GE MS7001FA GT | Frame | 0.034114
FL | Vandolah Power Project | 55415 | GT401 |  | 2023 | 1517 | 1358.2 | 208214 |  | 1.219 | 0.0015 | 131247.647 | 0.0592 | 35.212 | 0.0375 | 2200545.375 | Pipeline Natural Gas | Diesel Oil | Combustion turbine |  | Dry Low NOx Burners,Water Injection |  |  | ARP | 55415 GT401 | 2002-05-10 | 2220 |  |  | 0.33823 | 11.32% | Electric Utility | GE MS7001FA GT | Frame | 0.032814
IL | Raccoon Creek Power Plant | 55417 | CT-01 |  | 2023 | 4 | 2.82 | 187 |  | 0.001 | 0.0008 | 122.46 | 0.0443 | 0.037 | 0.0345 | 2060.202 | Pipeline Natural Gas |  | Combustion turbine |  | Dry Low NOx Burners |  |  | ARP, CSNOX, CSOSG3, CSSO2G1 | 55417 CT-01 | 2002-06-06 | 1060 |  |  | 0.39572 | 0.02219% | Electric Utility | GE MS7001EA | Frame | 0.026514
IL | Raccoon Creek Power Plant | 55417 | CT-02 |  | 2023 | 4 | 3.1 | 209.14 |  | 0.001 | 0.001 | 123.688 | 0.059 | 0.026 | 0.0245 | 2082.608 | Pipeline Natural Gas |  | Combustion turbine |  | Dry Low NOx Burners |  |  | ARP, CSNOX, CSOSG3, CSSO2G1 | 55417 CT-02 | 2002-06-06 | 1060 |  |  | 0.24864 | 0.02243% | Electric Utility | GE MS7001EA | Frame | 0.02331
IL | Raccoon Creek Power Plant | 55417 | CT-03 |  | 2023 | 4 | 2.93 | 195.92 |  | 0.001 | 0.001 | 123.577 | 0.0593 | 0.036 | 0.0333 | 2078.697 | Pipeline Natural Gas |  | Combustion turbine |  | Dry Low NOx Burners |  |  | ARP, CSNOX, CSOSG3, CSSO2G1 | 55417 CT-03 | 2002-06-06 | 1060 |  |  | 0.3675 | 0.02239% | Electric Utility | GE MS7001EA | Frame | 0.023684
IL | Raccoon Creek Power Plant | 55417 | CT-04 |  | 2023 | 6 | 3.89 | 209.61 |  | 0.001 | 0.001 | 143.185 | 0.0592 | 0.043 | 0.0307 | 2409.748 | Pipeline Natural Gas |  | Combustion turbine |  | Dry Low NOx Burners |  |  | ARP, CSNOX, CSOSG3, CSSO2G1 | 55417 CT-04 | 2002-06-06 | 1060 |  |  | 0.41029 | 0.02595% | Electric Utility | GE MS7001EA | Frame | 0.024416
AR | Hot Spring Energy Facility | 55418 | CT-1 |  | 2023 | 4433 | 4396.59 | 1055509.63 |  | 2.274 | 0.001 | 450370.57 | 0.059 | 40.051 | 0.0121 | 7578380.131 | Pipeline Natural Gas |  | Combined cycle |  | Dry Low NOx Burners,Selective Catalytic Reduction |  |  | ARP, CSOSG2 | 55418 CT-1 | 2002-04-17 | 2650 |  | Y | 0.075889 | 32.65% | Electric Utility |  |  | 0.0095962
AR | Hot Spring Energy Facility | 55418 | CT-2 |  | 2023 | 4877 | 4848.13 | 1169811.1 |  | 2.525 | 0.001 | 500222.184 | 0.059 | 47.829 | 0.0143 | 8417172.892 | Pipeline Natural Gas |  | Combined cycle |  | Dry Low NOx Burners,Selective Catalytic Reduction |  |  | ARP, CSOSG2 | 55418 CT-2 | 2002-03-29 | 2650 |  | Y | 0.081772 | 36.26% | Electric Utility |  |  | 0.0099778
LA | Plaquemine Cogen Facility | 55419 | 500 |  | 2023 | 7300 | 7290.07 | 2283931.48 |  | 2.296 | 0.0001 | 703732.082 | 0.0566 | 103.283 | 0.0167 | 12465085.623 | Natural Gas | Process Gas | Combined cycle |  | Dry Low NOx Burners,Selective Catalytic Reduction |  |  | ARP, CSOSG2E | 55419 500 | 2004-03-18 | 2603 |  | Y | 0.090443 | 54.67% | Cogeneration |  |  | 0.016514
LA | Plaquemine Cogen Facility | 55419 | 600 |  | 2023 | 8753 | 8751.72 | 2778634.72 |  | 2.589 | 0.0001 | 845458.578 | 0.057 | 124.799 | 0.0169 | 14811178.47 | Natural Gas | Process Gas | Combined cycle |  | Dry Low NOx Burners,Selective Catalytic Reduction |  |  | ARP, CSOSG2E | 55419 600 | 2004-03-18 | 2603 |  | Y | 0.089828 | 64.95% | Cogeneration |  |  | 0.016266
LA | Plaquemine Cogen Facility | 55419 | 700 |  | 2023 | 6926 | 6921.01 | 2216773.86 |  | 2.107 | 0.0001 | 682722.102 | 0.0555 | 99.469 | 0.0162 | 12305994.982 | Natural Gas | Process Gas | Combined cycle |  | Dry Low NOx Burners,Selective Catalytic Reduction |  |  | ARP, CSOSG2E | 55419 700 | 2004-03-18 | 2603 |  | Y | 0.089742 | 53.97% | Cogeneration |  |  | 0.016807
LA | Plaquemine Cogen Facility | 55419 | 800 |  | 2023 | 8071 | 8066.56 | 2565255.71 |  | 2.408 | 0.0001 | 760033.804 | 0.0554 | 110.894 | 0.0162 | 13716919.046 | Natural Gas | Process Gas | Combined cycle |  | Dry Low NOx Burners,Selective Catalytic Reduction |  |  | ARP, CSOSG2E | 55419 800 | 2004-03-18 | 2603 |  | Y | 0.086458 | 60.16% | Cogeneration |  |  | 0.015824
LA | Bayou Cove Peaking Power Plant | 55433 | CTG-1 |  | 2023 | 1020 | 861.89 | 51404.8 |  | 0.189 | 0.001 | 37533.318 | 0.0591 | 11.082 | 0.0448 | 631563.097 | Pipeline Natural Gas |  | Combustion turbine |  | Dry Low NOx Burners |  |  | ARP, CSOSG2E | 55433 CTG-1 | 2002-08-08 | 1073 |  |  | 0.43117 | 6.719% | Electric Utility |  |  | 0.032189
LA | Bayou Cove Peaking Power Plant | 55433 | CTG-2 |  | 2023 | 945 | 818.63 | 42650.5 |  | 0.158 | 0.001 | 31341.113 | 0.0591 | 11.468 | 0.0516 | 527383.869 | Pipeline Natural Gas |  | Combustion turbine |  | Dry Low NOx Burners |  |  | ARP, CSOSG2E | 55433 CTG-2 | 2002-07-25 | 1073 |  |  | 0.53777 | 5.611% | Electric Utility |  |  | 0.033117
LA | Bayou Cove Peaking Power Plant | 55433 | CTG-3 |  | 2023 | 576 | 498.64 | 25368.52 |  | 0.095 | 0.001 | 18882.463 | 0.0591 | 8.359 | 0.0598 | 317736.02 | Pipeline Natural Gas |  | Combustion turbine |  | Dry Low NOx Burners |  |  | ARP, CSOSG2E | 55433 CTG-3 | 2002-07-19 | 1073 |  |  | 0.65901 | 3.38% | Electric Utility |  |  | 0.039178
LA | Bayou Cove Peaking Power Plant | 55433 | CTG-4 |  | 2023 | 788 | 681.11 | 35294.78 |  | 0.137 | 0.001 | 27067.085 | 0.0589 | 9.056 | 0.049 | 455455.455 | Pipeline Natural Gas |  | Combustion turbine |  | Dry Low NOx Burners |  |  | ARP, CSOSG2E | 55433 CTG-4 | 2002-09-27 | 1073 |  |  | 0.51316 | 4.846% | Electric Utility |  |  | 0.03437
IL | Elgin Energy Center, LLC | 55438 | CT01 |  | 2023 | 603 | 542.23 | 54649.33 |  | 0.19 | 0.001 | 37733.878 | 0.059 | 17.029 | 0.0531 | 634954.707 | Pipeline Natural Gas |  | Combustion turbine |  | Dry Low NOx Burners |  |  | ARP, CSNOX, CSOSG3, CSSO2G1 | 55438 CT01 | 2002-08-20 | 1472 |  |  | 0.62321 | 4.924% | Electric Utility | Siemens AG-501D5A | Frame | 0.056176
IL | Elgin Energy Center, LLC | 55438 | CT02 |  | 2023 | 783 | 711.84 | 72621.2 |  | 0.25 | 0.001 | 49471.137 | 0.059 | 24.373 | 0.0592 | 832423.031 | Pipeline Natural Gas |  | Combustion turbine |  | Dry Low NOx Burners |  |  | ARP, CSNOX, CSOSG3, CSSO2G1 | 55438 CT02 | 2002-09-03 | 1472 |  |  | 0.67124 | 6.456% | Electric Utility | Siemens AG-501D5A | Frame | 0.0582
IL | Elgin Energy Center, LLC | 55438 | CT03 |  | 2023 | 491 | 443.18 | 44772.35 |  | 0.158 | 0.001 | 31266.662 | 0.059 | 14.008 | 0.0532 | 526112.434 | Pipeline Natural Gas |  | Combustion turbine |  | Dry Low NOx Burners |  |  | ARP, CSNOX, CSOSG3, CSSO2G1 | 55438 CT03 | 2002-09-25 | 1472 |  |  | 0.62574 | 4.08% | Electric Utility | Siemens AG-501D5A | Frame | 0.057266
IL | Elgin Energy Center, LLC | 55438 | CT04 |  | 2023 | 476 | 425.76 | 42129.5 |  | 0.15 | 0.001 | 29651.705 | 0.059 | 15.638 | 0.0647 | 498959.804 | Pipeline Natural Gas |  | Combustion turbine |  | Dry Low NOx Burners |  |  | ARP, CSNOX, CSOSG3, CSSO2G1 | 55438 CT04 | 2002-10-21 | 1472 |  |  | 0.74238 | 3.869% | Electric Utility | Siemens AG-501D5A | Frame | 0.06258
VA | Tenaska Virginia Generating Station | 55439 | CTGDB1 |  | 2023 | 5650 | 5575.05 | 1349049.61 |  | 2.993 | 0.001 | 575386.391 | 0.0591 | 34.824 | 0.0103 | 9672323.993 | Pipeline Natural Gas | Diesel Oil | Combined cycle |  | Dry Low NOx Burners,Water Injection,Selective Catalytic Reduction |  |  | ARP, CSNOX, CSOSG3, CSSO2G1, RGGI | 55439 CTGDB1 | 2003-12-26 | 2550 |  | Y | 0.051627 | 43.3% | Electric Utility |  |  | 0.0074654
VA | Tenaska Virginia Generating Station | 55439 | CTGDB2 |  | 2023 | 5310 | 5262.83 | 1267517.06 |  | 2.712 | 0.001 | 536098.718 | 0.059 | 33.025 | 0.0099 | 9019727.012 | Pipeline Natural Gas | Diesel Oil | Combined cycle |  | Dry Low NOx Burners,Water Injection,Selective Catalytic Reduction |  |  | ARP, CSNOX, CSOSG3, CSSO2G1, RGGI | 55439 CTGDB2 | 2004-01-02 | 2550 |  | Y | 0.05211 | 40.38% | Electric Utility |  |  | 0.0078487
VA | Tenaska Virginia Generating Station | 55439 | CTGDB3 |  | 2023 | 5666 | 5618.27 | 1361379.57 |  | 2.932 | 0.001 | 572707.719 | 0.059 | 36.308 | 0.0105 | 9631940.079 | Pipeline Natural Gas | Diesel Oil | Combined cycle |  | Dry Low NOx Burners,Water Injection,Selective Catalytic Reduction |  |  | ARP, CSNOX, CSOSG3, CSSO2G1, RGGI | 55439 CTGDB3 | 2004-01-16 | 2550 |  | Y | 0.05334 | 43.12% | Electric Utility |  |  | 0.0083094
AL | Central Alabama Gen Station | 55440 | CTGDB1 |  | 2023 | 6590 | 6520 | 1636721.25 |  | 3.551 | 0.001 | 702839.025 | 0.059 | 54.439 | 0.0114 | 11826626.85 | Pipeline Natural Gas | Diesel Oil | Combined cycle |  | Dry Low NOx Burners,Water Injection,Selective Catalytic Reduction |  |  | ARP, CSNOX, CSOSG2, CSSO2G2 | 55440 CTGDB1 | 2003-01-15 | 2860 |  | Y | 0.066522 | 47.21% | Electric Utility |  |  | 0.0091182
AL | Central Alabama Gen Station | 55440 | CTGDB2 |  | 2023 | 6459 | 6388.75 | 1599390 |  | 3.511 | 0.001 | 692718.3 | 0.059 | 53.498 | 0.0112 | 11656316.1 | Pipeline Natural Gas | Diesel Oil | Combined cycle |  | Dry Low NOx Burners,Water Injection,Selective Catalytic Reduction |  |  | ARP, CSNOX, CSOSG2, CSSO2G2 | 55440 CTGDB2 | 2002-12-08 | 2860 |  | Y | 0.066898 | 46.53% | Electric Utility |  |  | 0.0087649
AL | Central Alabama Gen Station | 55440 | CTGDB3 |  | 2023 | 6849 | 6814 | 1682392 |  | 3.612 | 0.001 | 716851.3 | 0.059 | 54.725 | 0.0104 | 12062447.35 | Pipeline Natural Gas | Diesel Oil | Combined cycle |  | Dry Low NOx Burners,Water Injection,Selective Catalytic Reduction |  |  | ARP, CSNOX, CSOSG2, CSSO2G2 | 55440 CTGDB3 | 2003-03-06 | 2860 |  | Y | 0.065056 | 48.15% | Electric Utility |  |  | 0.0097974
MO | Columbia Energy Center (MO) | 55447 | CT01 |  | 2023 | 231 | 190.44 | 6508.08 |  | 0.024 | 0.001 | 4794.889 | 0.0592 | 1.939 | 0.0706 | 80681.376 | Pipeline Natural Gas |  | Combustion turbine |  | Dry Low NOx Burners |  |  | ARP, CSNOX, CSOSG2, CSSO2G1 | 55447 CT01 | 2001-07-25 | 545 |  |  | 0.59587 | 1.69% | Electric Utility | GE Unknown |  | 0.04929
MO | Columbia Energy Center (MO) | 55447 | CT02 |  | 2023 | 223 | 182.69 | 6134.11 |  | 0.023 | 0.001 | 4587.81 | 0.0593 | 1.859 | 0.0749 | 77197.694 | Pipeline Natural Gas |  | Combustion turbine |  | Dry Low NOx Burners |  |  | ARP, CSNOX, CSOSG2, CSSO2G1 | 55447 CT02 | 2001-07-05 | 545 |  |  | 0.60612 | 1.617% | Electric Utility | GE Unknown |  | 0.050958
MO | Columbia Energy Center (MO) | 55447 | CT03 |  | 2023 | 219 | 180.53 | 6187.46 |  | 0.023 | 0.001 | 4531.156 | 0.0592 | 1.828 | 0.0726 | 76248.563 | Pipeline Natural Gas |  | Combustion turbine |  | Dry Low NOx Burners |  |  | ARP, CSNOX, CSOSG2, CSSO2G1 | 55447 CT03 | 2001-06-05 | 545 |  |  | 0.59087 | 1.597% | Electric Utility | GE Unknown |  | 0.047987
MO | Columbia Energy Center (MO) | 55447 | CT04 |  | 2023 | 50 | 39.64 | 1233.05 |  | 0.005 | 0.001 | 932.551 | 0.0593 | 1.729 | 0.221 | 15687.832 | Pipeline Natural Gas |  | Combustion turbine |  | Dry Low NOx Burners |  |  | ARP, CSNOX, CSOSG2, CSSO2G1 | 55447 CT04 | 2001-06-02 | 545 |  |  | 2.8044 | 0.3286% | Electric Utility | GE Unknown |  | 0.057164
MS | Magnolia Combined Cycle Plant | 55451 | CTG-1 |  | 2023 | 7520 | 7482.97 | 2028332.24 |  | 4.368 | 0.001 | 865161.942 | 0.059 | 83.505 | 0.0126 | 14557970.429 | Pipeline Natural Gas |  | Combined cycle |  | Dry Low NOx Burners,Selective Catalytic Reduction |  |  | ARP, CSOSG2 | 55451 CTG-1 | 2002-12-19 | 2790.2 |  | Y | 0.082339 | 59.56% | Electric Utility |  |  | 0.011944
MS | Magnolia Combined Cycle Plant | 55451 | CTG-2 |  | 2023 | 7439 | 7398.12 | 1989094.51 |  | 4.335 | 0.001 | 858737.792 | 0.059 | 84.314 | 0.0131 | 14449936.837 | Pipeline Natural Gas |  | Combined cycle |  | Dry Low NOx Burners,Selective Catalytic Reduction |  |  | ARP, CSOSG2 | 55451 CTG-2 | 2002-12-22 | 2753.4 |  | Y | 0.084776 | 59.91% | Electric Utility |  |  | 0.011812
MS | Magnolia Combined Cycle Plant | 55451 | CTG-3 |  | 2023 | 7198 | 7172.47 | 1914089.34 |  | 4.204 | 0.001 | 832764.558 | 0.059 | 79.898 | 0.0123 | 14012904.518 | Pipeline Natural Gas |  | Combined cycle |  | Dry Low NOx Burners,Selective Catalytic Reduction |  |  | ARP, CSOSG2 | 55451 CTG-3 | 2003-04-01 | 2751.2 |  | Y | 0.083484 | 58.14% | Electric Utility |  |  | 0.012205
CO | Fountain Valley Power Plant | 55453 | 1 |  | 2023 | 741 | 627.52 | 12891.33 |  | 0.044 | 0.001 | 8708.277 | 0.0593 | 6.922 | 0.1104 | 146536.894 | Pipeline Natural Gas |  | Combustion turbine |  | Water Injection |  |  | ARP | 55453 1 | 2001-07-08 | 440 |  |  | 1.0739 | 3.802% | Electric Utility | GE LM6000 | Aeroderivative | 0.1059
CO | Fountain Valley Power Plant | 55453 | 2 |  | 2023 | 712 | 606.01 | 12980.3 |  | 0.044 | 0.001 | 8736.376 | 0.0594 | 7.456 | 0.1192 | 146995.93 | Pipeline Natural Gas |  | Combustion turbine |  | Water Injection |  |  | ARP | 55453 2 | 2001-07-14 | 425 |  |  | 1.1488 | 3.948% | Electric Utility | GE LM6000 |  | 0.10226
CO | Fountain Valley Power Plant | 55453 | 3 |  | 2023 | 767 | 646.1 | 13723.98 |  | 0.047 | 0.001 | 9250.668 | 0.0593 | 7.917 | 0.1175 | 155661.787 | Pipeline Natural Gas |  | Combustion turbine |  | Water Injection |  |  | ARP | 55453 3 | 2001-07-24 | 430 |  |  | 1.1537 | 4.132% | Electric Utility | GE LM6000 | Aeroderivative | 0.10955
CO | Fountain Valley Power Plant | 55453 | 4 |  | 2023 | 751 | 639.29 | 13363.73 |  | 0.045 | 0.001 | 8910.288 | 0.0594 | 7.64 | 0.1198 | 149917.469 | Pipeline Natural Gas |  | Combustion turbine |  | Water Injection |  |  | ARP | 55453 4 | 2001-07-25 | 420 |  |  | 1.1434 | 4.075% | Electric Utility | GE LM6000 | Aeroderivative | 0.10089
CO | Fountain Valley Power Plant | 55453 | 5 |  | 2023 | 743 | 622.91 | 13015.57 |  | 0.044 | 0.001 | 8636.525 | 0.0593 | 7.121 | 0.1124 | 145345.758 | Pipeline Natural Gas |  | Combustion turbine |  | Water Injection |  |  | ARP | 55453 5 | 2001-07-29 | 420 |  |  | 1.0942 | 3.95% | Electric Utility | GE LM6000 | Aeroderivative | 0.10454
CO | Fountain Valley Power Plant | 55453 | 6 |  | 2023 | 727 | 620.82 | 13106.98 |  | 0.044 | 0.001 | 8679.076 | 0.0593 | 7.384 | 0.1177 | 146046.38 | Pipeline Natural Gas |  | Combustion turbine |  | Water Injection |  |  | ARP | 55453 6 | 2001-08-01 | 420 |  |  | 1.1267 | 3.97% | Electric Utility | GE LM6000 | Aeroderivative | 0.10558
AZ | Redhawk Generating Facility | 55455 | CC1A |  | 2023 | 5404 | 5246.34 | 1144977.99 |  | 2.34 | 0.001 | 463459.49 | 0.059 | 35.527 | 0.0126 | 7798649.107 | Pipeline Natural Gas |  | Combined cycle |  | Dry Low NOx Burners,Selective Catalytic Reduction |  |  | ARP | 55455 CC1A | 2002-04-25 | 2053 |  | Y | 0.062057 | 43.36% | Electric Utility |  |  | 0.0094937
AZ | Redhawk Generating Facility | 55455 | CC1B |  | 2023 | 5236 | 5060.76 | 1118952.85 |  | 2.301 | 0.001 | 455766.421 | 0.059 | 34.828 | 0.0125 | 7669179.856 | Pipeline Natural Gas |  | Combined cycle |  | Dry Low NOx Burners,Selective Catalytic Reduction |  |  | ARP | 55455 CC1B | 2002-04-14 | 2053 |  | Y | 0.062251 | 42.64% | Electric Utility |  |  | 0.0095322
AZ | Redhawk Generating Facility | 55455 | CC2A |  | 2023 | 5883 | 5736.43 | 1222182.69 |  | 2.496 | 0.001 | 494490.496 | 0.059 | 38.062 | 0.0125 | 8320749.062 | Pipeline Natural Gas |  | Combined cycle |  | Dry Low NOx Burners,Selective Catalytic Reduction |  |  | ARP | 55455 CC2A | 2002-05-15 | 2053 |  | Y | 0.062285 | 46.27% | Electric Utility |  |  | 0.0095454
AZ | Redhawk Generating Facility | 55455 | CC2B |  | 2023 | 4902 | 4742.45 | 1032900.22 |  | 2.15 | 0.001 | 425881.408 | 0.059 | 33.491 | 0.0128 | 7166280.069 | Pipeline Natural Gas |  | Combined cycle |  | Dry Low NOx Burners,Selective Catalytic Reduction |  |  | ARP | 55455 CC2B | 2002-05-23 | 2053 |  | Y | 0.064848 | 39.85% | Electric Utility |  |  | 0.0095461
OK | McClain Energy Facility | 55457 | CT1 |  | 2023 | 6152 | 6095.09 | 848650.39 |  | 2.678 | 0.001 | 530368.801 | 0.059 | 127.41 | 0.0298 | 8924534.543 | Pipeline Natural Gas |  | Combined cycle |  | Dry Low NOx Burners |  |  | ARP, CSOSG2 | 55457 CT1 | 2001-03-31 | 2083 |  |  | 0.30026 | 48.91% | Electric Utility |  |  | 0.028908
OK | McClain Energy Facility | 55457 | CT2 |  | 2023 | 6122 | 6073.97 | 849281.74 |  | 2.67 | 0.001 | 528875.383 | 0.059 | 132.819 | 0.031 | 8899364.25 | Pipeline Natural Gas |  | Combined cycle |  | Dry Low NOx Burners |  |  | ARP, CSOSG2 | 55457 CT2 | 2001-04-04 | 2083 |  |  | 0.31278 | 48.77% | Electric Utility |  |  | 0.028856
MI | Indeck-Niles Energy Center | 55460 | EUCT1 |  | 2023 | 7242 | 7214.85 | 3722861.67 |  | 7.255 | 0.001 | 1437184.919 | 0.059 | 66.706 | 0.0057 | 24183433.161 | Pipeline Natural Gas |  | Combined cycle |  | Dry Low NOx Burners,Selective Catalytic Reduction |  |  | ARP, CSNOX, CSOSG3, CSSO2G1, NSPS4T | 55460 EUCT1 | 2022-01-21 | 3722 |  | Y | 0.035836 | 74.17% | Electric Utility | GE 7HA.02 2x1 | Frame | 0.0056619 | 1.5344
MI | Indeck-Niles Energy Center | 55460 | EUCT2 |  | 2023 | 7001 | 6980.79 | 3745446.99 |  | 7.334 | 0.001 | 1452896.688 | 0.059 | 47.129 | 0.004 | 24447793.109 | Pipeline Natural Gas |  | Combined cycle |  | Dry Low NOx Burners,Selective Catalytic Reduction |  |  | ARP, CSNOX, CSOSG3, CSSO2G1, NSPS4T | 55460 EUCT2 | 2021-12-28 | 3722 |  | Y | 0.025166 | 74.98% | Electric Utility | GE 7HA.02 2x1 | Frame | 0.004443 | 1.204
OK | Redbud Power Plant | 55463 | CT-01 |  | 2023 | 4814 | 4708.58 | 1182001.99 |  | 2.651 | 0.001 | 525191.725 | 0.059 | 57.69 | 0.0173 | 8837422.506 | Pipeline Natural Gas |  | Combined cycle |  | Dry Low NOx Burners,Selective Catalytic Reduction |  |  | ARP, CSOSG2 | 55463 CT-01 | 2003-07-18 | 2750 |  | Y | 0.097614 | 36.69% | Electric Utility |  |  | 0.011815
OK | Redbud Power Plant | 55463 | CT-02 |  | 2023 | 5376 | 5275.55 | 1316131.94 |  | 2.936 | 0.001 | 581627.88 | 0.059 | 68.309 | 0.019 | 9786940.01 | Pipeline Natural Gas |  | Combined cycle |  | Dry Low NOx Burners,Selective Catalytic Reduction |  |  | ARP, CSOSG2 | 55463 CT-02 | 2003-04-18 | 2820 |  | Y | 0.1038 | 39.62% | Electric Utility |  |  | 0.012058
OK | Redbud Power Plant | 55463 | CT-03 |  | 2023 | 5312 | 5190.51 | 1297041.92 |  | 2.918 | 0.001 | 578101.622 | 0.059 | 69.39 | 0.0203 | 9727660.008 | Pipeline Natural Gas |  | Combined cycle |  | Dry Low NOx Burners,Selective Catalytic Reduction |  |  | ARP, CSOSG2 | 55463 CT-03 | 2003-04-08 | 2750 |  | Y | 0.107 | 40.38% | Electric Utility |  |  | 0.012371
OK | Redbud Power Plant | 55463 | CT-04 |  | 2023 | 5385 | 5270.35 | 1373922.74 |  | 3.092 | 0.001 | 612545.287 | 0.059 | 70.753 | 0.0183 | 10307266.888 | Pipeline Natural Gas |  | Combined cycle |  | Dry Low NOx Burners,Selective Catalytic Reduction |  |  | ARP, CSOSG2 | 55463 CT-04 | 2003-06-26 | 2750 |  | Y | 0.10299 | 42.79% | Electric Utility |  |  | 0.011879
TX | Deer Park Energy Center | 55464 | CTG1 |  | 2023 | 7057 | 7032.81 | 1411025.14 |  | 4.186 | 0.001 | 829231.801 | 0.059 | 60.226 | 0.0089 | 13953427.535 | Pipeline Natural Gas |  | Combined cycle |  | Dry Low NOx Burners,Selective Catalytic Reduction |  |  | ARP, CSOSG2 | 55464 CTG1 | 2002-11-10 | 2798 |  | Y | 0.085365 | 56.93% | Cogeneration |  |  | 0.0088221
TX | Deer Park Energy Center | 55464 | CTG2 |  | 2023 | 7774 | 7757.42 | 1494555.78 |  | 4.391 | 0.001 | 869778.409 | 0.059 | 59.271 | 0.0084 | 14635744.739 | Pipeline Natural Gas |  | Combined cycle |  | Dry Low NOx Burners,Selective Catalytic Reduction |  |  | ARP, CSOSG2 | 55464 CTG2 | 2003-04-15 | 2707 |  | Y | 0.079316 | 61.72% | Cogeneration |  |  | 0.0087024
TX | Deer Park Energy Center | 55464 | CTG3 |  | 2023 | 7152 | 7122.99 | 1436332.05 |  | 4.369 | 0.001 | 865520.445 | 0.059 | 63.24 | 0.0091 | 14564055.84 | Pipeline Natural Gas |  | Combined cycle |  | Dry Low NOx Burners,Selective Catalytic Reduction |  |  | ARP, CSOSG2 | 55464 CTG3 | 2003-11-15 | 2750 |  | Y | 0.088058 | 60.46% | Cogeneration |  |  | 0.0091251
TX | Deer Park Energy Center | 55464 | CTG4 |  | 2023 | 7214 | 7193.84 | 1427035.5 |  | 4.186 | 0.001 | 829263.102 | 0.059 | 63.344 | 0.0094 | 13953932.197 | Pipeline Natural Gas |  | Combined cycle |  | Dry Low NOx Burners,Selective Catalytic Reduction |  |  | ARP, CSOSG2 | 55464 CTG4 | 2004-03-11 | 2707 |  | Y | 0.088777 | 58.84% | Cogeneration |  |  | 0.0087071
TX | Deer Park Energy Center | 55464 | CTG5 |  | 2023 | 6782 | 6764.29 | 1312660.41 |  | 3.239 | 0.001 | 641598.392 | 0.059 | 31.952 | 0.0062 | 10796189.244 | Pipeline Natural Gas |  | Combined cycle |  | Dry Low NOx Burners,Selective Catalytic Reduction |  |  | ARP, CSOSG2 | 55464 CTG5 | 2014-05-21 | 2700 |  | Y | 0.048683 | 45.65% | Cogeneration |  |  | 0.0057991
LA | Ouachita Plant | 55467 | CTGEN1 |  | 2023 | 4732 | 4717.98 | 1125100.44 |  | 2.531 | 0.001 | 501359.694 | 0.059 | 66.292 | 0.0168 | 8436140.848 | Pipeline Natural Gas |  | Combined cycle |  | Dry Low NOx Burners,Selective Catalytic Reduction |  |  | ARP, CSOSG2E | 55467 CTGEN1 | 2002-05-31 | 2100 |  | Y | 0.11784 | 45.86% | Electric Utility |  |  | 0.01467
LA | Ouachita Plant | 55467 | CTGEN2 |  | 2023 | 5202 | 5187.8 | 1245768.14 |  | 2.794 | 0.001 | 553428.828 | 0.059 | 73.916 | 0.0171 | 9312325.815 | Pipeline Natural Gas |  | Combined cycle |  | Dry Low NOx Burners,Selective Catalytic Reduction |  |  | ARP, CSOSG2E | 55467 CTGEN2 | 2002-06-12 | 2200 |  | Y | 0.11867 | 48.32% | Electric Utility |  |  | 0.015292
LA | Ouachita Plant | 55467 | CTGEN3 |  | 2023 | 5807 | 5785.41 | 1408981.59 |  | 3.123 | 0.001 | 618591.477 | 0.059 | 77.536 | 0.0161 | 10409139.523 | Pipeline Natural Gas |  | Combined cycle |  | Dry Low NOx Burners,Selective Catalytic Reduction |  |  | ARP, CSOSG2E | 55467 CTGEN3 | 2002-06-29 | 2200 |  | Y | 0.11006 | 54.01% | Electric Utility |  |  | 0.014734
TX | South Houston Green Power Site | 55470 | EPN801 |  | 2023 | 7742 | 7722.56 |  | 4177164.02 | 19.868 | 0.0027 | 868954.136 | 0.059 | 76.652 | 0.0109 | 14621888.445 | Pipeline Natural Gas | Process Gas | Combined cycle |  | Dry Low NOx Burners,Selective Catalytic Reduction |  |  | ARP, CSOSG2 | 55470 EPN801 | 2003-09-28 | 2950 |  | Y |  | 56.58% | Cogeneration |  |  | 0.010578
TX | South Houston Green Power Site | 55470 | EPN802 |  | 2023 | 8148 | 8137.4 | 1327877.26 |  | 21.264 | 0.0027 | 912253.477 | 0.059 | 88.933 | 0.0122 | 15350619.306 | Pipeline Natural Gas | Process Gas | Combined cycle |  | Dry Low NOx Burners,Selective Catalytic Reduction |  |  | ARP, CSOSG2 | 55470 EPN802 | 2003-10-03 | 2950 |  | Y | 0.13395 | 59.4% | Cogeneration |  |  | 0.011101
TX | South Houston Green Power Site | 55470 | EPN803 |  | 2023 | 7402 | 7388.49 |  | 5382359.39 | 18.168 | 0.0026 | 850395.691 | 0.059 | 69.507 | 0.011 | 14309593.74 | Pipeline Natural Gas | Process Gas | Combined cycle |  | Dry Low NOx Burners,Selective Catalytic Reduction |  |  | ARP, CSOSG2 | 55470 EPN803 | 2003-10-11 | 2950 |  | Y |  | 55.37% | Cogeneration |  |  | 0.010262
WY | Neil Simpson II (CT2) | 55477 | CT2 |  | 2023 | 906 | 774.32 | 19912.8 |  | 0.065 | 0.001 | 12851.911 | 0.0593 | 5.701 | 0.0601 | 216253.575 | Pipeline Natural Gas |  | Combustion turbine |  | Dry Low NOx Burners |  |  | ARP | 55477 CT2 | 2001-05-30 | 393 |  |  | 0.5726 | 6.282% | Electric Utility | GE Unknown |  | 0.055608
SD | Lange | 55478 | CT1 |  | 2023 | 1706 | 1480.19 | 41610.22 |  | 0.13 | 0.001 | 25821.395 | 0.0593 | 12.117 | 0.0614 | 434504.478 | Pipeline Natural Gas |  | Combustion turbine |  | Dry Low NOx Burners |  |  | ARP | 55478 CT1 | 2002-05-23 | 399 |  |  | 0.5824 | 12.43% | Electric Utility |  |  | 0.06561
WY | Wygen I | 55479 | 1 |  | 2023 | 8405 | 8391.18 | 713811.3 |  | 348.379 | 0.0833 | 874057.444 | 0.105 | 541.691 | 0.1297 | 8333880.044 | Coal |  | Dry bottom wall-fired boiler | Dry Lime FGD | Low NOx Burner Technology w/ Overfire Air,Selective Catalytic Reduction | Baghouse |  | ARP, MATS | 55479 1 | 2003-01-23 | 1300 |  | Y | 1.5177 | 73.18% | Electric Utility |  |  | #N/A
TX | Forney Power Plant | 55480 | U1 |  | 2023 | 6553 | 6394.08 | 1694209.54 |  | 3.625 | 0.001 | 717977.595 | 0.059 | 197.992 | 0.0386 | 12081362.101 | Pipeline Natural Gas |  | Combined cycle |  | Dry Low NOx Burners |  |  | ARP, CSOSG2 | 55480 U1 | 2003-05-01 | 2445 |  |  | 0.23373 | 56.41% | Electric Utility |  |  | 0.033185
TX | Forney Power Plant | 55480 | U2 |  | 2023 | 6812 | 6603.29 | 1697909.58 |  | 3.667 | 0.001 | 726439.16 | 0.059 | 204.412 | 0.0416 | 12223697.596 | Pipeline Natural Gas |  | Combined cycle |  | Dry Low NOx Burners |  |  | ARP, CSOSG2 | 55480 U2 | 2003-02-01 | 2445 |  |  | 0.24078 | 57.07% | Electric Utility |  |  | 0.032378
TX | Forney Power Plant | 55480 | U3 |  | 2023 | 6728 | 6540.88 | 1682246.41 |  | 3.618 | 0.001 | 716720.353 | 0.059 | 210.546 | 0.0427 | 12060259.487 | Pipeline Natural Gas |  | Combined cycle |  | Dry Low NOx Burners |  |  | ARP, CSOSG2 | 55480 U3 | 2003-02-01 | 2445 |  |  | 0.25032 | 56.31% | Electric Utility |  |  | 0.033706
TX | Forney Power Plant | 55480 | U4 |  | 2023 | 7181 | 7059.84 | 1863648.42 |  | 3.96 | 0.001 | 784373.231 | 0.059 | 216.336 | 0.0374 | 13198503.125 | Pipeline Natural Gas |  | Combined cycle |  | Dry Low NOx Burners |  |  | ARP, CSOSG2 | 55480 U4 | 2003-05-01 | 2445 |  |  | 0.23216 | 61.62% | Electric Utility |  |  | 0.033838
TX | Forney Power Plant | 55480 | U5 |  | 2023 | 7230 | 7083.4 | 1868362.75 |  | 3.947 | 0.001 | 781942.279 | 0.059 | 222.745 | 0.0378 | 13157627.915 | Pipeline Natural Gas |  | Combined cycle |  | Dry Low NOx Burners |  |  | ARP, CSOSG2 | 55480 U5 | 2003-05-01 | 2445 |  |  | 0.23844 | 61.43% | Electric Utility |  |  | 0.034014
TX | Forney Power Plant | 55480 | U6 |  | 2023 | 7269 | 7147.99 | 1886571.18 |  | 4.02 | 0.001 | 796234.044 | 0.059 | 217.757 | 0.0375 | 13398161.626 | Pipeline Natural Gas |  | Combined cycle |  | Dry Low NOx Burners |  |  | ARP, CSOSG2 | 55480 U6 | 2003-05-01 | 2445 |  |  | 0.23085 | 62.56% | Electric Utility |  |  | 0.032837
AZ | Mesquite Generating Station | 55481 | 1 |  | 2023 | 7233 | 7159.23 | 1918983.44 |  | 4.032 | 0.001 | 798669.458 | 0.059 | 57.668 | 0.0099 | 13439119.77 | Pipeline Natural Gas |  | Combined cycle |  | Dry Low NOx Burners,Selective Catalytic Reduction |  |  | ARP | 55481 1 | 2003-02-11 | 2530 |  | Y | 0.060103 | 60.64% | Electric Utility |  |  | 0.0092577
AZ | Mesquite Generating Station | 55481 | 2 |  | 2023 | 7070 | 6922.13 | 1824895.63 |  | 3.899 | 0.001 | 772368.647 | 0.059 | 54.061 | 0.01 | 12996566.311 | Pipeline Natural Gas |  | Combined cycle |  | Dry Low NOx Burners,Selective Catalytic Reduction |  |  | ARP | 55481 2 | 2003-02-12 | 2530 |  | Y | 0.059248 | 58.64% | Electric Utility |  |  | 0.0094461
AZ | Mesquite Generating Station | 55481 | 5 |  | 2023 | 8183 | 8146.1 | 2075039.81 |  | 4.436 | 0.001 | 878749.355 | 0.059 | 60.054 | 0.0087 | 14786702.161 | Pipeline Natural Gas |  | Combined cycle |  | Dry Low NOx Burners,Selective Catalytic Reduction |  |  | ARP | 55481 5 | 2003-08-01 | 2370 |  | Y | 0.057882 | 71.22% | Electric Utility |  |  | 0.0082348
AZ | Mesquite Generating Station | 55481 | 6 |  | 2023 | 8099 | 8032.64 | 2056556.63 |  | 4.361 | 0.001 | 863764.385 | 0.059 | 68.161 | 0.0109 | 14534462.567 | Pipeline Natural Gas |  | Combined cycle |  | Dry Low NOx Burners,Selective Catalytic Reduction |  |  | ARP | 55481 6 | 2003-08-01 | 2370 |  | Y | 0.066287 | 70.01% | Electric Utility |  |  | 0.0086484
WA | Goldendale Generating Station | 55482 | CT-1 |  | 2023 | 7780 | 7765.15 | 2215362.11 |  | 4.593 | 0.001 | 909764.3 | 0.059 | 55.028 | 0.0082 | 15308569.539 | Pipeline Natural Gas |  | Combined cycle |  | Dry Low NOx Burners,Selective Catalytic Reduction |  |  | ARP | 55482 CT-1 | 2004-07-09 | 2500 |  | Y | 0.049679 | 69.9% | Electric Utility |  |  | 0.0079483
LA | Washington Parish Energy Center | 55486 | CTG01 |  | 2023 | 1104 | 1029.32 | 171010.75 |  | 0.463 | 0.001 | 91783.77 | 0.059 | 20.632 | 0.0262 | 1544437.961 | Pipeline Natural Gas |  | Combustion turbine |  | Dry Low NOx Burners |  |  | ARP, CSOSG2E | 55486 CTG01 | 2020-09-19 | 2201 |  |  | 0.24129 | 8.01% | Electric Utility | GE 7FA | Frame | 0.02703 | 7.3252
LA | Washington Parish Energy Center | 55486 | CTG02 |  | 2023 | 1159 | 1086.68 | 178291.55 |  | 0.479 | 0.001 | 94868.784 | 0.059 | 21.263 | 0.0277 | 1596366.009 | Pipeline Natural Gas |  | Combustion turbine |  | Dry Low NOx Burners |  |  | ARP, CSOSG2E | 55486 CTG02 | 2020-10-01 | 2201 |  |  | 0.23852 | 8.28% | Electric Utility | GE 7FA | Frame | 0.025096 | 6.801
IL | Goose Creek Power Plant | 55496 | CT-01 |  | 2023 | 28 | 22.46 | 1131.08 |  | 0.004 | 0.001 | 813.24 | 0.0599 | 0.183 | 0.026 | 13682.627 | Pipeline Natural Gas |  | Combustion turbine |  | Dry Low NOx Burners |  |  | ARP, CSNOX, CSOSG3, CSSO2G1 | 55496 CT-01 | 2003-01-15 | 1082 |  |  | 0.32358 | 0.1444% | Electric Utility | GE MS7001EA | Frame | 0.02298
IL | Goose Creek Power Plant | 55496 | CT-02 |  | 2023 | 35 | 28.61 | 1438.9 |  | 0.005 | 0.0009 | 1050.075 | 0.0614 | 0.17 | 0.0192 | 17669.927 | Pipeline Natural Gas |  | Combustion turbine |  | Dry Low NOx Burners |  |  | ARP, CSNOX, CSOSG3, CSSO2G1 | 55496 CT-02 | 2003-01-01 | 1082 |  |  | 0.23629 | 0.1864% | Electric Utility | GE MS7001EA | Frame | 0.022578
IL | Goose Creek Power Plant | 55496 | CT-03 |  | 2023 | 31 | 24.43 | 1208.25 |  | 0.004 | 0.0009 | 874.805 | 0.0618 | 0.162 | 0.0216 | 14722.074 | Pipeline Natural Gas |  | Combustion turbine |  | Dry Low NOx Burners |  |  | ARP, CSNOX, CSOSG3, CSSO2G1 | 55496 CT-03 | 2003-02-01 | 1082 |  |  | 0.26816 | 0.1553% | Electric Utility | GE MS7001EA | Frame | 0.019767
IL | Goose Creek Power Plant | 55496 | CT-04 |  | 2023 | 29 | 24.42 | 1268.53 |  | 0.005 | 0.001 | 912.393 | 0.0592 | 0.182 | 0.0234 | 15349.489 | Pipeline Natural Gas |  | Combustion turbine |  | Dry Low NOx Burners |  |  | ARP, CSNOX, CSOSG3, CSSO2G1 | 55496 CT-04 | 2003-02-01 | 1082 |  |  | 0.28695 | 0.1619% | Electric Utility | GE MS7001EA | Frame | 0.023094
IL | Goose Creek Power Plant | 55496 | CT-05 |  | 2023 | 10 | 9.19 | 560.12 |  | 0.002 | 0.001 | 386.064 | 0.059 | 0.097 | 0.0289 | 6497.918 | Pipeline Natural Gas |  | Combustion turbine |  | Dry Low NOx Burners |  |  | ARP, CSNOX, CSOSG3, CSSO2G1 | 55496 CT-05 | 2003-03-11 | 1082 |  |  | 0.34635 | 0.06856% | Electric Utility | GE MS7001EA | Frame | 0.023288
IL | Goose Creek Power Plant | 55496 | CT-06 |  | 2023 | 11 | 8.62 | 433.86 |  | 0.002 | 0.001 | 306.882 | 0.0591 | 0.061 | 0.0234 | 5164.113 | Pipeline Natural Gas |  | Combustion turbine |  | Dry Low NOx Burners |  |  | ARP, CSNOX, CSOSG3, CSSO2G1 | 55496 CT-06 | 2003-03-26 | 1082 |  |  | 0.2812 | 0.05448% | Electric Utility | GE MS7001EA | Frame | 0.021456
CA | CalPeak Power - Vaca Dixon | 55499 | GT-1 |  | 2023 | 295 | 184.43 | 7382.72 |  | 0.024 | 0.001 | 4673.977 | 0.058 | 0.58 | 0.02 | 80265.104 | Pipeline Natural Gas |  | Combustion turbine |  | Dry Low NOx Burners,Ammonia Injection,Selective Catalytic Reduction |  |  | ARP | 55499 GT-1 | 2001-12-02 | 600 |  | Y | 0.15712 | 1.527% | Electric Utility | Pratt & Whitney FT8 Twinpac | Frame | 0.011403
OK | Tenaska Kiamichi Generating Station | 55501 | CTGDB1 |  | 2023 | 7229 | 7191.65 | 1688860.11 |  | 3.932 | 0.001 | 778815.14 | 0.059 | 217.572 | 0.034 | 13105032.85 | Pipeline Natural Gas |  | Combined cycle |  | Dry Low NOx Burners |  |  | ARP, CSOSG2 | 55501 CTGDB1 | 2002-11-23 | 2685 |  |  | 0.25766 | 55.72% | Electric Utility |  |  | 0.031539
OK | Tenaska Kiamichi Generating Station | 55501 | CTGDB2 |  | 2023 | 7262 | 7231.92 | 1707825.58 |  | 3.97 | 0.001 | 786475.718 | 0.059 | 236.604 | 0.0362 | 13233948.282 | Pipeline Natural Gas |  | Combined cycle |  | Dry Low NOx Burners |  |  | ARP, CSOSG2 | 55501 CTGDB2 | 2002-12-08 | 2685 |  |  | 0.27708 | 56.27% | Electric Utility |  |  | 0.031736
OK | Tenaska Kiamichi Generating Station | 55501 | CTGDB3 |  | 2023 | 5351 | 5320.41 | 1280849.72 |  | 3.049 | 0.001 | 603910.228 | 0.059 | 176.679 | 0.0363 | 10161970.647 | Pipeline Natural Gas |  | Combined cycle |  | Dry Low NOx Burners |  |  | ARP, CSOSG2 | 55501 CTGDB3 | 2003-01-06 | 2685 |  |  | 0.27588 | 43.2% | Electric Utility |  |  | 0.0329
OK | Tenaska Kiamichi Generating Station | 55501 | CTGDB4 |  | 2023 | 2286 | 2270.53 | 545095.43 |  | 1.287 | 0.001 | 255018.372 | 0.059 | 76.193 | 0.0364 | 4291171.467 | Pipeline Natural Gas |  | Combined cycle |  | Dry Low NOx Burners |  |  | ARP, CSOSG2 | 55501 CTGDB4 | 2003-01-12 | 2685 |  |  | 0.27956 | 18.24% | Electric Utility |  |  | 0.032559
IN | Lawrenceburg Energy Facility | 55502 | 1 |  | 2023 | 8230 | 8203.79 | 2223905.79 |  | 4.847 | 0.001 | 960143.547 | 0.059 | 76.327 | 0.0109 | 16156248.108 | Pipeline Natural Gas |  | Combined cycle |  | Dry Low NOx Burners,Selective Catalytic Reduction |  |  | ARP, CSNOX, CSOSG3, CSSO2G1 | 55502 1 | 2003-09-06 | 2411 |  | Y | 0.068642 | 76.5% | Electric Utility |  |  | 0.011183
IN | Lawrenceburg Energy Facility | 55502 | 2 |  | 2023 | 8349 | 8332.23 | 2285806.5 |  | 4.925 | 0.001 | 975542.059 | 0.059 | 74.906 | 0.0098 | 16415369.558 | Pipeline Natural Gas |  | Combined cycle |  | Dry Low NOx Burners,Selective Catalytic Reduction |  |  | ARP, CSNOX, CSOSG3, CSSO2G1 | 55502 2 | 2003-09-05 | 2411 |  | Y | 0.06554 | 77.72% | Electric Utility |  |  | 0.010381
IN | Lawrenceburg Energy Facility | 55502 | 3 |  | 2023 | 7858 | 7847.56 | 2157293.7 |  | 4.655 | 0.001 | 922167.673 | 0.059 | 70.286 | 0.0094 | 15517288.155 | Pipeline Natural Gas |  | Combined cycle |  | Dry Low NOx Burners,Selective Catalytic Reduction |  |  | ARP, CSNOX, CSOSG3, CSSO2G1 | 55502 3 | 2003-10-13 | 2411 |  | Y | 0.065161 | 73.47% | Electric Utility |  |  | 0.010428
IN | Lawrenceburg Energy Facility | 55502 | 4 |  | 2023 | 7933 | 7907.01 | 2138195.05 |  | 4.589 | 0.001 | 909073.696 | 0.059 | 69.632 | 0.0101 | 15296975.455 | Pipeline Natural Gas |  | Combined cycle |  | Dry Low NOx Burners,Selective Catalytic Reduction |  |  | ARP, CSNOX, CSOSG3, CSSO2G1 | 55502 4 | 2003-10-15 | 2411 |  | Y | 0.065132 | 72.43% | Electric Utility |  |  | 0.01034
OH | Waterford Plant | 55503 | 1 |  | 2023 | 8116 | 8111.65 | 2268827.28 |  | 4.662 | 0.001 | 923530.077 | 0.059 | 68.794 | 0.009 | 15540163.173 | Pipeline Natural Gas |  | Combined cycle |  | Dry Low NOx Burners,Selective Catalytic Reduction |  |  | ARP, CSNOX, CSOSG3, CSSO2G1 | 55503 1 | 2003-04-12 | 2460 |  | Y | 0.060643 | 72.11% | Electric Utility |  |  | 0.0093057
OH | Waterford Plant | 55503 | 2 |  | 2023 | 5917 | 5909.01 | 1630306.55 |  | 3.347 | 0.001 | 663084.517 | 0.059 | 52.713 | 0.0098 | 11157711.509 | Pipeline Natural Gas |  | Combined cycle |  | Dry Low NOx Burners,Selective Catalytic Reduction |  |  | ARP, CSNOX, CSOSG3, CSSO2G1 | 55503 2 | 2003-04-10 | 2460 |  | Y | 0.064666 | 51.78% | Electric Utility |  |  | 0.0095227
OH | Waterford Plant | 55503 | 3 |  | 2023 | 6141 | 6137.88 | 1672225.57 |  | 3.432 | 0.001 | 679818.447 | 0.059 | 51.773 | 0.0094 | 11439304.437 | Pipeline Natural Gas |  | Combined cycle |  | Dry Low NOx Burners,Selective Catalytic Reduction |  |  | ARP, CSNOX, CSOSG3, CSSO2G1 | 55503 3 | 2003-04-07 | 2460 |  | Y | 0.061921 | 53.08% | Electric Utility |  |  | 0.0094869
CO | Limon Generating Station | 55504 | L1 |  | 2023 | 957 | 858.07 | 40938.78 |  | 0.177 | 0.001 | 32604.22 | 0.0599 | 9.782 | 0.0464 | 540716.468 | Pipeline Natural Gas | Diesel Oil | Combustion turbine |  | Dry Low NOx Burners,Water Injection |  |  | ARP | 55504 L1 | 2001-12-13 | 1075 |  |  | 0.47788 | 5.742% | Electric Utility | GE MS7001EA | Frame | 0.04052
CO | Limon Generating Station | 55504 | L2 |  | 2023 | 1998 | 1860.38 | 95390.58 |  | 0.368 | 0.001 | 72398.528 | 0.0591 | 17.848 | 0.0353 | 1216794.418 | Pipeline Natural Gas | Diesel Oil | Combustion turbine |  | Dry Low NOx Burners,Water Injection |  |  | ARP | 55504 L2 | 2001-12-21 | 1075 |  |  | 0.37421 | 12.92% | Electric Utility | GE MS7001EA | Frame | 0.03228
CO | Frank Knutson Station | 55505 | BR1 |  | 2023 | 2187 | 2062.25 | 114061.73 |  | 0.442 | 0.001 | 86300.802 | 0.059 | 22.021 | 0.0342 | 1451414.864 | Pipeline Natural Gas | Diesel Oil | Combustion turbine |  | Dry Low NOx Burners,Water Injection |  |  | ARP | 55505 BR1 | 2002-04-09 | 1048.9 |  |  | 0.38612 | 15.8% | Electric Utility | GE MS7001E | Frame | 0.03173
CO | Frank Knutson Station | 55505 | BR2 |  | 2023 | 2761 | 2596.25 | 134726.61 |  | 0.528 | 0.001 | 104017.625 | 0.0593 | 23.982 | 0.0308 | 1749952.303 | Pipeline Natural Gas | Diesel Oil | Combustion turbine |  | Dry Low NOx Burners,Water Injection |  |  | ARP | 55505 BR2 | 2002-04-19 | 1030.7 |  |  | 0.35601 | 19.38% | Electric Utility | GE MS7001E | Frame | 0.027814
CA | CalPeak Power - Panoche | 55508 | GT-1 |  | 2023 | 834 | 634.3 | 26779.77 |  | 0.086 | 0.001 | 16732.601 | 0.059 | 1.543 | 0.0116 | 285129.716 | Pipeline Natural Gas |  | Combustion turbine |  | Dry Low NOx Burners,Ammonia Injection,Selective Catalytic Reduction |  |  | ARP | 55508 GT-1 | 2001-11-19 | 600 |  | Y | 0.11524 | 5.425% | Electric Utility | Pratt & Whitney FT8 Twinpac | Aeroderivative | 0.010755
CA | CalPeak Power - Border | 55510 | GT-1 |  | 2023 | 632 | 425.7 | 13629.77 |  | 0.044 | 0.001 | 8657.059 | 0.059 | 1.082 | 0.0181 | 147374.21 | Pipeline Natural Gas |  | Combustion turbine |  | Dry Low NOx Burners,Ammonia Injection,Selective Catalytic Reduction |  |  | ARP | 55510 GT-1 | 2001-10-26 | 600 |  | Y | 0.15877 | 2.804% | Electric Utility | Pratt & Whitney FT8 Twinpac | Aeroderivative | 0.011941
CA | Cuyamaca Peak Energy | 55512 | GT-1 |  | 2023 | 474 | 404.84 | 12556.59 |  | 0.042 | 0.001 | 8125.207 | 0.0586 | 0.681 | 0.011 | 138845.252 | Pipeline Natural Gas |  | Combustion turbine |  | Dry Low NOx Burners,Ammonia Injection,Selective Catalytic Reduction |  |  | ARP | 55512 GT-1 | 2001-12-01 | 600 |  | Y | 0.10847 | 2.642% | Electric Utility | Pratt & Whitney FT8 Twinpac |  | 0.01138
CA | CalPeak Power - Enterprise | 55513 | GT-1 |  | 2023 | 246 | 156.86 | 5711.79 |  | 0.018 | 0.001 | 3566.58 | 0.0586 | 0.447 | 0.0177 | 60949.835 | Pipeline Natural Gas |  | Combustion turbine |  | Dry Low NOx Burners,Ammonia Injection,Selective Catalytic Reduction |  |  | ARP | 55513 GT-1 | 2001-10-23 | 600 |  | Y | 0.15652 | 1.16% | Electric Utility | Pratt & Whitney FT8 Twinpac | Aeroderivative | 0.014362
NV | Apex Generating Station | 55514 | CTG01 |  | 2023 | 5662 | 5525.82 | 1166465.49 |  | 2.37 | 0.001 | 469372.777 | 0.059 | 43.865 | 0.0184 | 7898398.205 | Pipeline Natural Gas |  | Combined cycle |  | Dry Low NOx Burners,Selective Catalytic Reduction |  |  | ARP | 55514 CTG01 | 2003-03-31 | 2410 |  | Y | 0.07521 | 37.41% | Electric Utility |  |  | 0.011686
NV | Apex Generating Station | 55514 | CTG02 |  | 2023 | 5479 | 5344.59 | 1136362.88 |  | 2.433 | 0.001 | 481937.477 | 0.059 | 47.008 | 0.019 | 8109869.868 | Pipeline Natural Gas |  | Combined cycle |  | Dry Low NOx Burners,Selective Catalytic Reduction |  |  | ARP | 55514 CTG02 | 2003-03-31 | 2410 |  | Y | 0.082734 | 38.41% | Electric Utility |  |  | 0.011389
PA | Fayette Power Company LLC | 55516 | CTG1 |  | 2023 | 8474 | 8468.42 | 2798971.39 |  | 5.915 | 0.001 | 1171712.736 | 0.059 | 61.055 | 0.0065 | 19716266.488 | Pipeline Natural Gas |  | Combined cycle |  | Dry Low NOx Burners,Selective Catalytic Reduction |  |  | ARP, CSNOX, CSOSG3, CSSO2G1, RGGI | 55516 CTG1 | 2003-03-21 | 2700 |  | Y | 0.043627 | 83.36% | Electric Utility |  |  | 0.0069195
PA | Fayette Power Company LLC | 55516 | CTG2 |  | 2023 | 8490 | 8481.01 | 2777594.77 |  | 5.823 | 0.001 | 1153366.727 | 0.059 | 60.356 | 0.0064 | 19407696.004 | Pipeline Natural Gas |  | Combined cycle |  | Dry Low NOx Burners,Selective Catalytic Reduction |  |  | ARP, CSNOX, CSOSG3, CSSO2G1, RGGI | 55516 CTG2 | 2003-03-16 | 2700 |  | Y | 0.043459 | 82.06% | Electric Utility |  |  | 0.006882
CT | Wallingford Energy, LLC | 55517 | CT01 |  | 2023 | 727 | 534.87 | 20125.25 |  | 0.058 | 0.0008 | 12034.325 | 0.0593 | 1.138 | 0.0166 | 202480.198 | Pipeline Natural Gas |  | Combustion turbine |  | Water Injection,Selective Catalytic Reduction |  |  | ARP, RGGI, SIPNOX | 55517 CT01 | 2001-10-03 | 530 |  | Y | 0.11309 | 4.361% | Electric Utility | GE LM6000PA | Aeroderivative | 0.010404
CT | Wallingford Energy, LLC | 55517 | CT02 |  | 2023 | 922 | 686.49 | 25824.26 |  | 0.077 | 0.0008 | 15854.027 | 0.0593 | 1.432 | 0.0149 | 266765.262 | Pipeline Natural Gas |  | Combustion turbine |  | Water Injection,Selective Catalytic Reduction |  |  | ARP, RGGI, SIPNOX | 55517 CT02 | 2001-09-08 | 530 |  | Y | 0.1109 | 5.746% | Electric Utility | GE LM6000PA | Aeroderivative | 0.01038
CT | Wallingford Energy, LLC | 55517 | CT03 |  | 2023 | 907 | 677.62 | 25808.99 |  | 0.078 | 0.0008 | 15826.651 | 0.0593 | 1.495 | 0.0158 | 266293.294 | Pipeline Natural Gas |  | Combustion turbine |  | Water Injection,Selective Catalytic Reduction |  |  | ARP, RGGI, SIPNOX | 55517 CT03 | 2001-08-22 | 530 |  | Y | 0.11585 | 5.736% | Electric Utility | GE LM6000PA | Aeroderivative | 0.010476
CT | Wallingford Energy, LLC | 55517 | CT04 |  | 2023 | 693 | 510.18 | 19246.21 |  | 0.057 | 0.0008 | 11850.711 | 0.0592 | 1.034 | 0.0149 | 199414.411 | Pipeline Natural Gas |  | Combustion turbine |  | Water Injection,Selective Catalytic Reduction |  |  | ARP, RGGI, SIPNOX | 55517 CT04 | 2001-08-21 | 530 |  | Y | 0.10745 | 4.295% | Electric Utility | GE LM6000PA | Aeroderivative | 0.0096282
CT | Wallingford Energy, LLC | 55517 | CT05 |  | 2023 | 960 | 714.59 | 26032.78 |  | 0.074 | 0.0008 | 16099.578 | 0.0593 | 1.621 | 0.0169 | 270889.059 | Pipeline Natural Gas |  | Combustion turbine |  | Water Injection,Selective Catalytic Reduction |  |  | ARP, RGGI, SIPNOX | 55517 CT05 | 2001-08-20 | 530 |  | Y | 0.12454 | 5.835% | Electric Utility | GE LM6000PA | Aeroderivative | 0.010234
CT | Wallingford Energy, LLC | 55517 | CT06 |  | 2023 | 721 | 539.4 | 20943.48 |  | 0.062 | 0.0009 | 12693.217 | 0.0592 | 1.068 | 0.0159 | 213582.473 | Pipeline Natural Gas |  | Combustion turbine |  | Water Injection,Selective Catalytic Reduction |  |  | ARP, RGGI, SIPNOX | 55517 CT06 | 2017-12-07 | 485 |  | Y | 0.10199 | 5.027% | Electric Utility | GE LM6000 | Aeroderivative | 0.011232
CT | Wallingford Energy, LLC | 55517 | CT07 |  | 2023 | 915 | 677.83 | 25877.26 |  | 0.076 | 0.0009 | 15776.131 | 0.0593 | 1.292 | 0.014 | 265460.031 | Pipeline Natural Gas |  | Combustion turbine |  | Water Injection,Selective Catalytic Reduction |  |  | ARP, RGGI, SIPNOX | 55517 CT07 | 2017-12-07 | 478 |  | Y | 0.099856 | 6.34% | Electric Utility | GE LM6000 | Aeroderivative | 0.011349
CA | High Desert Power Project | 55518 | CTG1 |  | 2023 | 5443 | 5331.19 | 1356206.48 |  | 2.886 | 0.001 | 571613.859 | 0.059 | 32.079 | 0.0085 | 9618472.528 | Pipeline Natural Gas |  | Combined cycle |  | Selective Catalytic Reduction |  |  | ARP | 55518 CTG1 | 2003-02-27 | 2237 |  | Y | 0.047307 | 49.08% | Electric Utility |  |  | 0.00852
CA | High Desert Power Project | 55518 | CTG2 |  | 2023 | 5567 | 5450.68 | 1380535.59 |  | 2.92 | 0.001 | 578322.835 | 0.059 | 33.535 | 0.0086 | 9731427.07 | Pipeline Natural Gas |  | Combined cycle |  | Selective Catalytic Reduction |  |  | ARP | 55518 CTG2 | 2003-02-27 | 2237 |  | Y | 0.048583 | 49.66% | Electric Utility |  |  | 0.0086163
CA | High Desert Power Project | 55518 | CTG3 |  | 2023 | 5656 | 5552.29 | 1407428.82 |  | 3.008 | 0.001 | 595871.657 | 0.059 | 34.347 | 0.0084 | 10026657.236 | Pipeline Natural Gas |  | Combined cycle |  | Selective Catalytic Reduction |  |  | ARP | 55518 CTG3 | 2003-02-27 | 2237 |  | Y | 0.048808 | 51.17% | Electric Utility |  |  | 0.0081662
AZ | Sundance Power Plant | 55522 | CT01 |  | 2023 | 1632 | 1390.43 | 55668.38 |  | 0.17 | 0.001 | 33597.741 | 0.0592 | 3.855 | 0.0246 | 565348.008 | Pipeline Natural Gas |  | Combustion turbine |  | Water Injection,Selective Catalytic Reduction |  |  | ARP | 55522 CT01 | 2002-05-28 | 495 |  | Y | 0.1385 | 13.04% | Electric Utility | GE LM6000PC | Aeroderivative | 0.015128
AZ | Sundance Power Plant | 55522 | CT02 |  | 2023 | 1702 | 1437.94 | 57078.17 |  | 0.171 | 0.001 | 33917.258 | 0.0593 | 3.833 | 0.0278 | 570740.826 | Pipeline Natural Gas |  | Combustion turbine |  | Water Injection,Selective Catalytic Reduction |  |  | ARP | 55522 CT02 | 2002-05-29 | 495 |  | Y | 0.13431 | 13.16% | Electric Utility | GE LM6000PC | Aeroderivative | 0.015625
AZ | Sundance Power Plant | 55522 | CT03 |  | 2023 | 1533 | 1299.62 | 52042.07 |  | 0.149 | 0.001 | 29514.883 | 0.0592 | 3.493 | 0.028 | 496648.724 | Pipeline Natural Gas |  | Combustion turbine |  | Water Injection,Selective Catalytic Reduction |  |  | ARP | 55522 CT03 | 2002-05-20 | 495 |  | Y | 0.13424 | 11.45% | Electric Utility | GE LM6000PC | Aeroderivative | 0.016338
AZ | Sundance Power Plant | 55522 | CT04 |  | 2023 | 1643 | 1402.93 | 55914.16 |  | 0.169 | 0.001 | 33527.615 | 0.0593 | 3.883 | 0.0326 | 564149.556 | Pipeline Natural Gas |  | Combustion turbine |  | Water Injection,Selective Catalytic Reduction |  |  | ARP | 55522 CT04 | 2002-05-20 | 495 |  | Y | 0.13889 | 13.01% | Electric Utility | GE LM6000PC | Aeroderivative | 0.016279
AZ | Sundance Power Plant | 55522 | CT05 |  | 2023 | 1603 | 1359.55 | 54109.31 |  | 0.159 | 0.001 | 31589.32 | 0.0593 | 3.161 | 0.0229 | 531529.658 | Pipeline Natural Gas |  | Combustion turbine |  | Water Injection,Selective Catalytic Reduction |  |  | ARP | 55522 CT05 | 2002-05-04 | 495 |  | Y | 0.11684 | 12.26% | Electric Utility | GE LM6000PC | Aeroderivative | 0.014197
AZ | Sundance Power Plant | 55522 | CT06 |  | 2023 | 1459 | 1213.65 | 48413.89 |  | 0.145 | 0.001 | 28701.462 | 0.0592 | 2.723 | 0.0233 | 482959.991 | Pipeline Natural Gas |  | Combustion turbine |  | Water Injection,Selective Catalytic Reduction |  |  | ARP | 55522 CT06 | 2002-05-05 | 495 |  | Y | 0.11249 | 11.14% | Electric Utility | GE LM6000PC | Aeroderivative | 0.017825
AZ | Sundance Power Plant | 55522 | CT07 |  | 2023 | 1426 | 1184.68 | 46745.32 |  | 0.14 | 0.001 | 27731.642 | 0.0593 | 3.539 | 0.0311 | 466655.998 | Pipeline Natural Gas |  | Combustion turbine |  | Water Injection,Selective Catalytic Reduction |  |  | ARP | 55522 CT07 | 2002-06-19 | 495 |  | Y | 0.15142 | 10.76% | Electric Utility | GE LM6000PC | Aeroderivative | 0.016571
AZ | Sundance Power Plant | 55522 | CT08 |  | 2023 | 1344 | 1124.88 | 44671.84 |  | 0.134 | 0.001 | 26550.413 | 0.0592 | 2.252 | 0.02 | 446743.153 | Pipeline Natural Gas |  | Combustion turbine |  | Water Injection,Selective Catalytic Reduction |  |  | ARP | 55522 CT08 | 2002-06-27 | 495 |  | Y | 0.10082 | 10.3% | Electric Utility | GE LM6000PC | Aeroderivative | 0.01571
AZ | Sundance Power Plant | 55522 | CT09 |  | 2023 | 1367 | 1163.66 | 46298.52 |  | 0.139 | 0.001 | 27616.613 | 0.0592 | 3.303 | 0.0267 | 464693.223 | Pipeline Natural Gas |  | Combustion turbine |  | Water Injection,Selective Catalytic Reduction |  |  | ARP | 55522 CT09 | 2002-06-29 | 495 |  | Y | 0.14268 | 10.72% | Electric Utility | GE Unknown |  | 0.01465
AZ | Sundance Power Plant | 55522 | CT10 |  | 2023 | 2082 | 1850.27 | 74294.37 |  | 0.224 | 0.001 | 44339.435 | 0.0592 | 4.681 | 0.0217 | 746111.299 | Pipeline Natural Gas |  | Combustion turbine |  | Water Injection,Selective Catalytic Reduction |  |  | ARP | 55522 CT10 | 2002-06-29 | 495 |  | Y | 0.12601 | 17.21% | Electric Utility | GE LM6000PC | Aeroderivative | 0.015241
PA | York Energy Center | 55524 | 1 |  | 2023 | 7979 | 7944.42 | 1196027.22 |  | 2.827 | 0.001 | 559901.81 | 0.059 | 25.044 | 0.0056 | 9421293.509 | Pipeline Natural Gas | Diesel Oil | Combined cycle |  | Selective Catalytic Reduction |  |  | ARP, CSNOX, CSOSG3, CSSO2G1, RGGI | 55524 1 | 2011-03-02 | 1675 |  | Y | 0.041879 | 64.21% | Electric Utility |  |  | 0.0066914
PA | York Energy Center | 55524 | 2 |  | 2023 | 7727 | 7621.97 | 1138441.71 |  | 2.639 | 0.001 | 522666.455 | 0.059 | 23.718 | 0.0063 | 8794404.403 | Pipeline Natural Gas | Diesel Oil | Combined cycle |  | Selective Catalytic Reduction |  |  | ARP, CSNOX, CSOSG3, CSSO2G1, RGGI | 55524 2 | 2011-03-02 | 1675 |  | Y | 0.041667 | 59.94% | Electric Utility |  |  | 0.0064871
PA | York Energy Center | 55524 | 3 |  | 2023 | 7019 | 6912.38 | 1019723.64 |  | 2.396 | 0.001 | 474509.214 | 0.059 | 20.106 | 0.0058 | 7983647.989 | Pipeline Natural Gas | Diesel Oil | Combined cycle |  | Selective Catalytic Reduction |  |  | ARP, CSNOX, CSOSG3, CSSO2G1, RGGI | 55524 3 | 2011-03-02 | 1675 |  | Y | 0.039434 | 54.41% | Electric Utility |  |  | 0.0060536
PA | York Energy Center | 55524 | 5 |  | 2023 | 7546 | 7533.82 | 2776276.04 |  | 5.854 | 0.001 | 1159597.514 | 0.059 | 49.256 | 0.0054 | 19511865.138 | Pipeline Natural Gas | Diesel Oil | Combined cycle |  | Dry Low NOx Burners,Water Injection,Selective Catalytic Reduction |  |  | ARP, CSNOX, CSOSG3, CSSO2G1, RGGI | 55524 5 | 2018-12-10 | 3410 |  | Y | 0.035484 | 65.32% | Electric Utility | GE 7F.05 2x1 | Frame | 0.0051844
PA | York Energy Center | 55524 | 6 |  | 2023 | 7605 | 7597.63 | 2795061.93 |  | 5.962 | 0.001 | 1180961.399 | 0.059 | 48.966 | 0.0052 | 19871770.787 | Pipeline Natural Gas | Diesel Oil | Combined cycle |  | Dry Low NOx Burners,Water Injection,Selective Catalytic Reduction |  |  | ARP, CSNOX, CSOSG3, CSSO2G1, RGGI | 55524 6 | 2018-12-16 | 3410 |  | Y | 0.035038 | 66.52% | Electric Utility | GE 7F.05 2x1 | Frame | 0.005324
CA | Escondido Energy Center, LLC | 55538 | CTG1 |  | 2023 | 769 | 584.75 | 23761.57 |  | 0.07 | 0.001 | 13870.693 | 0.0593 | 1.251 | 0.0176 | 233398.227 | Pipeline Natural Gas |  | Combustion turbine |  | Water Injection |  |  | ARP | 55538 CTG1 | 2013-12-20 | 500 |  |  | 0.1053 | 5.329% | Electric Utility | GE LM6000PC Sprint | Aeroderivative | 0.0095075
CA | Chula Vista Energy Center | 55540 | 1A | CS001 | 2023 | 106 | 58.96 | 882.05 |  | 0.004 | 0.001 | 876.397 | 0.0593 | 0.317 | 0.0606 | 14751.471 | Pipeline Natural Gas |  | Combustion turbine |  | Dry Low NOx Burners,Selective Catalytic Reduction,Water Injection |  |  | ARP | 55540 1A | 2001-05-12 | 400 |  | Y | 0.71878 | 0.421% | Electric Utility | Pratt & Whitney FT4 |  | 0.11882
CA | Chula Vista Energy Center | 55540 | 1B | CS001 | 2023 | 106 | 58.97 | 874.03 |  | 0.004 | 0.001 | 872.59 | 0.0593 | 0.316 | 0.0606 | 14682.157 | Pipeline Natural Gas |  | Combustion turbine |  | Dry Low NOx Burners,Selective Catalytic Reduction,Water Injection |  |  | ARP | 55540 1B | 2001-05-12 | 400 |  | Y | 0.72309 | 0.419% | Electric Utility |  |  | 0.1179
CA | Indigo Generation Facility | 55541 | 1 |  | 2023 | 358 | 251.78 | 8982.24 |  | 0.029 | 0.001 | 5787.1 | 0.0593 | 0.962 | 0.0332 | 97372.01 | Pipeline Natural Gas |  | Combustion turbine |  | Water Injection,Selective Catalytic Reduction |  |  | ARP | 55541 1 | 2001-07-24 | 504 |  | Y | 0.2142 | 2.205% | Electric Utility | GE LM6000PC | Aeroderivative | 0.021473
CA | Indigo Generation Facility | 55541 | 2 |  | 2023 | 364 | 253.41 | 9033.97 |  | 0.029 | 0.001 | 5757.47 | 0.0593 | 0.999 | 0.0279 | 96883.05 | Pipeline Natural Gas |  | Combustion turbine |  | Selective Catalytic Reduction |  |  | ARP | 55541 2 | 2001-07-24 | 504 |  | Y | 0.22117 | 2.194% | Electric Utility | GE LM6000PC | Aeroderivative | 0.022807
CA | Indigo Generation Facility | 55541 | 3 |  | 2023 | 347 | 244.89 | 8882.08 |  | 0.028 | 0.001 | 5538.178 | 0.0592 | 0.822 | 0.0255 | 93186.894 | Pipeline Natural Gas |  | Combustion turbine |  | Selective Catalytic Reduction |  |  | ARP | 55541 3 | 2001-09-18 | 504 |  | Y | 0.18509 | 2.111% | Electric Utility | GE LM6000PC | Aeroderivative | 0.023002
CA | Larkspur Energy Faciity | 55542 | 1 |  | 2023 | 745 | 548.22 | 21492.05 |  | 0.067 | 0.001 | 13283.995 | 0.0592 | 1.819 | 0.0486 | 223516.274 | Pipeline Natural Gas | Diesel Oil | Combustion turbine |  | Selective Catalytic Reduction |  |  | ARP | 55542 1 | 2001-07-08 | 504 |  | Y | 0.16927 | 5.063% | Electric Utility | GE LM6000PC | Aeroderivative | 0.017957
CA | Larkspur Energy Faciity | 55542 | 2 |  | 2023 | 611 | 453.34 | 18370.16 |  | 0.056 | 0.001 | 11100.826 | 0.0592 | 1.285 | 0.0357 | 186798.587 | Pipeline Natural Gas | Diesel Oil | Combustion turbine |  | Selective Catalytic Reduction |  |  | ARP | 55542 2 | 2001-07-08 | 504 |  | Y | 0.1399 | 4.231% | Electric Utility | GE LM6000PC | Aeroderivative | 0.018279
OR | Klamath Generation Peakers | 55544 | GT1 |  | 2023 | 2309 | 2073.36 | 45637.09 |  | 0.145 | 0.001 | 28779.941 | 0.0593 | 4.748 | 0.0289 | 484261.559 | Pipeline Natural Gas |  | Combustion turbine |  | Water Injection |  |  | ARP | 55544 GT1 | 2002-05-01 | 280 |  |  | 0.20808 | 19.74% | Electric Utility | Pratt & Whitney FT8 Powerpac | Aeroderivative | 0.021848
OR | Klamath Generation Peakers | 55544 | GT2 |  | 2023 | 2653 | 2425.83 | 51382.05 |  | 0.165 | 0.001 | 32659.492 | 0.0593 | 4.804 | 0.0228 | 549614.347 | Pipeline Natural Gas |  | Combustion turbine |  | Water Injection |  |  | ARP | 55544 GT2 | 2002-05-01 | 280 |  |  | 0.18699 | 22.41% | Electric Utility | Pratt & Whitney FT8 Powerpac | Aeroderivative | 0.022098
OR | Klamath Generation Peakers | 55544 | GT3 |  | 2023 | 2255 | 1996.2 | 44481.6 |  | 0.134 | 0.001 | 26520.201 | 0.0593 | 3.976 | 0.0285 | 446296.13 | Pipeline Natural Gas |  | Combustion turbine |  | Water Injection |  |  | ARP | 55544 GT3 | 2002-05-01 | 280 |  |  | 0.17877 | 18.2% | Electric Utility | Pratt & Whitney FT8 Powerpac | Aeroderivative | 0.022852
OR | Klamath Generation Peakers | 55544 | GT4 |  | 2023 | 2126 | 1908.03 | 39096.04 |  | 0.117 | 0.001 | 23091.27 | 0.0594 | 3.549 | 0.0261 | 388569.938 | Pipeline Natural Gas |  | Combustion turbine |  | Water Injection |  |  | ARP | 55544 GT4 | 2002-05-01 | 280 |  |  | 0.18155 | 15.84% | Electric Utility | Pratt & Whitney FT8 Powerpac | Aeroderivative | 0.020581
WI | McKinley Paper WI Company | 55558 | B06 |  | 2023 | 7919 | 7891.87 | 345053.46 |  | 1.109 | 0.001 | 219616.028 | 0.0592 | 22.151 | 0.0125 | 3695535.788 | Pipeline Natural Gas |  | Combined cycle |  | Water Injection,Selective Catalytic Reduction |  |  | ARP, CSNOX, CSOSG3, CSSO2G1 | 55558 B06 | 2002-04-01 | 587 |  | Y | 0.12839 | 71.87% | Electric Utility |  |  | 0.011024
LA | Perryville Power Station | 55620 | 2024-01-01 |  | 2023 | 7655 | 7644.53 | 2041707.07 |  | 4.153 | 0.001 | 822724.605 | 0.059 | 104.291 | 0.0155 | 13843922.918 | Pipeline Natural Gas |  | Combined cycle |  | Dry Low NOx Burners,Selective Catalytic Reduction |  |  | ARP, CSOSG2E | 55620 45292 | 2002-06-15 | 2280 |  | Y | 0.10216 | 69.31% | Electric Utility |  |  | 0.01398
LA | Perryville Power Station | 55620 | 2024-01-02 |  | 2023 | 7779 | 7770.88 | 2111162.87 |  | 4.259 | 0.001 | 843738.261 | 0.059 | 101.794 | 0.0147 | 14197450.073 | Pipeline Natural Gas |  | Combined cycle |  | Dry Low NOx Burners,Selective Catalytic Reduction |  |  | ARP, CSOSG2E | 55620 45293 | 2001-11-01 | 2315 |  | Y | 0.096434 | 70.01% | Electric Utility |  |  | 0.013776
LA | Perryville Power Station | 55620 | 2024-02-01 |  | 2023 | 809 | 697.78 | 96126.61 |  | 0.305 | 0.001 | 60330.456 | 0.0592 | 17.561 | 0.0463 | 1015171.862 | Pipeline Natural Gas |  | Combustion turbine |  | Dry Low NOx Burners |  |  | ARP, CSOSG2E | 55620 45323 | 2001-05-10 | 2200 |  |  | 0.36537 | 5.268% | Electric Utility |  |  | 0.031174
UT | West Valley Power Plant | 55622 | U1 |  | 2023 | 4481 | 3982.28 | 134935.46 |  | 0.423 | 0.001 | 83726.383 | 0.0593 | 10.21 | 0.0219 | 1408849.39 | Pipeline Natural Gas |  | Combustion turbine |  | Water Injection,Selective Catalytic Reduction |  |  | ARP | 55622 U1 | 2002-06-11 | 545 |  | Y | 0.15133 | 29.51% | Electric Utility | GE LM6000PC | Aeroderivative | 0.020809
UT | West Valley Power Plant | 55622 | U2 |  | 2023 | 3544 | 3075.32 | 105933.81 |  | 0.334 | 0.001 | 66119.636 | 0.0593 | 8.87 | 0.0255 | 1112615.097 | Pipeline Natural Gas |  | Combustion turbine |  | Water Injection,Selective Catalytic Reduction |  |  | ARP | 55622 U2 | 2002-06-12 | 545 |  | Y | 0.16746 | 23.3% | Electric Utility | GE LM6000PC | Aeroderivative | 0.019481
UT | West Valley Power Plant | 55622 | U3 |  | 2023 | 5980 | 5560.82 | 193774.16 |  | 0.582 | 0.001 | 115359.613 | 0.0593 | 13.123 | 0.0183 | 1941116.087 | Pipeline Natural Gas |  | Combustion turbine |  | Water Injection,Selective Catalytic Reduction |  |  | ARP | 55622 U3 | 2001-10-10 | 545 |  | Y | 0.13545 | 40.66% | Electric Utility | GE LM6000PC | Aeroderivative | 0.019746
UT | West Valley Power Plant | 55622 | U4 |  | 2023 | 6022 | 5742.08 | 205862.65 |  | 0.618 | 0.001 | 122312.246 | 0.0592 | 14.211 | 0.0167 | 2058154.892 | Pipeline Natural Gas |  | Combustion turbine |  | Water Injection,Selective Catalytic Reduction |  |  | ARP | 55622 U4 | 2001-10-01 | 545 |  | Y | 0.13806 | 43.11% | Electric Utility | GE LM6000PC | Aeroderivative | 0.017629
UT | West Valley Power Plant | 55622 | U5 |  | 2023 | 6077 | 5827.12 | 205414.25 |  | 0.625 | 0.001 | 123857.551 | 0.0592 | 14.147 | 0.0162 | 2084131.192 | Pipeline Natural Gas |  | Combustion turbine |  | Water Injection,Selective Catalytic Reduction |  |  | ARP | 55622 U5 | 2002-07-25 | 545 |  | Y | 0.13774 | 43.65% | Electric Utility | GE LM6000PC | Aeroderivative | 0.017968
CA | Creed Energy Center | 55625 | UNIT1 |  | 2023 | 327 | 235.95 | 8440.24 |  | 0.027 | 0.001 | 5344.31 | 0.0593 | 0.904 | 0.0415 | 89920.152 | Pipeline Natural Gas |  | Combustion turbine |  | Ammonia Injection,Selective Catalytic Reduction |  |  | ARP | 55625 UNIT1 | 2002-12-09 | 500 |  | Y | 0.21421 | 2.053% | Electric Utility | GE LM6000PC Sprint | Aeroderivative | 0.018632
CA | Lambie Energy Center | 55626 | UNIT1 |  | 2023 | 524 | 396.66 | 14807.99 |  | 0.046 | 0.001 | 9179.042 | 0.0593 | 1.553 | 0.041 | 154438.239 | Pipeline Natural Gas |  | Combustion turbine |  | Ammonia Injection,Selective Catalytic Reduction |  |  | ARP | 55626 UNIT1 | 2002-12-07 | 500 |  | Y | 0.20975 | 3.526% | Electric Utility | GE LM6000PC Sprint | Aeroderivative | 0.019655
CA | Goose Haven Energy Center | 55627 | UNIT1 |  | 2023 | 564 | 428.74 | 16252.72 |  | 0.051 | 0.001 | 10095.489 | 0.0592 | 1.719 | 0.038 | 169873.814 | Pipeline Natural Gas |  | Combustion turbine |  | Water Injection,Ammonia Injection,Selective Catalytic Reduction |  |  | ARP | 55627 UNIT1 | 2002-12-08 | 500 |  | Y | 0.21153 | 3.878% | Electric Utility | GE LM6000PC Sprint | Aeroderivative | 0.01983
IL | LSP University Park, LLC | 55640 | CT01 |  | 2023 | 345 | 310.18 | 12785.79 |  | 0.031 | 0.0007 | 7100.023 | 0.0593 | 1.17 | 0.0304 | 119463.232 | Pipeline Natural Gas |  | Combustion turbine |  | Water Injection,Selective Catalytic Reduction |  |  | ARP, CSNOX, CSOSG3, CSSO2G1 | 55640 CT01 | 2002-06-25 | 519 |  | Y | 0.18302 | 2.628% | Electric Utility | GE LM6000PC | Aeroderivative | 0.01771
IL | LSP University Park, LLC | 55640 | CT02 |  | 2023 | 790 | 715.04 | 30382.41 |  | 0.072 | 0.0008 | 16162.492 | 0.0592 | 2.202 | 0.0246 | 271969.252 | Pipeline Natural Gas |  | Combustion turbine |  | Water Injection,Selective Catalytic Reduction |  |  | ARP, CSNOX, CSOSG3, CSSO2G1 | 55640 CT02 | 2002-06-25 | 505 |  | Y | 0.14495 | 6.148% | Electric Utility | GE LM6000PC | Aeroderivative | 0.017794
IL | LSP University Park, LLC | 55640 | CT03 |  | 2023 | 194 | 159.1 | 6385.54 |  | 0.021 | 0.0009 | 3962.938 | 0.0593 | 0.687 | 0.0402 | 66670.239 | Pipeline Natural Gas |  | Combustion turbine |  | Water Injection,Selective Catalytic Reduction |  |  | ARP, CSNOX, CSOSG3, CSSO2G1 | 55640 CT03 | 2002-06-17 | 517 |  | Y | 0.21517 | 1.472% | Electric Utility | GE LM6000PC | Aeroderivative | 0.017758
IL | LSP University Park, LLC | 55640 | CT04 |  | 2023 | 272 | 241.28 | 10127.7 |  | 0.033 | 0.0008 | 6075.986 | 0.0592 | 0.923 | 0.0295 | 102237.497 | Pipeline Natural Gas |  | Combustion turbine |  | Water Injection,Selective Catalytic Reduction |  |  | ARP, CSNOX, CSOSG3, CSSO2G1 | 55640 CT04 | 2002-06-18 | 505 |  | Y | 0.18227 | 2.311% | Electric Utility | GE LM6000PC | Aeroderivative | 0.019345
IL | LSP University Park, LLC | 55640 | CT05 |  | 2023 | 393 | 349.07 | 14657.77 |  | 0.035 | 0.001 | 7324.808 | 0.0593 | 1.393 | 0.0335 | 123246.159 | Pipeline Natural Gas |  | Combustion turbine |  | Water Injection,Selective Catalytic Reduction |  |  | ARP, CSNOX, CSOSG3, CSSO2G1 | 55640 CT05 | 2002-06-12 | 505 |  | Y | 0.19007 | 2.786% | Electric Utility | GE LM6000PC | Aeroderivative | 0.017761
IL | LSP University Park, LLC | 55640 | CT06 |  | 2023 | 742 | 660.39 | 28011.02 |  | 0.084 | 0.0008 | 16202.136 | 0.0592 | 2.274 | 0.0272 | 272640.365 | Pipeline Natural Gas |  | Combustion turbine |  | Water Injection,Selective Catalytic Reduction |  |  | ARP, CSNOX, CSOSG3, CSSO2G1 | 55640 CT06 | 2002-06-14 | 505 |  | Y | 0.16236 | 6.163% | Electric Utility | GE LM6000PC | Aeroderivative | 0.016213
IL | LSP University Park, LLC | 55640 | CT07 |  | 2023 | 323 | 289.64 | 11717.33 |  | 0.036 | 0.0007 | 6917.048 | 0.0592 | 1.106 | 0.029 | 116421.102 | Pipeline Natural Gas |  | Combustion turbine |  | Water Injection,Selective Catalytic Reduction |  |  | ARP, CSNOX, CSOSG3, CSSO2G1 | 55640 CT07 | 2002-06-25 | 505 |  | Y | 0.18878 | 2.632% | Electric Utility | GE LM6000PC | Aeroderivative | 0.019379
IL | LSP University Park, LLC | 55640 | CT08 |  | 2023 | 397 | 356.56 | 14582.38 |  | 0.048 | 0.0008 | 8706.612 | 0.0592 | 1.416 | 0.03 | 146481.849 | Pipeline Natural Gas |  | Combustion turbine |  | Water Injection,Selective Catalytic Reduction |  |  | ARP, CSNOX, CSOSG3, CSSO2G1 | 55640 CT08 | 2002-06-28 | 505 |  | Y | 0.19421 | 3.311% | Electric Utility | GE LM6000PC | Aeroderivative | 0.019618
IL | LSP University Park, LLC | 55640 | CT09 |  | 2023 | 701 | 631.42 | 26935.76 |  | 0.065 | 0.0006 | 14658.394 | 0.0592 | 2.341 | 0.0267 | 246655.789 | Pipeline Natural Gas |  | Combustion turbine |  | Water Injection,Selective Catalytic Reduction |  |  | ARP, CSNOX, CSOSG3, CSSO2G1 | 55640 CT09 | 2002-06-28 | 505 |  | Y | 0.17382 | 5.576% | Electric Utility | GE LM6000PC | Aeroderivative | 0.017722
IL | LSP University Park, LLC | 55640 | CT10 |  | 2023 | 186 | 157.35 | 6311.09 |  | 0.016 | 0.0009 | 3467.227 | 0.0592 | 0.523 | 0.0276 | 58340.179 | Pipeline Natural Gas |  | Combustion turbine |  | Water Injection,Selective Catalytic Reduction |  |  | ARP, CSNOX, CSOSG3, CSSO2G1 | 55640 CT10 | 2002-07-01 | 505 |  | Y | 0.16574 | 1.319% | Electric Utility | GE LM6000PC | Aeroderivative | 0.017351
IL | LSP University Park, LLC | 55640 | CT11 |  | 2023 | 751 | 674.25 | 28364.07 |  | 0.068 | 0.001 | 14334.489 | 0.0592 | 1.796 | 0.0257 | 241215.633 | Pipeline Natural Gas |  | Combustion turbine |  | Water Injection,Selective Catalytic Reduction |  |  | ARP, CSNOX, CSOSG3, CSSO2G1 | 55640 CT11 | 2002-07-11 | 505 |  | Y | 0.12664 | 5.453% | Electric Utility | GE LM6000PC | Aeroderivative | 0.015182
IL | LSP University Park, LLC | 55640 | CT12 |  | 2023 | 482 | 428.6 | 18464.33 |  | 0.062 | 0.0009 | 11074.975 | 0.0592 | 1.675 | 0.0395 | 186359.568 | Pipeline Natural Gas |  | Combustion turbine |  | Water Injection,Selective Catalytic Reduction |  |  | ARP, CSNOX, CSOSG3, CSSO2G1 | 55640 CT12 | 2002-07-22 | 564.3 |  | Y | 0.18143 | 3.77% | Electric Utility | GE LM6000PC | Aeroderivative | 0.015065
WI | Riverside Energy Center | 55641 | CT-01 |  | 2023 | 7349 | 7320.63 | 1859982.47 |  | 3.689 | 0.001 | 730642.169 | 0.059 | 34.208 | 0.0063 | 12294399.749 | Pipeline Natural Gas |  | Combined cycle |  | Dry Low NOx Burners,Selective Catalytic Reduction |  |  | ARP, CSNOX, CSOSG3, CSSO2G1 | 55641 CT-01 | 2004-03-17 | 2362.5 |  | Y | 0.036783 | 59.41% | Electric Utility |  |  | 0.005893
WI | Riverside Energy Center | 55641 | CT-02 |  | 2023 | 7229 | 7160.59 | 1812822.51 |  | 3.625 | 0.001 | 718007.389 | 0.059 | 35.183 | 0.0071 | 12081859.177 | Pipeline Natural Gas |  | Combined cycle |  | Dry Low NOx Burners,Selective Catalytic Reduction |  |  | ARP, CSNOX, CSOSG3, CSSO2G1 | 55641 CT-02 | 2004-03-17 | 2362.5 |  | Y | 0.038816 | 58.38% | Electric Utility |  |  | 0.0061181
WI | Riverside Energy Center | 55641 | CT-03 |  | 2023 | 6537 | 6508.1 | 2085473.62 |  | 4.079 | 0.001 | 808066.945 | 0.059 | 41.067 | 0.0071 | 13597197.913 | Pipeline Natural Gas |  | Combined cycle |  | Dry Low NOx Burners,Selective Catalytic Reduction |  |  | ARP, CSNOX, CSOSG3, CSSO2G1, NSPS4T | 55641 CT-03 | 2019-10-26 | 2524 |  | Y | 0.039384 | 61.5% | Electric Utility | GE 7F.05 2x1 | Frame | 0.0072 | 1.9512
WI | Riverside Energy Center | 55641 | CT-04 |  | 2023 | 7178 | 7151.91 | 2219967.25 |  | 4.513 | 0.001 | 894028.978 | 0.059 | 45.049 | 0.0069 | 15043754.155 | Pipeline Natural Gas |  | Combined cycle |  | Dry Low NOx Burners,Selective Catalytic Reduction |  |  | ARP, CSNOX, CSOSG3, CSSO2G1, NSPS4T | 55641 CT-04 | 2019-11-15 | 2568 |  | Y | 0.040585 | 66.87% | Electric Utility | GE 7F.05 2x1 | Frame | 0.0068344 | 1.8521
CO | Blue Spruce Energy Center | 55645 | CT-01 |  | 2023 | 2260 | 2063.34 | 225242.9 |  | 0.835 | 0.001 | 158302.511 | 0.0591 | 43.294 | 0.0418 | 2659861.604 | Pipeline Natural Gas | Diesel Oil | Combustion turbine |  | Dry Low NOx Burners,Water Injection |  |  | ARP | 55645 CT-01 | 2003-01-01 | 2707 |  |  | 0.38442 | 11.22% | Electric Utility | GE MS7001FA | Frame | 0.03327
CO | Blue Spruce Energy Center | 55645 | CT-02 |  | 2023 | 2069 | 1887.45 | 202502.22 |  | 0.72 | 0.001 | 138729.199 | 0.0591 | 38.707 | 0.0429 | 2332235.468 | Pipeline Natural Gas | Diesel Oil | Combustion turbine |  | Dry Low NOx Burners,Water Injection |  |  | ARP | 55645 CT-02 | 2003-04-01 | 2707 |  |  | 0.38229 | 9.835% | Electric Utility | GE MS7001FA GT | Frame | 0.03466
OK | Spring Creek Power Plant | 55651 | CT-01 |  | 2023 | 1136 | 1000.33 | 49175.23 |  | 0.198 | 0.001 | 39252.351 | 0.0591 | 9.25 | 0.028 | 660487.668 | Pipeline Natural Gas |  | Combustion turbine |  | Dry Low NOx Burners |  |  | ARP, CSOSG2 | 55651 CT-01 | 2001-05-01 | 1200 |  |  | 0.37621 | 6.283% | Electric Utility |  |  | 0.025407
OK | Spring Creek Power Plant | 55651 | CT-02 |  | 2023 | 1091 | 966.97 | 46794.89 |  | 0.188 | 0.001 | 37313.675 | 0.0591 | 7.325 | 0.0233 | 627837.745 | Pipeline Natural Gas |  | Combustion turbine |  | Dry Low NOx Burners |  |  | ARP, CSOSG2 | 55651 CT-02 | 2001-05-01 | 1200 |  |  | 0.31307 | 5.973% | Electric Utility |  |  | 0.020501
OK | Spring Creek Power Plant | 55651 | CT-03 |  | 2023 | 1026 | 901.1 | 43929.95 |  | 0.178 | 0.001 | 35211.842 | 0.0591 | 7.771 | 0.0261 | 592505.364 | Pipeline Natural Gas |  | Combustion turbine |  | Dry Low NOx Burners |  |  | ARP, CSOSG2 | 55651 CT-03 | 2001-05-15 | 1200 |  |  | 0.35379 | 5.636% | Electric Utility |  |  | 0.027773
OK | Spring Creek Power Plant | 55651 | CT-04 |  | 2023 | 1007 | 892.99 | 43412.42 |  | 0.174 | 0.001 | 34540.764 | 0.0591 | 7.512 | 0.0259 | 581209.701 | Pipeline Natural Gas |  | Combustion turbine |  | Dry Low NOx Burners |  |  | ARP, CSOSG2 | 55651 CT-04 | 2001-05-29 | 1200 |  |  | 0.34608 | 5.529% | Electric Utility |  |  | 0.024799
PA | Chambersburg Units 12 & 13 | 55654 | 12 |  | 2023 | 3146 | 2813.86 | 128122.56 |  | 0.382 | 0.001 | 75726.549 | 0.0592 | 48.012 | 0.0823 | 1274237.896 | Pipeline Natural Gas |  | Combustion turbine |  | Water Injection |  |  | ARP, CSNOX, CSOSG3, CSSO2G1, RGGI | 55654 12 | 2001-12-01 | 510 |  |  | 0.74947 | 28.52% | Electric Utility | GE LM6000 |  | 0.077594
PA | Chambersburg Units 12 & 13 | 55654 | 13 |  | 2023 | 3106 | 2793.83 | 125858.44 |  | 0.37 | 0.001 | 73236.471 | 0.0592 | 48.168 | 0.0854 | 1232364.408 | Pipeline Natural Gas |  | Combustion turbine |  | Water Injection |  |  | ARP, CSNOX, CSOSG3, CSSO2G1, RGGI | 55654 13 | 2001-12-01 | 510 |  |  | 0.76543 | 27.58% | Electric Utility | GE LM6000 | Aeroderivative | 0.077839
CA | Pastoria Energy Facility | 55656 | CT001 |  | 2023 | 6712 | 6483.35 | 1323103.17 |  | 3.523 | 0.001 | 697907.745 | 0.059 | 39.303 | 0.0094 | 11743577.16 | Pipeline Natural Gas |  | Combined cycle |  | Dry Low NOx Burners,Selective Catalytic Reduction |  |  | ARP | 55656 CT001 | 2005-05-04 | 1981 |  | Y | 0.05941 | 67.67% | Electric Utility |  |  | 0.0065026
CA | Pastoria Energy Facility | 55656 | CT002 |  | 2023 | 6286 | 6030.56 | 1251801.66 |  | 3.273 | 0.001 | 648270.496 | 0.059 | 35.041 | 0.0092 | 10908335.226 | Pipeline Natural Gas |  | Combined cycle |  | Dry Low NOx Burners,Selective Catalytic Reduction |  |  | ARP | 55656 CT002 | 2005-04-30 | 2061 |  | Y | 0.055985 | 60.42% | Electric Utility |  |  | 0.0070328
CA | Pastoria Energy Facility | 55656 | CT004 |  | 2023 | 6276 | 6083.81 | 1432522.01 |  | 3.212 | 0.001 | 636287.574 | 0.059 | 36.842 | 0.0095 | 10706835.108 | Pipeline Natural Gas |  | Combined cycle |  | Dry Low NOx Burners,Selective Catalytic Reduction |  |  | ARP | 55656 CT004 | 2005-02-17 | 2061 |  | Y | 0.051437 | 59.3% | Electric Utility |  |  | 0.0066413
NH | Newington Energy | 55661 | 1 |  | 2023 | 2015 | 1885.93 | 430854.55 |  | 0.964 | 0.001 | 190220.506 | 0.0595 | 17.623 | 0.0206 | 3189660.921 | Pipeline Natural Gas | Diesel Oil | Combined cycle |  | Dry Low NOx Burners,Water Injection,Ammonia Injection,Selective Catalytic Reduction |  |  | ARP, NHNOX, RGGI | 55661 1 | 2002-06-22 | 2395 |  | Y | 0.081805 | 15.2% | Electric Utility |  |  | 0.012474
NH | Newington Energy | 55661 | 2 |  | 2023 | 2072 | 1918.78 | 422911.23 |  | 0.939 | 0.001 | 185301.537 | 0.0593 | 18.82 | 0.0256 | 3114832.012 | Pipeline Natural Gas | Diesel Oil | Combined cycle |  | Dry Low NOx Burners,Water Injection,Ammonia Injection,Selective Catalytic Reduction |  |  | ARP, NHNOX, RGGI | 55661 2 | 2002-06-22 | 2395 |  | Y | 0.089002 | 14.85% | Electric Utility |  |  | 0.012994
WA | Chehalis Generation Facility | 55662 | CT1 |  | 2023 | 5191 | 5147.74 | 1002116.98 |  | 4.634 | 0.0012 | 438337.5 | 0.059 | 34.081 | 0.0109 | 7375837.23 | Natural Gas |  | Combined cycle |  | Dry Low NOx Burners,Water Injection,Selective Catalytic Reduction |  |  | ARP | 55662 CT1 | 2003-06-13 | 2067 |  | Y | 0.068018 | 40.73% | Electric Utility |  |  | 0.011085
WA | Chehalis Generation Facility | 55662 | CT2 |  | 2023 | 6941 | 6855.53 | 1316598.73 |  | 6.044 | 0.0013 | 568463.993 | 0.059 | 45.16 | 0.0117 | 9565369.899 | Natural Gas |  | Combined cycle |  | Dry Low NOx Burners,Water Injection,Selective Catalytic Reduction |  |  | ARP | 55662 CT2 | 2003-06-05 | 2067 |  | Y | 0.068601 | 52.83% | Electric Utility |  |  | 0.010115
TX | Harrison County Power Project | 55664 | GT-1 |  | 2023 | 6777 | 6732.28 | 1649487.59 |  | 3.486 | 0.001 | 690445 | 0.059 | 82.656 | 0.0149 | 11618086.833 | Pipeline Natural Gas |  | Combined cycle |  | Dry Low NOx Burners,Selective Catalytic Reduction |  |  | ARP, CSOSG2 | 55664 GT-1 | 2003-07-01 | 2201 |  | Y | 0.10022 | 60.26% | Electric Utility |  |  | 0.015652
TX | Harrison County Power Project | 55664 | GT-2 |  | 2023 | 6837 | 6794.25 | 1705647.35 |  | 3.514 | 0.001 | 696155.883 | 0.059 | 84.14 | 0.0154 | 11714221.541 | Pipeline Natural Gas |  | Combined cycle |  | Dry Low NOx Burners,Selective Catalytic Reduction |  |  | ARP, CSOSG2 | 55664 GT-2 | 2003-07-01 | 2500 |  | Y | 0.09866 | 53.49% | Electric Utility |  |  | 0.015582
PA | Lower Mount Bethel Energy, LLC | 55667 | CT01 |  | 2023 | 7800 | 7794.14 | 2248653.65 |  | 4.612 | 0.001 | 913499.202 | 0.059 | 61.918 | 0.0081 | 15371447.419 | Pipeline Natural Gas |  | Combined cycle |  | Dry Low NOx Burners,Selective Catalytic Reduction |  |  | ARP, CSNOX, CSOSG3, CSSO2G1, RGGI | 55667 CT01 | 2003-11-24 | 2400 |  | Y | 0.055071 | 73.11% | Electric Utility |  |  | 0.0092101
PA | Lower Mount Bethel Energy, LLC | 55667 | CT02 |  | 2023 | 7867 | 7863.04 | 2249010.74 |  | 4.609 | 0.001 | 913007.483 | 0.059 | 61.653 | 0.0081 | 15363119.503 | Pipeline Natural Gas |  | Combined cycle |  | Dry Low NOx Burners,Selective Catalytic Reduction |  |  | ARP, CSNOX, CSOSG3, CSSO2G1, RGGI | 55667 CT02 | 2003-12-15 | 2400 |  | Y | 0.054827 | 73.07% | Electric Utility |  |  | 0.0091887
GA | AL Sandersville Energy Facility | 55672 | CT1 |  | 2023 | 219 | 185.53 | 13032.52 |  | 0.051 | 0.0009 | 9587.7 | 0.0591 | 8.607 | 0.2036 | 162546.1 | Pipeline Natural Gas |  | Combustion turbine |  | Dry Low NOx Burners |  |  | ARP, CSNOX, CSOSG1, CSSO2G2 | 55672 CT1 | 2002-05-24 | 1150 |  |  | 1.3208 | 1.614% | Electric Utility | GE MS7001EA | Frame | 0.055179
GA | AL Sandersville Energy Facility | 55672 | CT2 |  | 2023 | 216 | 185.1 | 13229.88 |  | 0.052 | 0.0009 | 9724.6 | 0.0591 | 8.5 | 0.1929 | 164825.7 | Pipeline Natural Gas |  | Combustion turbine |  | Dry Low NOx Burners |  |  | ARP, CSNOX, CSOSG1, CSSO2G2 | 55672 CT2 | 2002-05-24 | 1150 |  |  | 1.285 | 1.636% | Electric Utility | GE MS7001EA | Frame | 0.064875
GA | AL Sandersville Energy Facility | 55672 | CT3 |  | 2023 | 261 | 217.87 | 15090.34 |  | 0.057 | 0.0008 | 11070 | 0.0591 | 10.396 | 0.2109 | 187629.5 | Pipeline Natural Gas |  | Combustion turbine |  | Dry Low NOx Burners |  |  | ARP, CSNOX, CSOSG1, CSSO2G2 | 55672 CT3 | 2002-05-25 | 1150 |  |  | 1.3778 | 1.863% | Electric Utility | GE MS7001EA | Frame | 0.061466
GA | AL Sandersville Energy Facility | 55672 | CT4 |  | 2023 | 272 | 226.55 | 15619.27 |  | 0.053 | 0.0008 | 10224.6 | 0.059 | 9.338 | 0.2123 | 173342.1 | Pipeline Natural Gas |  | Combustion turbine |  | Dry Low NOx Burners |  |  | ARP, CSNOX, CSOSG1, CSSO2G2 | 55672 CT4 | 2002-05-25 | 1150 |  |  | 1.1957 | 1.721% | Electric Utility | GE MS7001EA | Frame | 0.062264
GA | AL Sandersville Energy Facility | 55672 | CT5 |  | 2023 | 128 | 110.29 | 7848.95 |  | 0.031 | 0.0009 | 5734.9 | 0.059 | 4.818 | 0.1999 | 97222.1 | Pipeline Natural Gas |  | Combustion turbine |  | Dry Low NOx Burners |  |  | ARP, CSNOX, CSOSG1, CSSO2G2 | 55672 CT5 | 2002-06-06 | 1150 |  |  | 1.2277 | 0.9651% | Electric Utility | GE MS7001EA | Frame | 0.068139
GA | AL Sandersville Energy Facility | 55672 | CT6 |  | 2023 | 93 | 79.02 | 5537.03 |  | 0.022 | 0.0009 | 4109.2 | 0.0589 | 4.077 | 0.2202 | 69636.6 | Pipeline Natural Gas |  | Combustion turbine |  | Dry Low NOx Burners |  |  | ARP, CSNOX, CSOSG1, CSSO2G2 | 55672 CT6 | 2002-06-06 | 1150 |  |  | 1.4726 | 0.6913% | Electric Utility | GE MS7001EA | Frame | 0.072969
GA | AL Sandersville Energy Facility | 55672 | CT7 |  | 2023 | 285 | 237.44 | 16138.02 |  | 0.059 | 0.0009 | 11961.7 | 0.059 | 11.699 | 0.2164 | 202760 | Pipeline Natural Gas |  | Combustion turbine |  | Dry Low NOx Burners |  |  | ARP, CSNOX, CSOSG1, CSSO2G2 | 55672 CT7 | 2002-06-13 | 1150 |  |  | 1.4499 | 2.013% | Electric Utility | GE MS7001EA | Frame | 0.074808
GA | AL Sandersville Energy Facility | 55672 | CT8 |  | 2023 | 264 | 215.21 | 14653.34 |  | 0.058 | 0.0009 | 10910.6 | 0.0589 | 11.663 | 0.2437 | 184968 | Pipeline Natural Gas |  | Combustion turbine |  | Dry Low NOx Burners |  |  | ARP, CSNOX, CSOSG1, CSSO2G2 | 55672 CT8 | 2002-06-19 | 1150 |  |  | 1.5919 | 1.836% | Electric Utility | GE MS7001EA | Frame | 0.083778
NV | Walter M. Higgins III Generating Station | 55687 | BHG1 |  | 2023 | 5733 | 5582.94 | 1120487.39 |  | 2.507 | 0.001 | 496628.524 | 0.0594 | 39.452 | 0.0105 | 8356913.484 | Pipeline Natural Gas |  | Combined cycle |  | Dry Low NOx Burners |  |  | ARP | 55687 BHG1 | 2003-09-01 | 2500 |  |  | 0.070419 | 38.16% | Electric Utility |  |  | 0.0089918
NV | Walter M. Higgins III Generating Station | 55687 | BHG2 |  | 2023 | 5696 | 5558.74 | 1087467.11 |  | 2.453 | 0.001 | 485933.446 | 0.0595 | 38.808 | 0.0107 | 8176620.758 | Pipeline Natural Gas |  | Combined cycle |  | Dry Low NOx Burners |  |  | ARP | 55687 BHG2 | 2003-09-01 | 2500 |  |  | 0.071373 | 37.34% | Electric Utility |  |  | 0.008923
PA | Bethlehem Power Plant | 55690 | 1 |  | 2023 | 7013 | 6909.03 | 992681.13 |  | 2.398 | 0.001 | 475013.192 | 0.059 | 26.133 | 0.0076 | 7992987.848 | Pipeline Natural Gas | Diesel Oil | Combined cycle |  | Water Injection,Overfire Air,Selective Catalytic Reduction |  |  | ARP, CSNOX, CSOSG3, CSSO2G1, RGGI | 55690 1 | 2002-08-01 | 1690 |  | Y | 0.052651 | 53.99% | Electric Utility |  |  | 0.0058606
PA | Bethlehem Power Plant | 55690 | 2 |  | 2023 | 7056 | 6882.13 | 988151.3 |  | 2.378 | 0.001 | 471056.288 | 0.059 | 30.691 | 0.0094 | 7926470.964 | Pipeline Natural Gas | Diesel Oil | Combined cycle |  | Water Injection,Overfire Air,Selective Catalytic Reduction |  |  | ARP, CSNOX, CSOSG3, CSSO2G1, RGGI | 55690 2 | 2002-09-01 | 1690 |  | Y | 0.062118 | 53.54% | Electric Utility |  |  | 0.0065337
PA | Bethlehem Power Plant | 55690 | 3 |  | 2023 | 7160 | 7025 | 1022988.38 |  | 2.486 | 0.001 | 492435.316 | 0.059 | 27.381 | 0.0077 | 8286007.37 | Pipeline Natural Gas | Diesel Oil | Combined cycle |  | Water Injection,Overfire Air,Selective Catalytic Reduction |  |  | ARP, CSNOX, CSOSG3, CSSO2G1, RGGI | 55690 3 | 2002-10-01 | 1690 |  | Y | 0.053531 | 55.97% | Electric Utility |  |  | 0.0059941
PA | Bethlehem Power Plant | 55690 | 5 |  | 2023 | 6959 | 6868.62 | 1019691.33 |  | 2.313 | 0.001 | 458203.942 | 0.059 | 17.165 | 0.0053 | 7708555.102 | Pipeline Natural Gas | Diesel Oil | Combined cycle |  | Water Injection,Overfire Air,Selective Catalytic Reduction |  |  | ARP, CSNOX, CSOSG3, CSSO2G1, RGGI | 55690 5 | 2002-11-01 | 2047 |  | Y | 0.033667 | 42.99% | Electric Utility |  |  | 0.0061283
PA | Bethlehem Power Plant | 55690 | 6 |  | 2023 | 7390 | 7321.43 | 1074470.18 |  | 2.468 | 0.001 | 488954.107 | 0.059 | 18.256 | 0.0049 | 8227432.284 | Pipeline Natural Gas | Diesel Oil | Combined cycle |  | Water Injection,Overfire Air,Selective Catalytic Reduction |  |  | ARP, CSNOX, CSOSG3, CSSO2G1, RGGI | 55690 6 | 2002-12-01 | 1690 |  | Y | 0.033981 | 55.57% | Electric Utility |  |  | 0.0052343
PA | Bethlehem Power Plant | 55690 | 7 |  | 2023 | 7456 | 7359.3 | 1119561.85 |  | 2.621 | 0.001 | 519265.926 | 0.059 | 17.344 | 0.0045 | 8737548.206 | Pipeline Natural Gas | Diesel Oil | Combined cycle |  | Water Injection,Overfire Air,Selective Catalytic Reduction |  |  | ARP, CSNOX, CSOSG3, CSSO2G1, RGGI | 55690 7 | 2003-01-01 | 1690 |  | Y | 0.030984 | 59.02% | Electric Utility |  |  | 0.0054126
MS | Ackerman Combined Cycle Plant | 55694 | AA-001 |  | 2023 | 4553 | 4536.06 | 1163450.69 |  | 2.574 | 0.001 | 509933.657 | 0.059 | 47.982 | 0.0123 | 8580591.616 | Pipeline Natural Gas |  | Combined cycle |  | Dry Low NOx Burners,Selective Catalytic Reduction |  |  | ARP, CSOSG2 | 55694 AA-001 | 2006-06-09 | 2957 |  | Y | 0.082482 | 33.13% | Electric Utility |  |  | 0.011915
MS | Ackerman Combined Cycle Plant | 55694 | AA-002 |  | 2023 | 4492 | 4478.81 | 1153288.75 |  | 2.582 | 0.001 | 511366.105 | 0.059 | 48.166 | 0.0119 | 8604696.82 | Pipeline Natural Gas |  | Combined cycle |  | Dry Low NOx Burners,Selective Catalytic Reduction |  |  | ARP, CSOSG2 | 55694 AA-002 | 2006-11-02 | 2957 |  | Y | 0.083528 | 33.22% | Electric Utility |  |  | 0.012416
CA | Hanford Energy Park Peaker | 55698 | HEP1 |  | 2023 | 101 | 74.38 | 2092.73 |  | 0.006 | 0.001 | 1257.833 | 0.0593 | 0.193 | 0.0241 | 21166.905 | Pipeline Natural Gas |  | Combustion turbine |  | Water Injection,Selective Catalytic Reduction |  |  | ARP | 55698 HEP1 | 2001-09-01 | 540 |  | Y | 0.18445 | 0.4475% | Electric Utility | GE LM6000PC | Aeroderivative | 0.013093
CA | Hanford Energy Park Peaker | 55698 | HEP2 |  | 2023 | 99 | 74.67 | 2109.68 |  | 0.006 | 0.001 | 1278.111 | 0.0592 | 0.185 | 0.0213 | 21508.892 | Pipeline Natural Gas |  | Combustion turbine |  | Water Injection,Selective Catalytic Reduction |  |  | ARP | 55698 HEP2 | 2001-09-01 | 540 |  | Y | 0.17538 | 0.4547% | Electric Utility | GE LM6000PC | Aeroderivative | 0.051603
NY | Bayswater Peaking Facility | 55699 | 1 |  | 2023 | 2346 | 1950.99 | 69096.84 |  | 0.231 | 0.001 | 45802.452 | 0.0593 | 4.158 | 0.0141 | 770577.949 | Pipeline Natural Gas |  | Combustion turbine |  | Selective Catalytic Reduction,Water Injection |  |  | ARP, CSNOX, CSOSG3, CSSO2G1, RGGI | 55699 1 | 2002-07-01 | 680 |  | Y | 0.12035 | 12.94% | Electric Utility | Man Turbo-GMBH FT8 TwinPac | Aeroderivative | 0.0099494
NY | Bayswater Peaking Facility | 55699 | 2 |  | 2023 | 1362 | 1064.81 | 54438.55 |  | 0.204 | 0.0025 | 37355.998 | 0.0629 | 4.1 | 0.0204 | 593639.24 | Diesel Oil | Pipeline Natural Gas | Combustion turbine |  | Water Injection,Selective Catalytic Reduction |  |  | ARP, CSNOX, CSOSG3, CSSO2G1, RGGI | 55699 2 | 2003-07-02 | 680 |  | Y | 0.15063 | 9.966% | Electric Utility | Pratt & Whitney FT-8 | Aeroderivative | 0.016878
WA | Mint Farm Generating Station | 55700 | CTG1 |  | 2023 | 7046 | 7037.66 | 2050113.31 |  | 9.596 | 0.001 | 879568.752 | 0.059 | 59.869 | 0.0085 | 14800414.64 | Natural Gas |  | Combined cycle |  | Dry Low NOx Burners,Selective Catalytic Reduction |  |  | ARP | 55700 CTG1 | 2008-01-06 | 2735 |  | Y | 0.058406 | 61.77% | Electric Utility |  |  | 0.0087087
OH | Fremont Energy Center | 55701 | CT01 |  | 2023 | 6339 | 6303.42 | 1777286.71 |  | 3.643 | 0.001 | 721545.121 | 0.059 | 60.065 | 0.0109 | 12141306.134 | Pipeline Natural Gas |  | Combined cycle |  | Dry Low NOx Burners,Ammonia Injection,Selective Catalytic Reduction,Steam Injection |  |  | ARP, CSNOX, CSOSG3, CSSO2G1 | 55701 CT01 | 2010-09-25 | 2990 |  | Y | 0.067592 | 46.35% | Electric Utility |  |  | 0.010267
OH | Fremont Energy Center | 55701 | CT02 |  | 2023 | 6118 | 6080.12 | 1683732.47 |  | 3.459 | 0.001 | 685281.879 | 0.059 | 57.719 | 0.0113 | 11531221.534 | Pipeline Natural Gas |  | Combined cycle |  | Dry Low NOx Burners,Ammonia Injection,Selective Catalytic Reduction,Steam Injection |  |  | ARP, CSNOX, CSOSG3, CSSO2G1 | 55701 CT02 | 2010-10-04 | 2990 |  | Y | 0.068561 | 44.03% | Electric Utility |  |  | 0.010613
MS | Choctaw County | 55706 | CTG1 |  | 2023 | 6586 | 6579.22 | 1754238.43 |  | 3.566 | 0.001 | 706284.185 | 0.059 | 56.915 | 0.0098 | 11884589.356 | Pipeline Natural Gas |  | Combined cycle |  | Dry Low NOx Burners,Selective Catalytic Reduction |  |  | ARP, CSOSG2 | 55706 CTG1 | 2003-06-05 | 2800 |  | Y | 0.064889 | 48.45% | Electric Utility |  |  | 0.0099111
MS | Choctaw County | 55706 | CTG2 |  | 2023 | 6672 | 6665.91 | 1760967.99 |  | 3.645 | 0.001 | 722041.641 | 0.059 | 68.058 | 0.0113 | 12149736.44 | Pipeline Natural Gas |  | Combined cycle |  | Dry Low NOx Burners,Selective Catalytic Reduction |  |  | ARP, CSOSG2 | 55706 CTG2 | 2003-06-05 | 2400 |  | Y | 0.077296 | 57.79% | Electric Utility |  |  | 0.0096948
MS | Choctaw County | 55706 | CTG3 |  | 2023 | 6678 | 6669.32 | 1755724.4 |  | 3.634 | 0.001 | 719817.491 | 0.059 | 64.082 | 0.011 | 12112304.237 | Pipeline Natural Gas |  | Combined cycle |  | Dry Low NOx Burners,Selective Catalytic Reduction |  |  | ARP, CSOSG2 | 55706 CTG3 | 2003-06-05 | 2400 |  | Y | 0.072998 | 57.61% | Electric Utility |  |  | 0.0096827
TX | Nacogdoches Generating Facility | 55708 | BFB-1 |  | 2023 | 3752 | 3738.14 | 280402.35 |  | 6.809 | 0.0033 | 372709.852 | 0.1033 | 153.657 | 0.0854 | 3576099.143 | Wood |  | Bubbling fluidized bed boiler |  | Selective Non-catalytic Reduction | Baghouse |  | ARP, CSOSG2 | 55708 BFB-1 | 2012-05-06 | 1500 |  | Y | 1.096 | 27.22% | Electric Utility |  |  | #N/A
PA | Springdale Generating Station (55710) | 55710 | 3 |  | 2023 | 8140 | 8135.69 | 1528223.66 |  | 4.148 | 0.001 | 821745.706 | 0.059 | 56.015 | 0.0083 | 13827486.898 | Pipeline Natural Gas |  | Combined cycle |  | Dry Low NOx Burners,Selective Catalytic Reduction |  |  | ARP, CSNOX, CSOSG3, CSSO2G1, RGGI | 55710 3 | 2003-07-21 | 2107 |  | Y | 0.073307 | 74.92% | Electric Utility |  |  | 0.0082389
PA | Springdale Generating Station (55710) | 55710 | 4 |  | 2023 | 8108 | 8099.21 | 1521445.45 |  | 4.329 | 0.001 | 857490.296 | 0.059 | 57.892 | 0.0082 | 14428931.066 | Pipeline Natural Gas |  | Combined cycle |  | Dry Low NOx Burners,Selective Catalytic Reduction |  |  | ARP, CSNOX, CSOSG3, CSSO2G1, RGGI | 55710 4 | 2003-07-21 | 2108 |  | Y | 0.076101 | 78.14% | Electric Utility |  |  | 0.0082
AR | Magnet Cove Generating Station | 55714 | SN-01 |  | 2023 | 6229 | 6218.05 | 2234814.41 |  | 4.264 | 0.001 | 844670.39 | 0.059 | 90.37 | 0.0131 | 14213188.995 | Pipeline Natural Gas |  | Combined cycle |  | Dry Low NOx Burners,Selective Catalytic Reduction |  |  | ARP, CSOSG2 | 55714 SN-01 | 2005-05-05 | 2800 |  | Y | 0.080875 | 57.95% | Electric Utility |  |  | 0.014599
AR | Magnet Cove Generating Station | 55714 | SN-02 |  | 2023 | 4201 | 4184.15 | 1453347.27 |  | 2.764 | 0.001 | 547489.738 | 0.059 | 59.919 | 0.0141 | 9212571.039 | Pipeline Natural Gas |  | Combined cycle |  | Dry Low NOx Burners,Selective Catalytic Reduction |  |  | ARP, CSOSG2 | 55714 SN-02 | 2005-10-17 | 2800 |  | Y | 0.082457 | 37.56% | Electric Utility |  |  | 0.014889
MI | Dean Peakers | 55718 | 1 |  | 2023 | 1882 | 1834.42 | 140718.4 |  | 0.51 | 0.001 | 100957.077 | 0.059 | 22.149 | 0.028 | 1698792.02 | Pipeline Natural Gas |  | Combustion turbine |  | Dry Low NOx Burners |  |  | ARP, CSNOX, CSOSG3, CSSO2G1 | 55718 1 | 2002-04-21 | 1100 |  |  | 0.3148 | 17.63% | Electric Utility | GE MS7001EA | Frame | 0.028151
MI | Dean Peakers | 55718 | 2 |  | 2023 | 1882 | 1833.41 | 139067.02 |  | 0.504 | 0.001 | 99832.691 | 0.059 | 20.544 | 0.0263 | 1679877.396 | Pipeline Natural Gas |  | Combustion turbine |  | Dry Low NOx Burners |  |  | ARP, CSNOX, CSOSG3, CSSO2G1 | 55718 2 | 2002-05-04 | 1100 |  |  | 0.29545 | 17.43% | Electric Utility | GE MS7001EA | Frame | 0.02593
MI | Dean Peakers | 55718 | 3 |  | 2023 | 2061 | 2012.83 | 154759.99 |  | 0.559 | 0.001 | 110739.468 | 0.059 | 23.795 | 0.0275 | 1863414.287 | Pipeline Natural Gas |  | Combustion turbine |  | Dry Low NOx Burners |  |  | ARP, CSNOX, CSOSG3, CSSO2G1 | 55718 3 | 2002-05-10 | 1100 |  |  | 0.30751 | 19.34% | Electric Utility | GE MS7001EA | Frame | 0.024569
MI | Dean Peakers | 55718 | 4 |  | 2023 | 2143 | 2091.82 | 156312.93 |  | 0.558 | 0.001 | 110622.7 | 0.059 | 24.356 | 0.0279 | 1861458.568 | Pipeline Natural Gas |  | Combustion turbine |  | Dry Low NOx Burners |  |  | ARP, CSNOX, CSOSG3, CSSO2G1 | 55718 4 | 2002-05-13 | 1100 |  |  | 0.31163 | 19.32% | Electric Utility | GE MS7001EA | Frame | 0.026885
ID | Bennett Mountain Power Project | 55733 | CT01 |  | 2023 | 4541 | 4424.62 | 730645.86 |  | 2.262 | 0.001 | 447998.653 | 0.059 | 117.523 | 0.034 | 7538475.439 | Pipeline Natural Gas |  | Combustion turbine |  | Dry Low NOx Burners |  |  | ARP | 55733 CT01 | 2005-02-21 | 2020 |  |  | 0.3217 | 42.6% | Electric Utility | Siemens-Westinghouse 501F | Frame | 0.063749
OH | Hanging Rock Power Company LLC | 55736 | CTG1 |  | 2023 | 8324 | 8318.89 | 2751279.92 |  | 5.761 | 0.001 | 1141095.889 | 0.059 | 69.135 | 0.0073 | 19201172.891 | Pipeline Natural Gas |  | Combined cycle |  | Dry Low NOx Burners,Selective Catalytic Reduction |  |  | ARP, CSNOX, CSOSG3, CSSO2G1 | 55736 CTG1 | 2003-04-03 | 2750 |  | Y | 0.050257 | 79.71% | Electric Utility |  |  | 0.0083656
OH | Hanging Rock Power Company LLC | 55736 | CTG2 |  | 2023 | 8349 | 8343.09 | 2738704.79 |  | 5.76 | 0.001 | 1141031.622 | 0.059 | 74.435 | 0.0079 | 19200095.147 | Pipeline Natural Gas |  | Combined cycle |  | Dry Low NOx Burners,Selective Catalytic Reduction |  |  | ARP, CSNOX, CSOSG3, CSSO2G1 | 55736 CTG2 | 2003-04-06 | 2750 |  | Y | 0.054358 | 79.7% | Electric Utility |  |  | 0.0086511
OH | Hanging Rock Power Company LLC | 55736 | CTG3 |  | 2023 | 8268 | 8260.69 | 2700810.79 |  | 5.745 | 0.001 | 1138068.818 | 0.059 | 69.171 | 0.0074 | 19150194.761 | Pipeline Natural Gas |  | Combined cycle |  | Dry Low NOx Burners,Selective Catalytic Reduction |  |  | ARP, CSNOX, CSOSG3, CSSO2G1 | 55736 CTG3 | 2003-06-04 | 2750 |  | Y | 0.051222 | 79.49% | Electric Utility |  |  | 0.008656
OH | Hanging Rock Power Company LLC | 55736 | CTG4 |  | 2023 | 8449 | 8444.64 | 2754895.97 |  | 5.841 | 0.001 | 1157025.287 | 0.059 | 71.848 | 0.0075 | 19469102.525 | Pipeline Natural Gas |  | Combined cycle |  | Dry Low NOx Burners,Selective Catalytic Reduction |  |  | ARP, CSNOX, CSOSG3, CSSO2G1 | 55736 CTG4 | 2003-06-15 | 2750 |  | Y | 0.05216 | 80.82% | Electric Utility |  |  | 0.0088205
VA | Buchanan Units 1 & 2 | 55738 | 1 |  | 2023 | 2877 | 2746.88 | 116141.01 |  | 0.35 | 0.001 | 69312.8 | 0.0592 | 45.523 | 0.0819 | 1166305.291 | Pipeline Natural Gas |  | Combustion turbine |  | Water Injection |  |  | ARP, CSNOX, CSOSG3, CSSO2G1, RGGI | 55738 1 | 2002-07-01 | 465 |  |  | 0.78393 | 28.63% | Electric Utility | GE LM6000 | Aeroderivative | 0.076119
VA | Buchanan Units 1 & 2 | 55738 | 2 |  | 2023 | 1855 | 1746.73 | 69625.27 |  | 0.193 | 0.001 | 38308.231 | 0.0592 | 24.851 | 0.0809 | 644620.509 | Pipeline Natural Gas |  | Combustion turbine |  | Water Injection |  |  | ARP, CSNOX, CSOSG3, CSSO2G1, RGGI | 55738 2 | 2002-07-01 | 449 |  |  | 0.71385 | 16.39% | Electric Utility | GE LM6000 | Aeroderivative | 0.074369
CA | Los Esteros Critical Energy Facility | 55748 | CTG1 |  | 2023 | 972 | 863.87 | 47358.78 |  | 0.12 | 0.001 | 23866.712 | 0.0592 | 1.4 | 0.0114 | 401600.636 | Pipeline Natural Gas |  | Combined cycle |  | Water Injection,Selective Catalytic Reduction |  |  | ARP | 55748 CTG1 | 2003-01-18 | 639 |  | Y | 0.059123 | 7.174% | Electric Utility |  |  | 0.0065908
CA | Los Esteros Critical Energy Facility | 55748 | CTG2 |  | 2023 | 1076 | 947.62 | 50696.58 |  | 0.129 | 0.001 | 25551.852 | 0.0592 | 1.419 | 0.0103 | 429964.179 | Pipeline Natural Gas |  | Combined cycle |  | Water Injection,Selective Catalytic Reduction |  |  | ARP | 55748 CTG2 | 2002-12-29 | 639 |  | Y | 0.05598 | 7.681% | Electric Utility |  |  | 0.0061546
CA | Los Esteros Critical Energy Facility | 55748 | CTG3 |  | 2023 | 884 | 777.2 | 41820.63 |  | 0.108 | 0.001 | 21459.641 | 0.0592 | 1.375 | 0.0126 | 361116.498 | Pipeline Natural Gas |  | Combined cycle |  | Water Injection,Selective Catalytic Reduction |  |  | ARP | 55748 CTG3 | 2002-12-21 | 639 |  | Y | 0.065757 | 6.451% | Electric Utility |  |  | 0.0064421
CA | Los Esteros Critical Energy Facility | 55748 | CTG4 |  | 2023 | 1081 | 962.72 | 51302.76 |  | 0.133 | 0.001 | 26281.649 | 0.0592 | 1.437 | 0.0098 | 442244.782 | Pipeline Natural Gas |  | Combined cycle |  | Water Injection,Selective Catalytic Reduction |  |  | ARP | 55748 CTG4 | 2003-01-11 | 639 |  | Y | 0.05602 | 7.901% | Electric Utility |  |  | 0.0060992
MT | Hardin Generating Station | 55749 | U1 |  | 2023 | 6752 | 6710.72 | 504897.98 |  | 286.339 | 0.083 | 722125.124 | 0.1026 | 275.787 | 0.077 | 6898018.355 | Coal |  | Dry bottom wall-fired boiler | Dry Lime FGD | Low NOx Burner Technology (Dry Bottom only),Selective Catalytic Reduction | Baghouse |  | ARP, MATS | 55749 U1 | 2006-04-14 | 1670 |  | Y | 1.0924 | 47.15% | Electric Utility |  |  | #N/A
NY | Edgewood Energy | 55786 | CT01 |  | 2023 | 1694 | 1301.78 | 55349.22 |  | 0.167 | 0.001 | 33070.805 | 0.0592 | 3.029 | 0.0203 | 556489.074 | Pipeline Natural Gas |  | Combustion turbine |  | Water Injection,Selective Catalytic Reduction |  |  | ARP, CSNOX, CSOSG3, CSSO2G1, RGGI | 55786 CT01 | 2002-07-15 | 480 |  | Y | 0.10945 | 13.23% | Electric Utility | GE LM6000PC Sprint | Aeroderivative | 0.010641
NY | Edgewood Energy | 55786 | CT02 |  | 2023 | 1430 | 1079.77 | 45637.89 |  | 0.138 | 0.001 | 27348.017 | 0.0592 | 2.393 | 0.0208 | 460204.104 | Pipeline Natural Gas |  | Combustion turbine |  | Water Injection,Selective Catalytic Reduction |  |  | ARP, CSNOX, CSOSG3, CSSO2G1, RGGI | 55786 CT02 | 2002-07-15 | 480 |  | Y | 0.10487 | 10.94% | Electric Utility | GE LM6000PC Sprint | Aeroderivative | 0.010592
NY | Shoreham Energy | 55787 | CT01 |  | 2023 | 268 | 168.28 | 6418.27 |  | 0.022 | 0.0009 | 4966.916 | 0.081 | 1.657 | 0.0989 | 61215.117 | Diesel Oil |  | Combustion turbine |  | Water Injection,Selective Catalytic Reduction |  |  | ARP, CSNOX, CSOSG3, CSSO2G1, RGGI | 55787 CT01 | 2002-07-20 | 461 |  | Y | 0.51634 | 1.516% | Electric Utility | GE Unknown |  | 0.048985
NY | Shoreham Energy | 55787 | CT02 |  | 2023 | 268 | 182.19 | 7257.91 |  | 0.025 | 0.0009 | 5676.067 | 0.081 | 1.672 | 0.0712 | 69944.781 | Diesel Oil |  | Combustion turbine |  | Water Injection,Selective Catalytic Reduction |  |  | ARP, CSNOX, CSOSG3, CSSO2G1, RGGI | 55787 CT02 | 2002-07-22 | 461 |  | Y | 0.46074 | 1.732% | Electric Utility | GE Unknown |  | 0.044648
PA | Marcus Hook Energy, LP | 55801 | 1 |  | 2023 | 7352 | 7344.32 | 2015589.96 |  | 4.145 | 0.001 | 821066.895 | 0.059 | 64.319 | 0.0098 | 13816004.282 | Pipeline Natural Gas | Other Gas | Combined cycle |  | Dry Low NOx Burners,Selective Catalytic Reduction |  |  | ARP, CSNOX, CSOSG3, CSSO2G1, RGGI | 55801 1 | 2004-06-04 | 2282 |  | Y | 0.063822 | 69.11% | Cogeneration |  |  | 0.011994
PA | Marcus Hook Energy, LP | 55801 | 2 |  | 2023 | 7457 | 7445.36 | 2055403.97 |  | 4.267 | 0.001 | 845208.593 | 0.059 | 67.497 | 0.0099 | 14222272.006 | Pipeline Natural Gas | Other Gas | Combined cycle |  | Dry Low NOx Burners,Selective Catalytic Reduction |  |  | ARP, CSNOX, CSOSG3, CSSO2G1, RGGI | 55801 2 | 2004-06-18 | 2282 |  | Y | 0.065678 | 71.15% | Cogeneration |  |  | 0.012245
PA | Marcus Hook Energy, LP | 55801 | 3 |  | 2023 | 7244 | 7231.62 | 1985232.39 |  | 4.015 | 0.001 | 795280.226 | 0.059 | 61.77 | 0.0097 | 13382096.523 | Pipeline Natural Gas | Other Gas | Combined cycle |  | Dry Low NOx Burners,Selective Catalytic Reduction |  |  | ARP, CSNOX, CSOSG3, CSSO2G1, RGGI | 55801 3 | 2004-07-20 | 2282 |  | Y | 0.062229 | 66.94% | Cogeneration |  |  | 0.01213
NM | Valencia Power Plant | 55802 | CTG1 |  | 2023 | 2346 | 2101.49 | 247273.67 |  | 0.812 | 0.001 | 160833.806 | 0.059 | 50.623 | 0.0519 | 2706346.73 | Pipeline Natural Gas |  | Combustion turbine |  | Dry Low NOx Burners |  |  | ARP | 55802 CTG1 | 2008-05-20 | 1682 |  |  | 0.40945 | 18.37% | Electric Utility |  |  | 0.036497
CA | Henrietta Peaker Plant | 55807 | HPP1 |  | 2023 | 91 | 66.77 | 2049.9 |  | 0.006 | 0.001 | 1247.905 | 0.0593 | 0.183 | 0.0291 | 21004.966 | Pipeline Natural Gas |  | Combustion turbine |  | Water Injection,Selective Catalytic Reduction |  |  | ARP | 55807 HPP1 | 2002-07-01 | 540 |  | Y | 0.17855 | 0.444% | Electric Utility | GE LM6000PC Sprint | Aeroderivative | 0.013342
CA | Henrietta Peaker Plant | 55807 | HPP2 |  | 2023 | 79 | 55.8 | 1626.87 |  | 0.005 | 0.001 | 1007.168 | 0.0593 | 0.146 | 0.0381 | 16946.286 | Pipeline Natural Gas |  | Combustion turbine |  | Water Injection,Selective Catalytic Reduction |  |  | ARP | 55807 HPP2 | 2002-07-01 | 540 |  | Y | 0.17949 | 0.3582% | Electric Utility | GE LM6000PC Sprint | Aeroderivative | 0.012996
CA | Gilroy Energy Center, LLC | 55810 | S-3 |  | 2023 | 485 | 329.36 | 9891.48 |  | 0.028 | 0.001 | 5495.899 | 0.0593 | 1.344 | 0.0599 | 92471.133 | Pipeline Natural Gas |  | Combustion turbine |  | Water Injection,Ammonia Injection,Selective Catalytic Reduction |  |  | ARP | 55810 S-3 | 2001-11-29 | 500 |  | Y | 0.27175 | 2.111% | Electric Utility | GE LM6000PC | Aeroderivative | 0.027874
CA | Gilroy Energy Center, LLC | 55810 | S-4 |  | 2023 | 349 | 244.09 | 7387.7 |  | 0.031 | 0.001 | 6067.361 | 0.0592 | 1.255 | 0.0382 | 102095.582 | Pipeline Natural Gas |  | Combustion turbine |  | Water Injection,Ammonia Injection,Selective Catalytic Reduction |  |  | ARP | 55810 S-4 | 2001-11-29 | 500 |  | Y | 0.33975 | 2.331% | Electric Utility | GE LM6000PC | Aeroderivative | 0.02765
CA | Gilroy Energy Center, LLC | 55810 | S-5 |  | 2023 | 455 | 287.73 | 7989.83 |  | 0.026 | 0.001 | 5079.006 | 0.0593 | 1.216 | 0.0559 | 85470.642 | Pipeline Natural Gas |  | Combustion turbine |  | Water Injection,Ammonia Injection,Selective Catalytic Reduction |  |  | ARP | 55810 S-5 | 2002-02-14 | 500 |  | Y | 0.30439 | 1.951% | Electric Utility | GE LM6000PC | Frame | 0.033314
WA | Frederickson Power LP | 55818 | F1CT |  | 2023 | 7378 | 7366.4 | 1843501.05 |  | 3.94 | 0.001 | 780419.922 | 0.059 | 68.842 | 0.0116 | 13132044.697 | Pipeline Natural Gas |  | Combined cycle |  | Dry Low NOx Burners,Ammonia Injection,Selective Catalytic Reduction |  |  | ARP | 55818 F1CT | 2002-08-19 | 2137 |  | Y | 0.074686 | 70.15% | Electric Utility |  |  | 0.010791
FL | Stanton A | 55821 | 25 |  | 2023 | 6948 | 6915.29 | 1792284.92 |  | 3.616 | 0.001 | 716232.962 | 0.059 | 70.254 | 0.0128 | 12051997.736 | Pipeline Natural Gas | Diesel Oil | Combined cycle |  | Dry Low NOx Burners,Water Injection,Selective Catalytic Reduction |  |  | ARP | 55821 25 | 2003-07-23 | 2402 |  | Y | 0.078396 | 57.28% | Electric Utility |  |  | 0.01244
FL | Stanton A | 55821 | 26 |  | 2023 | 7198 | 7162.38 | 1858365.68 |  | 3.784 | 0.001 | 749594.709 | 0.059 | 73.757 | 0.0124 | 12613401.812 | Pipeline Natural Gas | Diesel Oil | Combined cycle |  | Dry Low NOx Burners,Water Injection,Selective Catalytic Reduction |  |  | ARP | 55821 26 | 2003-08-20 | 2402 |  | Y | 0.079378 | 59.95% | Electric Utility |  |  | 0.012159
CO | Rocky Mountain Energy Center | 55835 | 1 |  | 2023 | 5762 | 5703.84 | 1143189.76 |  | 2.704 | 0.001 | 535579.513 | 0.059 | 38.981 | 0.0104 | 9012151.285 | Pipeline Natural Gas |  | Combined cycle |  | Dry Low NOx Burners,Selective Catalytic Reduction |  |  | ARP | 55835 1 | 2004-03-09 | 2460 |  | Y | 0.068197 | 41.82% | Electric Utility |  |  | 0.010231
CO | Rocky Mountain Energy Center | 55835 | 2 |  | 2023 | 6936 | 6910.19 | 1369567.98 |  | 3.269 | 0.001 | 647561.765 | 0.059 | 45.613 | 0.0091 | 10896445.463 | Pipeline Natural Gas |  | Combined cycle |  | Dry Low NOx Burners,Selective Catalytic Reduction |  |  | ARP | 55835 2 | 2004-03-01 | 2500 |  | Y | 0.066609 | 49.76% | Electric Utility |  |  | 0.015485
WI | Island Street Peaking Plant | 55836 | 1A |  | 2023 | 449 | 330.55 | 3966.94 |  | 0.016 | 0.001 | 3136.256 | 0.0594 | 2.786 | 0.1095 | 52780.137 | Pipeline Natural Gas |  | Combustion turbine |  | Water Injection |  |  | ARP, CSNOX, CSOSG3, CSSO2G1 | 55836 1A | 2004-04-03 | 325 |  |  | 1.4046 | 1.854% | Electric Utility | Pratt & Whitney FT8 Twinpac | Aeroderivative | 0.098879
WI | Island Street Peaking Plant | 55836 | 1B |  | 2023 | 455 | 334.36 | 3841.78 |  | 0.016 | 0.001 | 3133.547 | 0.0594 | 2.579 | 0.1008 | 52732.175 | Pipeline Natural Gas |  | Combustion turbine |  | Water Injection |  |  | ARP, CSNOX, CSOSG3, CSSO2G1 | 55836 1B | 2004-04-03 | 325 |  |  | 1.3426 | 1.852% | Electric Utility |  |  | 0.094626
NV | Silverhawk Generating Station | 55841 | A01 |  | 2023 | 6686 | 6525.72 | 1301529.66 |  | 2.907 | 0.001 | 575925.234 | 0.059 | 48.819 | 0.0151 | 9691083.826 | Pipeline Natural Gas |  | Combined cycle |  | Dry Low NOx Burners,Selective Catalytic Reduction |  |  | ARP | 55841 A01 | 2004-01-01 | 2463 |  | Y | 0.075018 | 44.92% | Electric Utility |  |  | 0.009878
NV | Silverhawk Generating Station | 55841 | A03 |  | 2023 | 6253 | 6072.12 | 1219488.46 |  | 2.726 | 0.001 | 539943.895 | 0.059 | 42.393 | 0.0142 | 9085604.088 | Pipeline Natural Gas |  | Combined cycle |  | Dry Low NOx Burners,Selective Catalytic Reduction |  |  | ARP | 55841 A03 | 2004-01-01 | 2463 |  | Y | 0.069526 | 42.11% | Electric Utility |  |  | 0.0095875
CA | Feather River Energy Center | 55847 | UNIT1 |  | 2023 | 1813 | 1597.86 | 47875.03 |  | 0.162 | 0.001 | 32167.185 | 0.0593 | 13.333 | 0.1603 | 541290.157 | Pipeline Natural Gas |  | Combustion turbine |  | Water Injection,Selective Catalytic Reduction |  |  | ARP | 55847 UNIT1 | 2002-12-15 | 500 |  | Y | 0.55699 | 12.36% | Electric Utility | GE LM6000PC Sprint | Aeroderivative | 0.069406
CA | Wolfskill Energy Center | 55855 | UNIT1 |  | 2023 | 336 | 236.95 | 8269.03 |  | 0.027 | 0.001 | 5302.675 | 0.0592 | 0.948 | 0.0475 | 89227.127 | Pipeline Natural Gas |  | Combustion turbine |  | Water Injection,Ammonia Injection,Selective Catalytic Reduction |  |  | ARP | 55855 UNIT1 | 2003-01-08 | 500 |  | Y | 0.22929 | 2.037% | Electric Utility |  |  | 0.018306
IL | Prairie State Generating Station | 55856 | 1 |  | 2023 | 7708 | 7700.82 | 6477751.98 |  | 4615.452 | 0.1569 | 6043155.39 | 0.103 | 1906.384 | 0.0667 | 58900131.926 | Coal |  | Dry bottom wall-fired boiler | Wet Lime FGD | Selective Catalytic Reduction | Electrostatic Precipitator,Wet ESP | Untreated PAC Sorbent Injection | ARP, CSNOX, CSOSG3, CSSO2G1, MATS | 55856 1 | 2011-10-08 | 10000 |  | Y | 0.58859 | 67.24% | Electric Utility |  |  | #N/A
IL | Prairie State Generating Station | 55856 | 2 |  | 2023 | 8195 | 8185.79 | 6922028.7 |  | 4664.966 | 0.1536 | 6390984.485 | 0.103 | 2017.441 | 0.067 | 62290273.47 | Coal |  | Dry bottom wall-fired boiler | Wet Lime FGD | Selective Catalytic Reduction | Electrostatic Precipitator,Wet ESP | Untreated PAC Sorbent Injection | ARP, CSNOX, CSOSG3, CSSO2G1, MATS | 55856 2 | 2012-01-26 | 10000 |  | Y | 0.5829 | 71.11% | Electric Utility |  |  | #N/A
SC | Jasper County Generating Facility | 55927 | CT01 |  | 2023 | 7766 | 7753.73 | 1804059.82 |  | 3.783 | 0.001 | 749230.717 | 0.059 | 52.237 | 0.0087 | 12606032.69 | Pipeline Natural Gas | Diesel Oil | Combined cycle |  | Dry Low NOx Burners,Water Injection,Ammonia Injection |  |  | ARP, CSNOX, CSSO2G2, SIPNOX | 55927 CT01 | 2003-11-18 | 2448.5 |  |  | 0.05791 | 58.77% | Electric Utility |  |  | 0.0084071
SC | Jasper County Generating Facility | 55927 | CT02 |  | 2023 | 8085 | 8076.22 | 1861993.07 |  | 3.914 | 0.001 | 775202.259 | 0.059 | 53.888 | 0.0086 | 13043739.785 | Pipeline Natural Gas | Diesel Oil | Combined cycle |  | Dry Low NOx Burners,Water Injection,Ammonia Injection |  |  | ARP, CSNOX, CSSO2G2, SIPNOX | 55927 CT02 | 2003-11-25 | 2448.5 |  |  | 0.057882 | 60.81% | Electric Utility |  |  | 0.0081982
SC | Jasper County Generating Facility | 55927 | CT03 |  | 2023 | 7736 | 7717.37 | 1785582.76 |  | 3.725 | 0.001 | 737637.603 | 0.059 | 53.241 | 0.0095 | 12411376.22 | Pipeline Natural Gas | Diesel Oil | Combined cycle |  | Dry Low NOx Burners,Water Injection,Ammonia Injection |  |  | ARP, CSNOX, CSSO2G2, SIPNOX | 55927 CT03 | 2003-12-05 | 2448.5 |  |  | 0.059634 | 57.86% | Electric Utility |  |  | 0.0081936
CA | Tracy Combined Cycle Power Plant | 55933 | TPP1 |  | 2023 | 3536 | 3347.45 | 434141.85 |  | 1.051 | 0.001 | 208168.195 | 0.059 | 20.944 | 0.019 | 3502824.604 | Pipeline Natural Gas |  | Combined cycle |  | Selective Catalytic Reduction,Dry Low NOx Burners |  |  | ARP | 55933 TPP1 | 2003-04-02 | 1415 |  | Y | 0.096485 | 28.26% | Electric Utility |  |  | 0.011148
CA | Tracy Combined Cycle Power Plant | 55933 | TPP2 |  | 2023 | 3617 | 3426.69 | 441787.1 |  | 1.071 | 0.001 | 212094.027 | 0.059 | 20.97 | 0.019 | 3568894.768 | Pipeline Natural Gas |  | Combined cycle |  | Selective Catalytic Reduction,Dry Low NOx Burners |  |  | ARP | 55933 TPP2 | 2003-04-02 | 1415 |  | Y | 0.094933 | 28.79% | Electric Utility |  |  | 0.010943
IL | Rockford II Energy Center | 55936 | U1 |  | 2023 | 336 | 300.81 | 46742.97 |  | 0.136 | 0.001 | 27357.49 | 0.0591 | 11.938 | 0.0561 | 460334.931 | Pipeline Natural Gas |  | Combustion turbine |  | Dry Low NOx Burners |  |  | ARP, CSNOX, CSOSG3, CSSO2G1 | 55936 U1 | 2002-05-13 | 1721.9 |  |  | 0.51079 | 3.052% | Electric Utility | Siemens V84.3A | Frame | 0.05482
NJ | Ocean Peaking Power | 55938 | OPP3 |  | 2023 | 850 | 786.21 | 120019.76 |  | 0.378 | 0.001 | 74908.008 | 0.0591 | 20.244 | 0.0401 | 1260481.003 | Pipeline Natural Gas |  | Combustion turbine |  | Dry Low NOx Burners |  |  | ARP, CSNOX, CSOSG3, CSSO2G1, RGGI | 55938 OPP3 | 2003-01-08 | 1959 |  |  | 0.33734 | 7.345% | Electric Utility | GE MS7001FA | Frame | 0.032851
NJ | Ocean Peaking Power | 55938 | OPP4 |  | 2023 | 794 | 732.08 | 112173.55 |  | 0.356 | 0.001 | 70508.231 | 0.0591 | 21.058 | 0.0454 | 1186445.422 | Pipeline Natural Gas |  | Combustion turbine |  | Dry Low NOx Burners |  |  | ARP, CSNOX, CSOSG3, CSSO2G1, RGGI | 55938 OPP4 | 2003-03-27 | 1959 |  |  | 0.37545 | 6.914% | Electric Utility | GE MS7001FA GT | Frame | 0.031943
VA | Warren County Power Station | 55939 | 1A |  | 2023 | 7254 | 7250.68 | 2909927.72 |  | 5.917 | 0.001 | 1172108.242 | 0.059 | 56.816 | 0.0061 | 19723057.253 | Pipeline Natural Gas |  | Combined cycle |  | Dry Low NOx Burners,Selective Catalytic Reduction |  |  | ARP, CSNOX, CSOSG3, CSSO2G1, RGGI | 55939 1A | 2014-09-14 | 3496 |  | Y | 0.03905 | 64.4% | Electric Utility | Mitsubishi 501GAC 3x1 | Frame | 0.0058207
VA | Warren County Power Station | 55939 | 1B |  | 2023 | 6993 | 6985.6 | 2819359.37 |  | 5.674 | 0.001 | 1124029.112 | 0.059 | 54.615 | 0.0061 | 18913955.332 | Pipeline Natural Gas |  | Combined cycle |  | Dry Low NOx Burners,Selective Catalytic Reduction |  |  | ARP, CSNOX, CSOSG3, CSSO2G1, RGGI | 55939 1B | 2014-08-28 | 3496 |  | Y | 0.038743 | 61.76% | Electric Utility | Mitsubishi 501GAC 3x1 | Frame | 0.0058209
VA | Warren County Power Station | 55939 | 1C |  | 2023 | 7212 | 7207.16 | 2893606.59 |  | 5.835 | 0.001 | 1155826.323 | 0.059 | 55.328 | 0.0058 | 19449017.759 | Pipeline Natural Gas |  | Combined cycle |  | Dry Low NOx Burners,Selective Catalytic Reduction |  |  | ARP, CSNOX, CSOSG3, CSSO2G1, RGGI | 55939 1C | 2014-08-08 | 3496 |  | Y | 0.038242 | 63.51% | Electric Utility | Mitsubishi 501GAC 3x1 | Frame | 0.0056229
CA | Agua Mansa Power | 55951 | AMP-1 |  | 2023 | 339 | 282 | 10908.5 |  | 0.034 | 0.001 | 6739.2 | 0.0593 | 0.867 | 0.032 | 113397.475 | Pipeline Natural Gas |  | Combustion turbine |  | Water Injection,Selective Catalytic Reduction |  |  | ARP | 55951 AMP-1 | 2003-06-08 | 470 |  | Y | 0.15896 | 2.754% | Electric Utility | GE LM6000PC | Aeroderivative | 0.016187
CA | Riverview Energy Center | 55963 | 1 |  | 2023 | 934 | 724.38 | 28708.54 |  | 0.089 | 0.001 | 17628.532 | 0.0593 | 2.953 | 0.0362 | 296606.579 | Pipeline Natural Gas |  | Combustion turbine |  | Ammonia Injection,Selective Catalytic Reduction |  |  | ARP | 55963 1 | 2003-04-19 | 500 |  | Y | 0.20572 | 6.772% | Electric Utility | GE LM6000PC Sprint | Aeroderivative | 0.019094
GA | Wansley CC (55965) | 55965 | 6A |  | 2023 | 8383 | 8376.12 | 2311468.77 |  | 4.721 | 0.001 | 935229.903 | 0.059 | 64.577 | 0.0086 | 15737030.201 | Pipeline Natural Gas |  | Combined cycle |  | Dry Low NOx Burners,Selective Catalytic Reduction |  |  | ARP, CSNOX, CSOSG1, CSSO2G2 | 55965 6A | 2001-12-13 | 2350 |  | Y | 0.055875 | 76.45% | Electric Utility |  |  | 0.0084775
GA | Wansley CC (55965) | 55965 | 6B |  | 2023 | 8351 | 8338.4 | 2328235.61 |  | 4.715 | 0.001 | 933978.144 | 0.059 | 65.535 | 0.0088 | 15715921.458 | Pipeline Natural Gas |  | Combined cycle |  | Dry Low NOx Burners,Selective Catalytic Reduction |  |  | ARP, CSNOX, CSOSG1, CSSO2G2 | 55965 6B | 2001-12-13 | 2350 |  | Y | 0.056296 | 76.34% | Electric Utility |  |  | 0.008702
GA | Wansley CC (55965) | 55965 | 7A |  | 2023 | 8425 | 8413.42 | 2289407.76 |  | 4.675 | 0.001 | 926088.324 | 0.059 | 72.355 | 0.0096 | 15583249.464 | Pipeline Natural Gas |  | Combined cycle |  | Dry Low NOx Burners,Selective Catalytic Reduction |  |  | ARP, CSNOX, CSOSG1, CSSO2G2 | 55965 7A | 2001-12-13 | 2350 |  | Y | 0.063208 | 75.7% | Electric Utility |  |  | 0.0088237
GA | Wansley CC (55965) | 55965 | 7B |  | 2023 | 8396 | 8386.83 | 2316228.21 |  | 4.726 | 0.001 | 936198.138 | 0.059 | 66.132 | 0.0087 | 15753410.937 | Pipeline Natural Gas |  | Combined cycle |  | Dry Low NOx Burners,Selective Catalytic Reduction |  |  | ARP, CSNOX, CSOSG1, CSSO2G2 | 55965 7B | 2001-12-13 | 2350 |  | Y | 0.057103 | 76.52% | Electric Utility |  |  | 0.008642
NY | Hawkeye Energy Greenport, LLC | 55969 | U-01 |  | 2023 | 433 | 352.35 | 16585.5 |  | 0.085 | 0.001 | 14140.644 | 0.081 | 2.555 | 0.0524 | 174273.84 | Diesel Oil |  | Combustion turbine |  | Water Injection,Selective Catalytic Reduction |  |  | ARP, CSNOX, CSOSG3, CSSO2G1, RGGI | 55969 U-01 | 2003-06-23 | 560 |  | Y | 0.3081 | 3.553% | Electric Utility |  |  | 0.026275
CA | Cosumnes Power Plant | 55970 | 2 |  | 2023 | 5539 | 5525.4 | 1401020.6 |  | 2.896 | 0.001 | 581215.883 | 0.06 | 28.62 | 0.0063 | 9654476.467 | Other Gas |  | Combined cycle |  | Dry Low NOx Burners,Selective Catalytic Reduction |  |  | ARP | 55970 2 | 2006-01-09 | 2200 |  | Y | 0.040856 | 50.1% | Electric Utility |  |  | 0.0054325
CA | Cosumnes Power Plant | 55970 | 3 |  | 2023 | 6588 | 6575.36 |  |  | 3.32 | 0.001 | 666516.408 | 0.0601 | 28.882 | 0.0054 | 11065393.001 | Other Gas |  | Combined cycle |  | Dry Low NOx Burners,Selective Catalytic Reduction |  |  | ARP | 55970 3 | 2006-01-09 | 2200 |  | Y |  | 57.42% | Electric Utility |  |  | 0.0052456
NE | Cass County Station | 55972 | CT1 |  | 2023 | 920 | 836.17 | 104955.19 |  | 0.365 | 0.001 | 72328.843 | 0.059 | 33.936 | 0.0558 | 1217095.403 | Pipeline Natural Gas |  | Combustion turbine |  | Dry Low NOx Burners |  |  | ARP, CSNOX, CSSO2G2 | 55972 CT1 | 2003-03-01 | 2065 |  |  | 0.64668 | 6.728% | Electric Utility | Siemens SGT6-5000F | Frame | 0.064926
NE | Cass County Station | 55972 | CT2 |  | 2023 | 942 | 860.67 | 109158.26 |  | 0.383 | 0.001 | 75825.071 | 0.059 | 33.904 | 0.0537 | 1275875.665 | Pipeline Natural Gas |  | Combustion turbine |  | Dry Low NOx Burners |  |  | ARP, CSNOX, CSSO2G2 | 55972 CT2 | 2003-03-01 | 2065 |  |  | 0.62119 | 7.053% | Electric Utility | Siemens SGT6-5000F | Frame | 0.055615
PA | Hunterstown Combined Cycle | 55976 | CT101 |  | 2023 | 5918 | 5906.74 | 1020758.35 |  | 3.408 | 0.001 | 675145.553 | 0.059 | 36.935 | 0.0066 | 11360608.204 | Pipeline Natural Gas |  | Combined cycle |  | Dry Low NOx Burners,Selective Catalytic Reduction |  |  | ARP, CSNOX, CSOSG3, CSSO2G1, RGGI | 55976 CT101 | 2002-04-01 | 2455 |  | Y | 0.072368 | 52.83% | Electric Utility |  |  | 0.0050147
PA | Hunterstown Combined Cycle | 55976 | CT201 |  | 2023 | 6474 | 6464.49 | 1106903.4 |  | 3.712 | 0.001 | 735328.986 | 0.059 | 49.16 | 0.0081 | 12373323.716 | Pipeline Natural Gas |  | Combined cycle |  | Dry Low NOx Burners,Selective Catalytic Reduction |  |  | ARP, CSNOX, CSOSG3, CSSO2G1, RGGI | 55976 CT201 | 2003-04-29 | 2455 |  | Y | 0.088824 | 57.53% | Electric Utility |  |  | 0.0068916
PA | Hunterstown Combined Cycle | 55976 | CT301 |  | 2023 | 6492 | 6487.98 | 1103411.76 |  | 3.736 | 0.001 | 740133.5 | 0.059 | 22.512 | 0.0038 | 12454142.612 | Pipeline Natural Gas |  | Combined cycle |  | Dry Low NOx Burners,Selective Catalytic Reduction |  |  | ARP, CSNOX, CSOSG3, CSSO2G1, RGGI | 55976 CT301 | 2003-04-29 | 2455 |  | Y | 0.040804 | 57.91% | Electric Utility |  |  | 0.0033044
NM | Bluffview Power Plant | 55977 | CTG-1 |  | 2023 | 8223 | 8207.48 | 432702.32 |  | 1.085 | 0.001 | 214977.136 | 0.0592 | 81.787 | 0.0452 | 3617472.865 | Pipeline Natural Gas |  | Combined cycle |  | Dry Low NOx Burners,Selective Catalytic Reduction |  |  | ARP | 55977 CTG-1 | 2005-04-20 | 532 |  | Y | 0.37803 | 77.62% | Electric Utility |  |  | 0.042891
CA | Palomar Energy Center | 55985 | CTG1 |  | 2023 | 2407 | 2315.7 | 548882.42 |  | 1.151 | 0.001 | 227962.945 | 0.059 | 12.51 | 0.0096 | 3835924.978 | Pipeline Natural Gas |  | Combined cycle |  | Dry Low NOx Burners,Selective Catalytic Reduction |  |  | ARP | 55985 CTG1 | 2005-10-30 | 3926.7 |  | Y | 0.045584 | 11.15% | Electric Utility |  |  | 0.0061087
CA | Palomar Energy Center | 55985 | CTG2 |  | 2023 | 3247 | 3140.66 | 748174.08 |  | 1.562 | 0.001 | 309421.83 | 0.059 | 16.461 | 0.0086 | 5206622.386 | Pipeline Natural Gas |  | Combined cycle |  | Dry Low NOx Burners,Selective Catalytic Reduction |  |  | ARP | 55985 CTG2 | 2005-11-02 | 3926.7 |  | Y | 0.044003 | 15.14% | Electric Utility |  |  | 0.0061418
AL | Charles R Lowman | 56 | CC1 |  | 2023 | 2888 | 2878.09 | 1753729.47 |  | 3.261 | 0.001 | 646064.636 | 0.059 | 86.62 | 0.0173 | 10871305.052 | Pipeline Natural Gas |  | Combined cycle (Started Feb 19, 2023) |  | Ammonia Injection (Began Feb 19, 2023),Dry Low NOx Burners,Selective Catalytic Reduction |  |  | ARP, CSNOX, CSOSG2, NSPS4T | 56 CC1 | 2023-02-19 | 4500 |  | Y | 0.098784 | 27.58% | Electric Utility | Mitsubishi 501JAC 1x1 | Frame | 0.015936 | 4.3185
IA | Exira Station | 56013 | U-1 |  | 2023 | 3675 | 3247.82 | 94161.29 |  | 0.499 | 0.0014 | 57800.608 | 0.0595 | 44.946 | 0.0986 | 969619.706 | Pipeline Natural Gas | Diesel Oil | Combustion turbine |  | Water Injection |  |  | ARP, CSNOX, CSOSG2, CSSO2G1 | 56013 U-1 | 2004-05-21 | 495 |  |  | 0.95466 | 22.36% | Electric Utility | GE LM6000PD Sprint | Aeroderivative | 0.095532
IA | Exira Station | 56013 | U-2 |  | 2023 | 3027 | 2662.71 | 78568.17 |  | 0.452 | 0.0015 | 48404.564 | 0.0595 | 38.143 | 0.0985 | 811422.643 | Pipeline Natural Gas | Diesel Oil | Combustion turbine |  | Water Injection |  |  | ARP, CSNOX, CSOSG2, CSSO2G1 | 56013 U-2 | 2004-05-21 | 495 |  |  | 0.97095 | 18.71% | Electric Utility | GE LM6000PD Sprint | Aeroderivative | 0.097497
IA | Exira Station | 56013 | U-3 |  | 2023 | 2431 | 2134.86 | 61736.94 |  | 0.403 | 0.0016 | 38736.957 | 0.0596 | 30.345 | 0.0995 | 648784.897 | Pipeline Natural Gas | Diesel Oil | Combustion turbine |  | Water Injection |  |  | ARP, CSNOX, CSOSG2, CSSO2G1 | 56013 U-3 | 2007-03-20 | 495 |  |  | 0.98304 | 14.96% | Electric Utility | GE LM6000 | Aeroderivative | 0.096174
GA | Walton Bainbridge Power Facility | 56015 | P1A |  | 2023 | 7 | 2.73 | 37.33 |  | 0.082 | 0.2016 |  |  | 0.089 | 0.218 | 816.2 | Diesel Oil |  | Combustion turbine |  | Water Injection |  |  | CSNOX, CSOSG1, CSSO2G2 | 56015 P1A | 1977-09-30 | 299 |  |  | 4.7683 | 0.03116% | Electric Utility |  |  | 0.21322
GA | Walton Bainbridge Power Facility | 56015 | P1B |  | 2023 | 7 | 2.73 | 35.8 |  | 0.083 | 0.2011 |  |  | 0.089 | 0.2176 | 817.7 | Diesel Oil |  | Combustion turbine |  | Water Injection |  |  | CSNOX, CSOSG1, CSSO2G2 | 56015 P1B | 1977-09-30 | 299.5 |  |  | 4.9721 | 0.03117% | Electric Utility |  |  | 0.21304
GA | Walton Bainbridge Power Facility | 56015 | P2A |  | 2023 | 7 | 2.75 | 37.33 |  | 0.087 | 0.2013 |  |  | 0.083 | 0.1923 | 865.2 | Diesel Oil |  | Combustion turbine |  | Water Injection |  |  | CSNOX, CSOSG1, CSSO2G2 | 56015 P2A | 1977-09-30 | 314.6 |  |  | 4.4468 | 0.03139% | Electric Utility |  |  | 0.21995
GA | Walton Bainbridge Power Facility | 56015 | P2B |  | 2023 | 7 | 2.74 | 37.33 |  | 0.082 | 0.2027 |  |  | 0.078 | 0.1933 | 807.7 | Diesel Oil |  | Combustion turbine |  | Water Injection |  |  | CSNOX, CSOSG1, CSSO2G2 | 56015 P2B | 1977-09-30 | 294.8 |  |  | 4.1789 | 0.03128% | Electric Utility |  |  | 0.20516
AL | AMEA Sylacauga Plant | 56018 | 1 |  | 2023 | 498 | 498 | 23793 |  | 0.083 | 0.001 | 15507.2 | 0.059 | 11.298 | 0.086 | 262668.3 | Pipeline Natural Gas |  | Combustion turbine |  | Water Injection |  |  | ARP, CSNOX, CSOSG2, CSSO2G2 | 56018 1 | 2004-05-04 | 500 |  |  | 0.94969 | 5.997% | Electric Utility | GE LM6000PC | Aeroderivative | 0.081493
AL | AMEA Sylacauga Plant | 56018 | 2 |  | 2023 | 498 | 498 | 23869 |  | 0.083 | 0.001 | 15770.1 | 0.059 | 11.357 | 0.085 | 267253.3 | Pipeline Natural Gas |  | Combustion turbine |  | Water Injection |  |  | ARP, CSNOX, CSOSG2, CSSO2G2 | 56018 2 | 2004-05-04 | 500 |  |  | 0.95161 | 6.102% | Electric Utility | GE LM6000PC | Aeroderivative | 0.083492
CA | Donald Von Raesfeld | 56026 | PCT1 |  | 2023 | 6803 | 6716.57 | 440870.71 |  | 1.02 | 0.001 | 201951.192 | 0.0591 | 11.49 | 0.0078 | 3398227.816 | Pipeline Natural Gas |  | Combined cycle |  | Dry Low NOx Burners,Water Injection,Selective Catalytic Reduction |  |  | ARP | 56026 PCT1 | 2005-03-15 | 610.6 |  | Y | 0.052124 | 63.53% | Electric Utility |  |  | 0.0068576
CA | Donald Von Raesfeld | 56026 | PCT2 |  | 2023 | 7226 | 7141.58 | 460406.2 |  | 1.091 | 0.001 | 216118.025 | 0.0591 | 11.534 | 0.0074 | 3636640.815 | Pipeline Natural Gas |  | Combined cycle |  | Dry Low NOx Burners,Water Injection,Selective Catalytic Reduction |  |  | ARP | 56026 PCT2 | 2005-03-15 | 610.6 |  | Y | 0.050104 | 67.99% | Electric Utility |  |  | 0.0063327
WI | Fox Energy Center | 56031 | CTG-1 |  | 2023 | 7627 | 7562.56 | 2204441.67 |  | 4.471 | 0.001 | 885602.641 | 0.059 | 65.194 | 0.0095 | 14902065.827 | Pipeline Natural Gas |  | Combined cycle |  | Dry Low NOx Burners,Selective Catalytic Reduction |  |  | ARP, CSNOX, CSOSG3, CSSO2G1 | 56031 CTG-1 | 2005-10-15 | 2873.3 |  | Y | 0.059148 | 59.21% | Electric Utility |  |  | 0.0092344
WI | Fox Energy Center | 56031 | CTG-2 |  | 2023 | 7752 | 7711.1 | 2228287.4 |  | 4.551 | 0.001 | 901414.364 | 0.059 | 62.885 | 0.0089 | 15168024.233 | Pipeline Natural Gas |  | Combined cycle |  | Dry Low NOx Burners,Selective Catalytic Reduction |  |  | ARP, CSNOX, CSOSG3, CSSO2G1 | 56031 CTG-2 | 2005-04-28 | 2587 |  | Y | 0.056442 | 66.93% | Electric Utility |  |  | 0.008465
NY | Equus Power I | 56032 | 1 |  | 2023 | 1640 | 1266.87 | 57166.65 |  | 0.17 | 0.001 | 33757.621 | 0.0592 | 4.185 | 0.0276 | 568045.282 | Pipeline Natural Gas | Diesel Oil | Combustion turbine |  | Water Injection,Selective Catalytic Reduction |  |  | ARP, CSNOX, CSOSG3, CSSO2G1, RGGI | 56032 1 | 2004-07-01 | 520.7 |  | Y | 0.14641 | 12.45% | Electric Utility |  |  | 0.013305
CA | Malburg Generating Station | 56041 | M1 |  | 2023 | 4025 | 4006.9 | 159089.17 |  | 0.395 | 0.001 | 77469.591 | 0.0592 | 4.789 | 0.0081 | 1303795.904 | Pipeline Natural Gas |  | Combined cycle |  | Dry Low NOx Burners,Selective Catalytic Reduction |  |  | ARP | 56041 M1 | 2005-07-23 | 594 |  | Y | 0.060205 | 25.06% | Electric Utility |  |  | 0.0072701
CA | Malburg Generating Station | 56041 | M2 |  | 2023 | 4421 | 4405.77 | 172770.63 |  | 0.428 | 0.001 | 84847.685 | 0.0592 | 4.936 | 0.0074 | 1427599.248 | Pipeline Natural Gas |  | Combined cycle |  | Dry Low NOx Burners,Selective Catalytic Reduction |  |  | ARP | 56041 M2 | 2005-07-25 | 594 |  | Y | 0.057139 | 27.44% | Electric Utility |  |  | 0.0069089
CA | Magnolia Power Project | 56046 | 1 |  | 2023 | 8447 | 8441.25 | 1529074.28 |  | 3.4 | 0.001 | 672946.382 | 0.059 | 28.41 | 0.0052 | 11323616.159 | Pipeline Natural Gas |  | Combined cycle |  | Dry Low NOx Burners,Selective Catalytic Reduction |  |  | ARP | 56046 1 | 2005-09-09 | 2370 |  | Y | 0.03716 | 54.54% | Electric Utility |  |  | 0.0051855
CT | CPV Towantic Energy Center | 56047 | 1 |  | 2023 | 8098 | 8064.71 | 2870026.35 |  | 5.601 | 0.001 | 1077539.513 | 0.058 | 52.672 | 0.0058 | 18657964.377 | Pipeline Natural Gas | Diesel Oil | Combined cycle |  | Dry Low NOx Burners,Water Injection,Selective Catalytic Reduction |  |  | ARP, NSPS4T, RGGI, SIPNOX | 56047 1 | 2018-01-27 | 2899 |  | Y | 0.036705 | 73.47% | Electric Utility | GE 7HA.01 2x1 | Frame | 0.0059062
CT | CPV Towantic Energy Center | 56047 | 2 |  | 2023 | 7992 | 7930.38 | 2800770.97 |  | 5.491 | 0.001 | 1056434.471 | 0.058 | 48.798 | 0.0057 | 18292637.729 | Pipeline Natural Gas | Diesel Oil | Combined cycle |  | Dry Low NOx Burners,Water Injection,Selective Catalytic Reduction |  |  | ARP, NSPS4T, RGGI, SIPNOX | 56047 2 | 2018-02-26 | 2899 |  | Y | 0.034846 | 72.03% | Electric Utility | GE 7HA.01 2x1 | Frame | 0.005624
WI | Elm Road Generating Station | 56068 | 1 |  | 2023 | 5845 | 5835.33 | 3234647.37 |  | 145.081 | 0.0117 | 2971756.185 | 0.1044 | 896.744 | 0.0645 | 28351023.669 | Coal | Pipeline Natural Gas | Dry bottom wall-fired boiler | Wet Limestone | Selective Catalytic Reduction | Baghouse,Wet ESP |  | ARP, CSNOX, CSOSG3, CSSO2G1, MATS | 56068 1 | 2009-10-07 | 6750 |  | Y | 0.55446 | 47.95% | Electric Utility |  |  | #N/A
WI | Elm Road Generating Station | 56068 | 2 |  | 2023 | 6952 | 6932.2 | 3845184.4 |  | 161.669 | 0.0104 | 3471453.861 | 0.1043 | 1057.596 | 0.0649 | 33120412.063 | Coal | Pipeline Natural Gas | Dry bottom wall-fired boiler | Wet Limestone | Selective Catalytic Reduction | Baghouse,Wet ESP |  | ARP, CSNOX, CSOSG3, CSSO2G1, MATS | 56068 2 | 2010-07-16 | 6750 |  | Y | 0.55009 | 56.01% | Electric Utility |  |  | #N/A
CA | Walnut Energy Center | 56078 | 1 |  | 2023 | 7592 | 7580.56 | 804308.57 |  | 1.951 | 0.001 | 386385.485 | 0.059 | 22.8 | 0.0073 | 6502091.324 | Pipeline Natural Gas |  | Combined cycle |  | Dry Low NOx Burners,Ammonia Injection,Selective Catalytic Reduction |  |  | ARP | 56078 1 | 2005-11-21 | 1047 |  | Y | 0.056695 | 70.89% | Electric Utility |  |  | 0.0066855
CA | Walnut Energy Center | 56078 | 2 |  | 2023 | 7699 | 7693.89 | 817105.67 |  | 1.982 | 0.001 | 392520.876 | 0.059 | 22.053 | 0.0068 | 6605101.056 | Pipeline Natural Gas |  | Combined cycle |  | Dry Low NOx Burners,Ammonia Injection,Selective Catalytic Reduction |  |  | ARP | 56078 2 | 2005-10-25 | 1047 |  | Y | 0.053978 | 72.02% | Electric Utility |  |  | 0.006837
UT | Currant Creek Power Project | 56102 | CTG1A |  | 2023 | 7887 | 7794.47 | 1452718.28 |  | 3.139 | 0.001 | 621782.418 | 0.059 | 44.307 | 0.0113 | 10462734.895 | Pipeline Natural Gas |  | Combined cycle |  | Selective Catalytic Reduction |  |  | ARP | 56102 CTG1A | 2005-03-01 | 2165 |  | Y | 0.060999 | 55.17% | Electric Utility |  |  | 0.0092443
UT | Currant Creek Power Project | 56102 | CTG1B |  | 2023 | 8056 | 7980.12 | 1489486.57 |  | 3.208 | 0.001 | 635370.641 | 0.059 | 43.624 | 0.0106 | 10691309.563 | Pipeline Natural Gas |  | Combined cycle |  | Selective Catalytic Reduction |  |  | ARP | 56102 CTG1B | 2005-03-11 | 2156 |  | Y | 0.058576 | 56.61% | Electric Utility |  |  | 0.0090157
MN | Mankato Energy Center | 56104 | CT-1 |  | 2023 | 5371 | 5278.73 | 1467657.09 |  | 3.282 | 0.001 | 650032.934 | 0.059 | 45.44 | 0.0108 | 10938083.618 | Pipeline Natural Gas |  | Combined cycle |  | Dry Low NOx Burners,Ammonia Injection,Selective Catalytic Reduction |  |  | ARP, CSNOX, CSSO2G2, NSPS4T | 56104 CT-1 | 2019-02-10 | 3000 |  | Y | 0.061922 | 41.62% | Electric Utility | Siemens SGT6-5000F 1x1 | Frame | 0.0083275 | 2.2567
MN | Mankato Energy Center | 56104 | CT-2 |  | 2023 | 4689 | 4619.31 | 1240804.05 |  | 2.68 | 0.001 | 530374.415 | 0.059 | 38.737 | 0.0101 | 8924053.832 | Pipeline Natural Gas | Diesel Oil | Combined cycle |  | Dry Low NOx Burners,Water Injection,Ammonia Injection,Selective Catalytic Reduction |  |  | ARP, CSNOX, CSSO2G2 | 56104 CT-2 | 2006-05-28 | 2844 |  | Y | 0.062439 | 35.82% | Electric Utility |  |  | 0.0084493
LA | T J Labbe Electric Generating Station | 56108 | U-1 |  | 2023 | 861 | 678.11 | 26898.22 |  | 0.079 | 0.001 | 15709.72 | 0.0592 | 11.187 | 0.0928 | 264364.972 | Pipeline Natural Gas |  | Combustion turbine |  | Water Injection |  |  | ARP, CSOSG2E | 56108 U-1 | 2005-06-24 | 510 |  |  | 0.8318 | 5.917% | Electric Utility | GE LM6000PC Sprint | Aeroderivative | 0.088023
LA | T J Labbe Electric Generating Station | 56108 | U-2 |  | 2023 | 804 | 625.33 | 25898.02 |  | 0.076 | 0.001 | 15069.999 | 0.0592 | 10.875 | 0.0958 | 253592.487 | Pipeline Natural Gas |  | Combustion turbine |  | Water Injection |  |  | ARP, CSOSG2E | 56108 U-2 | 2005-07-01 | 510 |  |  | 0.83983 | 5.676% | Electric Utility | GE LM6000PC Sprint | Aeroderivative | 0.086653
CA | Ripon Generation Station | 56135 | 1 |  | 2023 | 398 | 316.51 | 7830.71 |  | 0.029 | 0.001 | 5776.638 | 0.0593 | 0.605 | 0.0442 | 97217.054 | Pipeline Natural Gas |  | Combustion turbine |  | Water Injection,Selective Catalytic Reduction |  |  | ARP | 56135 1 | 2006-06-21 | 525 |  | Y | 0.15452 | 2.114% | Electric Utility | GE LM6000PC Sprint | Aeroderivative | 0.0095322
CA | Ripon Generation Station | 56135 | 2 |  | 2023 | 168 | 123.13 | 3778.97 |  | 0.011 | 0.001 | 2203.183 | 0.0594 | 0.258 | 0.0457 | 37072.161 | Pipeline Natural Gas |  | Combustion turbine |  | Water Injection,Selective Catalytic Reduction |  |  | ARP | 56135 2 | 2006-06-21 | 525 |  | Y | 0.13655 | 0.8061% | Electric Utility | GE LM6000PC Sprint | Aeroderivative | 0.010195
CA | Riverside Energy Resource Center | 56143 | 1 |  | 2023 | 478 | 354.62 | 13652.24 |  | 0.041 | 0.001 | 8080.283 | 0.0592 | 0.681 | 0.0238 | 135974.21 | Pipeline Natural Gas |  | Combustion turbine |  | Water Injection,Selective Catalytic Reduction |  |  | ARP | 56143 1 | 2006-03-22 | 525 |  | Y | 0.099764 | 2.957% | Electric Utility | GE LM6000PC Sprint | Aeroderivative | 0.014893
CA | Riverside Energy Resource Center | 56143 | 2 |  | 2023 | 487 | 333.52 | 12096.07 |  | 0.038 | 0.001 | 7598.345 | 0.0593 | 0.701 | 0.022 | 127857.075 | Pipeline Natural Gas |  | Combustion turbine |  | Water Injection,Selective Catalytic Reduction |  |  | ARP | 56143 2 | 2006-03-30 | 525 |  | Y | 0.11591 | 2.78% | Electric Utility | GE LM6000PC Sprint | Aeroderivative | 0.011533
CA | Riverside Energy Resource Center | 56143 | 3 |  | 2023 | 671 | 461.13 | 16079.75 |  | 0.049 | 0.001 | 9756.771 | 0.0593 | 0.888 | 0.022 | 164177.857 | Pipeline Natural Gas |  | Combustion turbine |  | Water Injection,Selective Catalytic Reduction |  |  | ARP | 56143 3 | 2011-01-29 | 525 |  | Y | 0.11045 | 3.57% | Electric Utility | GE LM6000PC Sprint | Aeroderivative | 0.011045
CA | Riverside Energy Resource Center | 56143 | 4 |  | 2023 | 605 | 410.58 | 13774.32 |  | 0.042 | 0.001 | 8364.344 | 0.0593 | 0.667 | 0.0171 | 140747.381 | Pipeline Natural Gas |  | Combustion turbine |  | Water Injection,Selective Catalytic Reduction |  |  | ARP | 56143 4 | 2010-10-29 | 525 |  | Y | 0.096847 | 3.06% | Electric Utility | GE LM6000PC Sprint | Aeroderivative | 0.010897
GA | McIntosh Combined Cycle Facility | 56150 | 10A |  | 2023 | 7947 | 7923.99 | 2344897 |  | 4.855 | 0.001 | 961320.856 | 0.059 | 50.455 | 0.007 | 16173594.305 | Pipeline Natural Gas | Diesel Oil | Combined cycle |  | Dry Low NOx Burners,Water Injection,Selective Catalytic Reduction |  |  | ARP, CSNOX, CSOSG1, CSSO2G2 | 56150 10A | 2005-04-05 | 3500 |  | Y | 0.043034 | 52.75% | Electric Utility |  |  | 0.0060056
GA | McIntosh Combined Cycle Facility | 56150 | 10B |  | 2023 | 7880 | 7864.04 | 2328690.71 |  | 4.899 | 0.001 | 969518.325 | 0.059 | 47.474 | 0.0064 | 16308896.732 | Pipeline Natural Gas | Diesel Oil | Combined cycle |  | Dry Low NOx Burners,Water Injection,Selective Catalytic Reduction |  |  | ARP, CSNOX, CSOSG1, CSSO2G2 | 56150 10B | 2005-04-06 | 3500 |  | Y | 0.040773 | 53.19% | Electric Utility |  |  | 0.0057956
GA | McIntosh Combined Cycle Facility | 56150 | 11A |  | 2023 | 7696 | 7665.23 | 2244126.38 |  | 4.683 | 0.001 | 927665.38 | 0.059 | 46.479 | 0.0069 | 15609778.258 | Pipeline Natural Gas | Diesel Oil | Combined cycle |  | Dry Low NOx Burners,Water Injection,Selective Catalytic Reduction |  |  | ARP, CSNOX, CSOSG1, CSSO2G2 | 56150 11A | 2005-04-06 | 3500 |  | Y | 0.041423 | 50.91% | Electric Utility |  |  | 0.0058066
GA | McIntosh Combined Cycle Facility | 56150 | 11B |  | 2023 | 8011 | 8002.86 | 2320128.88 |  | 4.909 | 0.001 | 972469.934 | 0.059 | 46.741 | 0.0062 | 16363667.335 | Pipeline Natural Gas | Diesel Oil | Combined cycle |  | Dry Low NOx Burners,Water Injection,Selective Catalytic Reduction |  |  | ARP, CSNOX, CSOSG1, CSSO2G2 | 56150 11B | 2005-04-05 | 3500 |  | Y | 0.040292 | 53.37% | Electric Utility |  |  | 0.0059302
MO | South Harper Peaking Facility | 56151 | 1 |  | 2023 | 832 | 766.23 | 61331.94 |  | 0.249 | 0.001 | 49353.815 | 0.059 | 21.778 | 0.0527 | 830480.824 | Pipeline Natural Gas |  | Combustion turbine |  |  |  |  | ARP, CSNOX, CSOSG2, CSSO2G1 | 56151 1 | 2005-07-11 | 1581 |  |  | 0.71017 | 5.996% | Electric Utility | Siemens AG-501D5A | Frame | 0.080978
MO | South Harper Peaking Facility | 56151 | 2 |  | 2023 | 783 | 723.51 | 61737.29 |  | 0.235 | 0.001 | 46606.391 | 0.059 | 21.114 | 0.0539 | 784240.846 | Pipeline Natural Gas |  | Combustion turbine |  |  |  |  | ARP, CSNOX, CSOSG2, CSSO2G1 | 56151 2 | 2005-06-24 | 1581 |  |  | 0.684 | 5.663% | Electric Utility | Siemens AG-501D5A | Frame | 0.080203
MO | South Harper Peaking Facility | 56151 | 3 |  | 2023 | 730 | 674.89 | 56621.22 |  | 0.22 | 0.001 | 43625.007 | 0.059 | 19.492 | 0.0533 | 734087.157 | Pipeline Natural Gas |  | Combustion turbine |  |  |  |  | ARP, CSNOX, CSOSG2, CSSO2G1 | 56151 3 | 2005-06-20 | 1581 |  |  | 0.68851 | 5.3% | Electric Utility | Siemens AG-501D5A | Frame | 0.065357
MN | Faribault Energy Park | 56164 | EU006 |  | 2023 | 4979 | 4756.51 | 1096536.37 |  | 2.174 | 0.001 | 430593.137 | 0.059 | 46.755 | 0.0193 | 7245578.86 | Pipeline Natural Gas | Diesel Oil | Combined cycle |  | Dry Low NOx Burners,Water Injection,Selective Catalytic Reduction |  |  | ARP, CSNOX, CSSO2G2 | 56164 EU006 | 2005-05-10 | 2260 |  | Y | 0.085278 | 36.6% | Electric Utility |  |  | 0.015343
WI | Sheboygan Falls Energy Facility | 56166 | 1 |  | 2023 | 2387 | 2207.48 | 317524.43 |  | 1.065 | 0.001 | 211024.06 | 0.059 | 56.862 | 0.039 | 3550841.863 | Pipeline Natural Gas |  | Combustion turbine |  | Dry Low NOx Burners |  |  | ARP, CSNOX, CSOSG3, CSSO2G1 | 56166 1 | 2005-05-05 | 1949 |  |  | 0.35816 | 20.8% | Electric Utility | GE MS7001FA GT | Frame | 0.029949
WI | Sheboygan Falls Energy Facility | 56166 | 2 |  | 2023 | 1807 | 1656.35 | 235997.66 |  | 0.786 | 0.001 | 155643.058 | 0.059 | 37.767 | 0.0361 | 2619001.754 | Pipeline Natural Gas |  | Combustion turbine |  | Dry Low NOx Burners |  |  | ARP, CSNOX, CSOSG3, CSSO2G1 | 56166 2 | 2005-05-15 | 1953 |  |  | 0.32006 | 15.31% | Electric Utility | GE MS7001FA GT | Frame | 0.029764
UT | Nebo Power Station | 56177 | U1 |  | 2023 | 7620 | 7541.03 | 854366 |  | 1.915 | 0.001 | 379292.626 | 0.059 | 120.412 | 0.0444 | 6382297.549 | Pipeline Natural Gas |  | Combined cycle |  | Dry Low NOx Burners,Selective Catalytic Reduction |  |  | ARP | 56177 U1 | 2004-06-17 | 1300 |  | Y | 0.28187 | 56.04% | Electric Utility |  |  | 0.027119
NY | Pinelawn Power | 56188 | 1 |  | 2023 | 1515 | 1380.76 | 86464.14 |  | 0.199 | 0.001 | 39506.929 | 0.0592 | 2.815 | 0.0131 | 664769.476 | Pipeline Natural Gas | Other Oil | Combined cycle |  | Water Injection,Selective Catalytic Reduction |  |  | ARP, CSNOX, CSOSG3, CSSO2G1, RGGI | 56188 1 | 2005-06-14 | 850 |  | Y | 0.065114 | 8.928% | Electric Utility |  |  | 0.0080516
NY | Poletti 500 MW CC | 56196 | CTG7A |  | 2023 | 7269 | 7235.5 | 1754139.69 |  | 3.57 | 0.001 | 703727.089 | 0.0591 | 37.878 | 0.0072 | 11823254.354 | Pipeline Natural Gas | Diesel Oil | Combined cycle |  | Dry Low NOx Burners,Water Injection,Selective Catalytic Reduction |  |  | ARP, CSNOX, CSOSG3, CSSO2G1, RGGI | 56196 CTG7A | 2005-12-31 | 2080 |  | Y | 0.043187 | 64.89% | Electric Utility |  |  | 0.0076437
NY | Poletti 500 MW CC | 56196 | CTG7B |  | 2023 | 7376 | 7356.48 | 1741317.57 |  | 3.593 | 0.001 | 709710.216 | 0.0591 | 39.047 | 0.0075 | 11931334.689 | Pipeline Natural Gas | Diesel Oil | Combined cycle |  | Dry Low NOx Burners,Water Injection,Selective Catalytic Reduction |  |  | ARP, CSNOX, CSOSG3, CSSO2G1, RGGI | 56196 CTG7B | 2005-12-31 | 2041 |  | Y | 0.044848 | 66.73% | Electric Utility |  |  | 0.0082513
CT | Middletown | 562 | 12 |  | 2023 | 67 | 47.75 | 1912.76 |  | 0.006 | 0.001 | 1435.119 | 0.0774 | 0.096 | 0.0079 | 18585.163 | Diesel Oil | Pipeline Natural Gas | Combustion turbine |  | Selective Catalytic Reduction,Water Injection |  |  | ARP, RGGI, SIPNOX | 562 12 | 2011-04-15 | 474.9 |  | Y | 0.10038 | 0.4467% | Electric Utility | GE LM6000 | Aeroderivative | 0.0091929
CT | Middletown | 562 | 13 |  | 2023 | 68 | 44.12 | 1804.78 |  | 0.006 | 0.001 | 1318.085 | 0.0774 | 0.073 | 0.007 | 17193.833 | Diesel Oil | Pipeline Natural Gas | Combustion turbine |  | Selective Catalytic Reduction,Water Injection |  |  | ARP, RGGI, SIPNOX | 562 13 | 2011-04-05 | 474.9 |  | Y | 0.080896 | 0.4133% | Electric Utility | GE LM6000 | Aeroderivative | 0.0085943
CT | Middletown | 562 | 14 |  | 2023 | 77 | 49.52 | 1964.11 |  | 0.007 | 0.0009 | 1486.59 | 0.0778 | 0.044 | 0.0041 | 19056.538 | Diesel Oil | Pipeline Natural Gas | Combustion turbine |  | Selective Catalytic Reduction,Water Injection |  |  | ARP, RGGI, SIPNOX | 562 14 | 2011-05-08 | 474.9 |  | Y | 0.044804 | 0.4581% | Electric Utility | GE LM6000 | Aeroderivative | 0.0071915
CT | Middletown | 562 | 15 |  | 2023 | 80 | 49.71 | 1937.25 |  | 0.006 | 0.001 | 1475.413 | 0.0786 | 0.056 | 0.0057 | 18880.479 | Diesel Oil | Pipeline Natural Gas | Combustion turbine |  | Water Injection,Selective Catalytic Reduction |  |  | ARP, RGGI, SIPNOX | 562 15 | 2011-05-08 | 474.9 |  | Y | 0.057814 | 0.4538% | Electric Utility | GE LM6000 | Aeroderivative | 0.0072842
CT | Middletown | 562 | 2 |  | 2023 | 1252 | 1242.3 | 116731.99 |  | 11.635 | 0.0238 | 71217.854 | 0.0603 | 52.971 | 0.083 | 1179788.815 | Pipeline Natural Gas | Residual Oil | Dry bottom wall-fired boiler |  | Overfire Air,Selective Non-catalytic Reduction | Electrostatic Precipitator |  | ARP, RGGI, SIPNOX | 562 2 | 1958-11-01 | 1380 |  | Y | 0.90757 | 9.759% | Electric Utility |  |  | #N/A
CT | Middletown | 562 | 3 |  | 2023 | 494 | 481.41 | 57669.41 |  | 24.246 | 0.0768 | 37306.095 | 0.0643 | 56.985 | 0.1708 | 572956.615 | Pipeline Natural Gas | Residual Oil | Cyclone boiler |  | Water Injection,Selective Non-catalytic Reduction | Electrostatic Precipitator |  | ARP, RGGI, SIPNOX | 562 3 | 1964-12-01 | 2500 |  | Y | 1.9763 | 2.616% | Electric Utility |  |  | #N/A
CT | Middletown | 562 | 4 |  | 2023 | 109 | 105.5 | 19612.88 |  | 35.34 | 0.3027 | 18731.325 | 0.081 | 22.354 | 0.1608 | 230836.477 | Residual Oil |  | Tangentially-fired |  |  |  |  | ARP, MATS, RGGI, SIPNOX | 562 4 | 1973-03-01 | 4684 |  |  | 2.2795 | 0.5626% | Electric Utility |  |  | #N/A
NV | TS Power Plant | 56224 | 1 |  | 2023 | 7534 | 7527.73 | 1186632.75 |  | 121.648 | 0.0214 | 1190832.715 | 0.1048 | 263.101 | 0.0453 | 11362175.718 | Coal | Diesel Oil | Dry bottom wall-fired boiler | Dry Lime FGD | Low NOx Burner Technology w/ Overfire Air,Selective Catalytic Reduction | Baghouse | Halogenated PAC Sorbent Injection | ARP, MATS | 56224 1 | 2008-01-18 | 2462 |  | Y | 0.44344 | 52.68% | Electric Utility |  |  | #N/A
OR | Port Westward | 56227 | PWEU1 |  | 2023 | 8180 | 8177.93 | 3137089.68 |  | 5.496 | 0.001 | 1255485.04 | 0.059 | 86.188 | 0.0083 | 21125974.62 | Natural Gas |  | Combined cycle |  | Dry Low NOx Burners,Selective Catalytic Reduction |  |  | ARP | 56227 PWEU1 | 2007-06-12 | 4000 |  | Y | 0.054948 | 60.29% | Electric Utility |  |  | 0.0086356
CA | Miramar Energy Facility | 56232 | 1 |  | 2023 | 375 | 300.57 | 11994.34 |  | 0.036 | 0.001 | 7104.27 | 0.0592 | 1.153 | 0.0329 | 119538.657 | Pipeline Natural Gas |  | Combustion turbine |  | Water Injection,Selective Catalytic Reduction |  |  | ARP | 56232 1 | 2005-05-16 | 500 |  | Y | 0.19226 | 2.729% | Electric Utility | GE LM6000 | Aeroderivative | 0.019632
CA | Miramar Energy Facility | 56232 | 2 |  | 2023 | 367 | 291.71 | 11742.1 |  | 0.035 | 0.001 | 6980.387 | 0.0592 | 1.198 | 0.0316 | 117467.689 | Pipeline Natural Gas |  | Combustion turbine |  | Water Injection,Selective Catalytic Reduction |  |  | ARP | 56232 2 | 2009-05-16 | 490 |  | Y | 0.20405 | 2.737% | Electric Utility | GE LM6000 | Aeroderivative | 0.018705
NY | Caithness Long Island Energy Center | 56234 | 1 |  | 2023 | 8311 | 8306.82 | 2557228.07 |  | 4.994 | 0.001 | 989177.535 | 0.059 | 56.511 | 0.0068 | 16644721.095 | Pipeline Natural Gas | Diesel Oil | Combined cycle |  | Dry Low NOx Burners,Water Injection,Ammonia Injection,Selective Catalytic Reduction |  |  | ARP, CSNOX, CSOSG3, CSSO2G1, RGGI | 56234 1 | 2009-04-17 | 2650 |  | Y | 0.044197 | 71.7% | Electric Utility |  |  | 0.0064532
UT | Lake Side Power Plant | 56237 | CT01 |  | 2023 | 7957 | 7935.26 | 1636454.61 |  | 3.488 | 0.001 | 690876.779 | 0.059 | 36.732 | 0.0065 | 11625253.247 | Pipeline Natural Gas |  | Combined cycle |  | Selective Catalytic Reduction |  |  | ARP | 56237 CT01 | 2007-05-25 | 2200 |  | Y | 0.044892 | 60.32% | Electric Utility |  |  | 0.0075114
UT | Lake Side Power Plant | 56237 | CT02 |  | 2023 | 7802 | 7587.42 | 1564740.98 |  | 3.336 | 0.001 | 660735.254 | 0.059 | 39.101 | 0.0087 | 11118157.217 | Pipeline Natural Gas |  | Combined cycle |  | Selective Catalytic Reduction |  |  | ARP | 56237 CT02 | 2007-06-02 | 2200 |  | Y | 0.049978 | 57.69% | Electric Utility |  |  | 0.0073793
UT | Lake Side Power Plant | 56237 | CT03 |  | 2023 | 7698 | 7692.52 | 1781349.45 |  | 3.652 | 0.001 | 723473.559 | 0.059 | 37.347 | 0.0063 | 12173906.213 | Pipeline Natural Gas |  | Combined cycle |  | Selective Catalytic Reduction |  |  | ARP | 56237 CT03 | 2014-01-23 | 2310 |  | Y | 0.041931 | 60.16% | Electric Utility |  |  | 0.0070956
UT | Lake Side Power Plant | 56237 | CT04 |  | 2023 | 7207 | 7109.91 | 1647933.38 |  | 3.409 | 0.001 | 675231.725 | 0.059 | 37.164 | 0.0071 | 11362036.805 | Pipeline Natural Gas |  | Combined cycle |  | Selective Catalytic Reduction |  |  | ARP | 56237 CT04 | 2014-02-01 | 2310 |  | Y | 0.045104 | 56.15% | Electric Utility |  |  | 0.0074602
SD | Groton Generating Station | 56238 | CT001 |  | 2023 | 1593 | 1477.65 | 76513.94 |  | 0.232 | 0.001 | 45986.822 | 0.0591 | 40.836 | 0.1051 | 773831.666 | Pipeline Natural Gas |  | Combustion turbine |  | Water Injection |  |  | ARP | 56238 CT001 | 2006-06-22 | 840 |  |  | 1.0674 | 10.52% | Electric Utility | GE LMS100PA-SAC (Water) | Aeroderivative | 0.10453
SD | Groton Generating Station | 56238 | CT002 |  | 2023 | 2709 | 2404.53 | 137263.27 |  | 0.265 | 0.001 | 52477.219 | 0.0592 | 37.089 | 0.0853 | 883026.864 | Pipeline Natural Gas |  | Combustion turbine |  | Water Injection |  |  | ARP | 56238 CT002 | 2008-07-01 | 786.5 |  |  | 0.54041 | 12.82% | Electric Utility | GE LMS100PA-SAC (Water) | Aeroderivative | 0.086873
CA | Malaga Power | 56239 | GT-1 |  | 2023 | 356 | 216.52 | 5232.78 |  | 0.017 | 0.001 | 3333.128 | 0.0593 | 0.731 | 0.0449 | 56098.23 | Pipeline Natural Gas |  | Combustion turbine |  | Selective Catalytic Reduction |  |  | ARP | 56239 GT-1 | 2005-06-01 | 490 |  | Y | 0.27939 | 1.307% | Electric Utility | GE LM6000PC Sprint | Aeroderivative | 0.015598
CA | Malaga Power | 56239 | GT-2 |  | 2023 | 362 | 218.38 | 5191.72 |  | 0.017 | 0.001 | 3306.028 | 0.0593 | 0.484 | 0.0305 | 55634.565 | Pipeline Natural Gas |  | Combustion turbine |  | Selective Catalytic Reduction |  |  | ARP | 56239 GT-2 | 2005-06-01 | 480 |  | Y | 0.18645 | 1.323% | Electric Utility | GE LM6000PC Sprint | Aeroderivative | 0.015206
MN | Cannon Falls Energy Center | 56241 | CT-01 |  | 2023 | 2467 | 2344.6 | 340392.03 |  | 1.155 | 0.001 | 225603.3 | 0.059 | 65.842 | 0.068 | 3823662.7 | Pipeline Natural Gas | Diesel Oil | Combustion turbine |  | Dry Low NOx Burners,Water Injection |  |  | ARP, CSNOX, CSSO2G2 | 56241 CT-01 | 2008-03-06 | 2300 |  |  | 0.38686 | 18.98% | Electric Utility | GE MS7001FA GT | Frame | 0.052191
MN | Cannon Falls Energy Center | 56241 | CT-02 |  | 2023 | 2746 | 2623.99 | 359868.08 |  | 1.25 | 0.001 | 244592.1 | 0.059 | 70.077 | 0.0608 | 4145502.2 | Pipeline Natural Gas | Diesel Oil | Combustion turbine |  | Dry Low NOx Burners,Water Injection |  |  | ARP, CSNOX, CSSO2G2 | 56241 CT-02 | 2008-03-18 | 2300 |  |  | 0.38946 | 20.58% | Electric Utility | GE MS7001FA GT | Frame | 0.048465
NC | NCEMC Anson Plant | 56249 | ES1-A |  | 2023 | 349 | 332.77 | 8543.44 |  | 0.027 | 0.001 | 5172.649 | 0.0603 | 3.914 | 0.092 | 85860.741 | Pipeline Natural Gas | Diesel Oil | Combustion turbine |  | Water Injection |  |  | ARP, CSNOX, CSSO2G1, SIPNOX | 56249 ES1-A | 2007-01-23 | 330 |  |  | 0.91626 | 2.97% | Electric Utility | Pratt & Whitney FT8 Twinpac | Aeroderivative | 0.089864
NC | NCEMC Anson Plant | 56249 | ES1-B |  | 2023 | 354 | 329.17 | 8620.29 |  | 0.027 | 0.001 | 5169.523 | 0.0603 | 3.955 | 0.0929 | 85828.956 | Pipeline Natural Gas | Diesel Oil | Combustion turbine |  | Water Injection |  |  | ARP, CSNOX, CSSO2G1, SIPNOX | 56249 ES1-B | 2007-01-23 | 330 |  |  | 0.9176 | 2.969% | Electric Utility | Pratt & Whitney FT8 Twinpac | Aeroderivative | 0.089895
NC | NCEMC Anson Plant | 56249 | ES2-A |  | 2023 | 362 | 340.12 | 8389.25 |  | 0.027 | 0.001 | 5210.937 | 0.0603 | 4.099 | 0.0949 | 86570.682 | Pipeline Natural Gas | Diesel Oil | Combustion turbine |  | Water Injection |  |  | ARP, CSNOX, CSSO2G1, SIPNOX | 56249 ES2-A | 2007-01-24 | 330 |  |  | 0.9772 | 2.995% | Electric Utility | Pratt & Whitney FT8 Twinpac | Aeroderivative | 0.091753
NC | NCEMC Anson Plant | 56249 | ES2-B |  | 2023 | 362 | 339.08 | 8611.45 |  | 0.028 | 0.001 | 5319.376 | 0.0603 | 4.043 | 0.0922 | 88367.866 | Pipeline Natural Gas | Diesel Oil | Combustion turbine |  | Water Injection |  |  | ARP, CSNOX, CSSO2G1, SIPNOX | 56249 ES2-B | 2007-01-24 | 330 |  |  | 0.93898 | 3.057% | Electric Utility | Pratt & Whitney FT8 Twinpac | Aeroderivative | 0.092598
NC | NCEMC Anson Plant | 56249 | ES3-A |  | 2023 | 353 | 329.53 | 8323.7 |  | 0.027 | 0.001 | 5039.106 | 0.0603 | 3.895 | 0.0938 | 83645.487 | Pipeline Natural Gas | Diesel Oil | Combustion turbine |  | Water Injection |  |  | ARP, CSNOX, CSSO2G1, SIPNOX | 56249 ES3-A | 2007-02-12 | 330 |  |  | 0.93588 | 2.894% | Electric Utility | Pratt & Whitney FT8 Twinpac | Aeroderivative | 0.089567
NC | NCEMC Anson Plant | 56249 | ES3-B |  | 2023 | 361 | 330.66 | 8315.04 |  | 0.027 | 0.001 | 5068.805 | 0.0605 | 3.847 | 0.0927 | 83822.877 | Pipeline Natural Gas | Diesel Oil | Combustion turbine |  | Water Injection |  |  | ARP, CSNOX, CSSO2G1, SIPNOX | 56249 ES3-B | 2007-02-12 | 330 |  |  | 0.92531 | 2.9% | Electric Utility | Pratt & Whitney FT8 Twinpac | Aeroderivative | 0.087984
NC | NCEMC Anson Plant | 56249 | ES4-A |  | 2023 | 222 | 206.8 | 5217.42 |  | 0.018 | 0.001 | 3247.178 | 0.0616 | 2.605 | 0.0996 | 52919.038 | Pipeline Natural Gas | Diesel Oil | Combustion turbine |  | Water Injection |  |  | ARP, CSNOX, CSSO2G1, SIPNOX | 56249 ES4-A | 2007-02-13 | 330 |  |  | 0.99858 | 1.831% | Electric Utility | Pratt & Whitney FT8 Twinpac | Aeroderivative | 0.096392
NC | NCEMC Anson Plant | 56249 | ES4-B |  | 2023 | 193 | 179.14 | 4679.57 |  | 0.016 | 0.001 | 2860.147 | 0.0608 | 11.467 | 0.5042 | 46995.876 | Pipeline Natural Gas | Diesel Oil | Combustion turbine |  | Water Injection |  |  | ARP, CSNOX, CSSO2G1, SIPNOX | 56249 ES4-B | 2007-02-13 | 330 |  |  | 4.9009 | 1.626% | Electric Utility | Pratt & Whitney FT8 Twinpac | Aeroderivative | 0.10578
NC | NCEMC Anson Plant | 56249 | ES5-A |  | 2023 | 353 | 333.34 | 8566.25 |  | 0.026 | 0.001 | 4992.089 | 0.0603 | 3.853 | 0.0935 | 82787.929 | Pipeline Natural Gas | Diesel Oil | Combustion turbine |  | Water Injection |  |  | ARP, CSNOX, CSSO2G1, SIPNOX | 56249 ES5-A | 2007-04-23 | 330 |  |  | 0.89958 | 2.864% | Electric Utility | Pratt & Whitney FT8 Twinpac | Aeroderivative | 0.090554
NC | NCEMC Anson Plant | 56249 | ES5-B |  | 2023 | 351 | 327.46 | 8861.39 |  | 0.027 | 0.001 | 5115.548 | 0.0603 | 3.88 | 0.092 | 84939.925 | Pipeline Natural Gas | Diesel Oil | Combustion turbine |  | Water Injection |  |  | ARP, CSNOX, CSSO2G1, SIPNOX | 56249 ES5-B | 2007-04-23 | 330 |  |  | 0.87571 | 2.938% | Electric Utility | Pratt & Whitney FT8 Twinpac | Aeroderivative | 0.090824
NC | NCEMC Anson Plant | 56249 | ES6-A |  | 2023 | 371 | 353.54 | 9321.93 |  | 0.029 | 0.001 | 5566.523 | 0.0603 | 4.239 | 0.0924 | 92441.671 | Pipeline Natural Gas | Diesel Oil | Combustion turbine |  | Water Injection |  |  | ARP, CSNOX, CSSO2G1, SIPNOX | 56249 ES6-A | 2007-04-24 | 330 |  |  | 0.90947 | 3.198% | Electric Utility | Pratt & Whitney FT8 Twinpac | Aeroderivative | 0.090746
NC | NCEMC Anson Plant | 56249 | ES6-B |  | 2023 | 367 | 346.95 | 9206.01 |  | 0.029 | 0.001 | 5479.057 | 0.0602 | 4.105 | 0.0907 | 91004.566 | Pipeline Natural Gas | Diesel Oil | Combustion turbine |  | Water Injection |  |  | ARP, CSNOX, CSSO2G1, SIPNOX | 56249 ES6-B | 2007-04-24 | 330 |  |  | 0.89181 | 3.148% | Electric Utility | Pratt & Whitney FT8 Twinpac | Aeroderivative | 0.091588
UT | Millcreek Power | 56253 | MC-1 |  | 2023 | 1616 | 1445.42 | 52996.6 |  | 0.147 | 0.0009 | 30649.6 | 0.059 | 19.652 | 0.1121 | 520351.2 | Pipeline Natural Gas |  | Combustion turbine |  | Dry Low NOx Burners |  |  | ARP | 56253 MC-1 | 2006-04-03 | 360 |  |  | 0.74163 | 16.5% | Electric Utility | GE LM6000PD | Aeroderivative | 0.063405
UT | Millcreek Power | 56253 | MC-2 |  | 2023 | 2036 | 1936.52 | 72596.61 |  | 0.209 | 0.001 | 41457.349 | 0.0592 | 2.407 | 0.0078 | 697688.592 | Pipeline Natural Gas |  | Combustion turbine |  | Dry Low NOx Burners,Selective Catalytic Reduction |  |  | ARP | 56253 MC-2 | 2010-04-25 | 420 |  | Y | 0.066312 | 18.96% | Electric Utility | GE LM6000PD | Aeroderivative | 0.0077275
NY | Empire Generating Co, LLC | 56259 | CT-1 |  | 2023 | 5958 | 5921.4 | 1374664.88 |  | 2.981 | 0.001 | 589158.074 | 0.0591 | 33.657 | 0.0083 | 9906960.007 | Pipeline Natural Gas | Diesel Oil | Combined cycle |  | Dry Low NOx Burners,Water Injection,Selective Catalytic Reduction |  |  | ARP, CSNOX, CSOSG3, CSSO2G1, RGGI | 56259 CT-1 | 2010-05-26 | 2750 |  | Y | 0.048968 | 41.12% | Electric Utility |  |  | 0.0086545
NY | Empire Generating Co, LLC | 56259 | CT-2 |  | 2023 | 7462 | 7431.83 | 1756919.55 |  | 3.807 | 0.001 | 753577.42 | 0.059 | 41.262 | 0.0072 | 12677742.901 | Pipeline Natural Gas | Diesel Oil | Combined cycle |  | Dry Low NOx Burners,Water Injection,Selective Catalytic Reduction |  |  | ARP, CSNOX, CSOSG3, CSSO2G1, RGGI | 56259 CT-2 | 2010-06-03 | 2750 |  | Y | 0.046971 | 52.63% | Electric Utility |  |  | 0.0084504
LA | Hargis-Hebert Electric Generating Statio | 56283 | U-1 |  | 2023 | 914 | 730.48 | 26870.44 |  | 0.08 | 0.001 | 15819.39 | 0.0593 | 10.823 | 0.0898 | 266177.107 | Pipeline Natural Gas |  | Combustion turbine |  | Water Injection |  |  | ARP, CSOSG2E | 56283 U-1 | 2006-04-27 | 510 |  |  | 0.80557 | 5.958% | Electric Utility | GE LM6000PC Sprint | Aeroderivative | 0.086612
LA | Hargis-Hebert Electric Generating Statio | 56283 | U-2 |  | 2023 | 822 | 636.5 | 25266.78 |  | 0.075 | 0.001 | 14843.88 | 0.0593 | 10.499 | 0.0922 | 249768.044 | Pipeline Natural Gas |  | Combustion turbine |  | Water Injection |  |  | ARP, CSOSG2E | 56283 U-2 | 2006-04-18 | 510 |  |  | 0.83105 | 5.591% | Electric Utility | GE LM6000PC Sprint | Aeroderivative | 0.088605
NC | NCEMC Hamlet Plant | 56292 | ES1-A |  | 2023 | 340 | 320.23 | 7881.41 |  | 0.024 | 0.001 | 4731.361 | 0.0598 | 3.549 | 0.0901 | 79169.324 | Pipeline Natural Gas | Diesel Oil | Combustion turbine |  | Water Injection |  |  | ARP, CSNOX, CSSO2G1, SIPNOX | 56292 ES1-A | 2007-10-05 | 330 |  |  | 0.9006 | 2.739% | Electric Utility | Pratt & Whitney FT8 Twinpac | Aeroderivative | 0.088015
NC | NCEMC Hamlet Plant | 56292 | ES1-B |  | 2023 | 333 | 310.95 | 8381.55 |  | 0.026 | 0.001 | 5071.968 | 0.0598 | 3.754 | 0.0889 | 84860.15 | Pipeline Natural Gas | Diesel Oil | Combustion turbine |  | Water Injection |  |  | ARP, CSNOX, CSSO2G1, SIPNOX | 56292 ES1-B | 2007-10-05 | 330 |  |  | 0.89578 | 2.936% | Electric Utility | Pratt & Whitney FT8 Twinpac | Aeroderivative | 0.088123
NC | NCEMC Hamlet Plant | 56292 | ES2-A |  | 2023 | 268 | 239.67 | 6043.73 |  | 0.019 | 0.001 | 3586.491 | 0.0598 | 2.661 | 0.0893 | 59913.416 | Pipeline Natural Gas | Diesel Oil | Combustion turbine |  | Water Injection |  |  | ARP, CSNOX, CSSO2G1, SIPNOX | 56292 ES2-A | 2007-10-08 | 330 |  |  | 0.88058 | 2.073% | Electric Utility | Pratt & Whitney FT8 Twinpac | Aeroderivative | 0.091914
NC | NCEMC Hamlet Plant | 56292 | ES2-B |  | 2023 | 267 | 236.98 | 6541.87 |  | 0.02 | 0.001 | 3876.437 | 0.0598 | 2.942 | 0.0908 | 64765.03 | Pipeline Natural Gas | Diesel Oil | Combustion turbine |  | Water Injection |  |  | ARP, CSNOX, CSSO2G1, SIPNOX | 56292 ES2-B | 2007-10-08 | 330 |  |  | 0.89944 | 2.24% | Electric Utility | Pratt & Whitney FT8 Twinpac | Aeroderivative | 0.095297
NC | NCEMC Hamlet Plant | 56292 | ES3-A |  | 2023 | 206 | 182.45 | 4792.62 |  | 0.015 | 0.001 | 2843.841 | 0.06 | 2.161 | 0.0918 | 47382.267 | Pipeline Natural Gas | Diesel Oil | Combustion turbine |  | Water Injection |  |  | ARP, CSNOX, CSSO2G1, SIPNOX | 56292 ES3-A | 2007-10-11 | 330 |  |  | 0.9018 | 1.639% | Electric Utility | Pratt & Whitney FT8 Twinpac | Aeroderivative | 0.096669
NC | NCEMC Hamlet Plant | 56292 | ES3-B |  | 2023 | 199 | 173.22 | 4577.31 |  | 0.014 | 0.001 | 2728.674 | 0.0601 | 2.058 | 0.0907 | 45434.917 | Pipeline Natural Gas | Diesel Oil | Combustion turbine |  | Water Injection |  |  | ARP, CSNOX, CSSO2G1, SIPNOX | 56292 ES3-B | 2007-10-11 | 330 |  |  | 0.89922 | 1.572% | Electric Utility | Pratt & Whitney FT8 Twinpac | Aeroderivative | 0.095414
NC | NCEMC Hamlet Plant | 56292 | ES4-A |  | 2023 | 340 | 324.87 | 8593.16 |  | 0.026 | 0.001 | 4986.599 | 0.0597 | 3.736 | 0.0901 | 83485.141 | Pipeline Natural Gas | Diesel Oil | Combustion turbine |  | Water Injection |  |  | ARP, CSNOX, CSSO2G1, SIPNOX | 56292 ES4-A | 2007-10-11 | 330 |  |  | 0.86953 | 2.888% | Electric Utility | Pratt & Whitney FT8 Twinpac | Aeroderivative | 0.090107
NC | NCEMC Hamlet Plant | 56292 | ES4-B |  | 2023 | 339 | 319.36 | 8045.7 |  | 0.024 | 0.001 | 4706.608 | 0.0597 | 3.439 | 0.0878 | 78783.671 | Pipeline Natural Gas | Diesel Oil | Combustion turbine |  | Water Injection |  |  | ARP, CSNOX, CSSO2G1, SIPNOX | 56292 ES4-B | 2007-10-11 | 330 |  |  | 0.85487 | 2.725% | Electric Utility | Pratt & Whitney FT8 Twinpac | Aeroderivative | 0.087887
NC | NCEMC Hamlet Plant | 56292 | ES5-A |  | 2023 | 298 | 282.77 | 7247.44 |  | 0.022 | 0.001 | 4372.659 | 0.0598 | 3.299 | 0.0904 | 73155.556 | Pipeline Natural Gas | Diesel Oil | Combustion turbine |  | Water Injection |  |  | ARP, CSNOX, CSSO2G1, SIPNOX | 56292 ES5-A | 2007-10-26 | 330 |  |  | 0.91039 | 2.531% | Electric Utility | Pratt & Whitney FT8 Twinpac | Aeroderivative | 0.090198
NC | NCEMC Hamlet Plant | 56292 | ES5-B |  | 2023 | 290 | 272.91 | 6798.11 |  | 0.022 | 0.001 | 4134.663 | 0.0602 | 3.17 | 0.0928 | 68751.301 | Pipeline Natural Gas | Diesel Oil | Combustion turbine |  | Water Injection |  |  | ARP, CSNOX, CSSO2G1, SIPNOX | 56292 ES5-B | 2007-10-26 | 330 |  |  | 0.93261 | 2.378% | Electric Utility | Pratt & Whitney FT8 Twinpac | Aeroderivative | 0.089408
NC | NCEMC Hamlet Plant | 56292 | ES6-A |  | 2023 | 251 | 222.62 | 5868.68 |  | 0.018 | 0.001 | 3420.691 | 0.0599 | 2.584 | 0.0907 | 57074.252 | Pipeline Natural Gas | Diesel Oil | Combustion turbine |  | Water Injection |  |  | ARP, CSNOX, CSSO2G1, SIPNOX | 56292 ES6-A | 2013-04-17 | 330 |  |  | 0.88061 | 1.974% | Electric Utility | Pratt & Whitney FT8 Twinpac | Aeroderivative | 0.093661
NC | NCEMC Hamlet Plant | 56292 | ES6-B |  | 2023 | 248 | 219.8 | 5859.28 |  | 0.018 | 0.001 | 3435.725 | 0.0598 | 2.566 | 0.0898 | 57349.164 | Pipeline Natural Gas | Diesel Oil | Combustion turbine |  | Water Injection |  |  | ARP, CSNOX, CSSO2G1, SIPNOX | 56292 ES6-B | 2013-04-17 | 330 |  |  | 0.87588 | 1.984% | Electric Utility | Pratt & Whitney FT8 Twinpac | Aeroderivative | 0.092711
CA | Roseville Energy Park | 56298 | CT001 |  | 2023 | 3597 | 3558.24 | 183407.71 |  | 0.434 | 0.001 | 85881.262 | 0.0592 | 4.157 | 0.0063 | 1445116.066 | Pipeline Natural Gas |  | Combined cycle |  | Dry Low NOx Burners,Selective Catalytic Reduction |  |  | ARP | 56298 CT001 | 2007-06-13 | 705.3 |  | Y | 0.045331 | 23.39% | Electric Utility |  |  | 0.0062943
CA | Roseville Energy Park | 56298 | CT002 |  | 2023 | 3294 | 3249.01 | 166255.13 |  | 0.413 | 0.001 | 81815.114 | 0.0592 | 4.62 | 0.0078 | 1376718.795 | Pipeline Natural Gas |  | Combined cycle |  | Dry Low NOx Burners,Selective Catalytic Reduction |  |  | ARP | 56298 CT002 | 2007-06-20 | 705.3 |  | Y | 0.055577 | 22.28% | Electric Utility |  |  | 0.0063767
CA | Roseville Energy Park | 56298 | CT005 |  | 2023 | 91 | 65.64 | 1586.82 |  | 0.005 | 0.0009 | 972.083 | 0.0594 | 0.111 | 0.0251 | 16355.743 | Pipeline Natural Gas |  | Combustion turbine |  | Water Injection,Selective Catalytic Reduction |  |  | ARP | 56298 CT005 | 2022-07-01 | 366.1 |  | Y | 0.1399 | 0.51% | Electric Utility | Siemens SGT 800 | Frame | 0.10536 | 28.5526
CA | Roseville Energy Park | 56298 | CT006 |  | 2023 | 92 | 58.27 | 1339.92 |  | 0.004 | 0.001 | 809.583 | 0.0594 | 0.225 | 0.0851 | 13615.179 | Pipeline Natural Gas |  | Combustion turbine |  | Water Injection,Selective Catalytic Reduction |  |  | ARP | 56298 CT006 | 2022-07-02 | 366.1 |  | Y | 0.33584 | 0.4245% | Electric Utility | Siemens SGT 800 | Frame | 0.054957 | 14.8932
CT | South Meadow Station | 563 | 11A |  | 2023 | 4 | 0.12 | 0 |  |  |  | 0.4 | 0.0828 | 0.002 | 0.694 | 4.9 | Diesel Oil |  | Combustion turbine |  |  |  |  | RGGI, SIPNOX | 563 11A | 1970-08-01 | 266 |  |  |  | 0.0002103% | Electric Utility | Pratt & Whitney Unknown |  | 0.7981
CT | South Meadow Station | 563 | 11B |  | 2023 | 4 | 0.12 | 0 |  |  |  | 0.4 | 0.0828 | 0.002 | 0.7518 | 4.9 | Diesel Oil |  | Combustion turbine |  |  |  |  | RGGI, SIPNOX | 563 11B | 1970-08-01 | 266 |  |  |  | 0.0002103% | Electric Utility |  |  | 0.79669
CT | South Meadow Station | 563 | 12A |  | 2023 | 4 | 0.12 | 0 |  |  |  | 0.4 | 0.0828 | 0.002 | 0.694 | 4.9 | Diesel Oil |  | Combustion turbine |  |  |  |  | RGGI, SIPNOX | 563 12A | 1970-08-01 | 266 |  |  |  | 0.0002103% | Electric Utility | Pratt & Whitney Unknown |  | 0.7815
CT | South Meadow Station | 563 | 12B |  | 2023 | 4 | 0.12 | 0 |  |  |  | 0.4 | 0.0828 | 0.002 | 0.694 | 4.9 | Diesel Oil |  | Combustion turbine |  |  |  |  | RGGI, SIPNOX | 563 12B | 1970-08-01 | 266 |  |  |  | 0.0002103% | Electric Utility |  |  | 0.73826
CT | South Meadow Station | 563 | 13A |  | 2023 | 1 | 0.03 | 0 |  |  |  | 0.1 | 0.1 | 0 | 0.7 | 1 | Diesel Oil |  | Combustion turbine |  |  |  |  | RGGI, SIPNOX | 563 13A | 1970-08-01 | 266 |  |  |  | 4.292e-05% | Electric Utility | Pratt & Whitney Unknown |  | 0.84191
CT | South Meadow Station | 563 | 13B |  | 2023 | 4 | 0.16 | 0 |  |  |  | 0.5 | 0.0845 | 0.002 | 0.719 | 6 | Diesel Oil |  | Combustion turbine |  |  |  |  | RGGI, SIPNOX | 563 13B | 1970-08-01 | 266 |  |  |  | 0.0002575% | Electric Utility |  |  | 0.82059
CT | South Meadow Station | 563 | 14A |  | 2023 | 4 | 0.12 | 0 |  |  |  | 0.4 | 0.1 | 0.001 | 0.7 | 4 | Diesel Oil |  | Combustion turbine |  |  |  |  | RGGI, SIPNOX | 563 14A | 1970-08-01 | 266 |  |  |  | 0.0001717% | Electric Utility | Pratt & Whitney Unknown |  | 0.77396
CT | South Meadow Station | 563 | 14B |  | 2023 | 4 | 0.12 | 0 |  |  |  | 0.4 | 0.1 | 0.001 | 0.7 | 4 | Diesel Oil |  | Combustion turbine |  |  |  |  | RGGI, SIPNOX | 563 14B | 1970-08-01 | 266 |  |  |  | 0.0001717% | Electric Utility |  |  | 0.78242
WY | Wygen II | 56319 | 1 |  | 2023 | 8300 | 8290.02 | 729201.25 |  | 123.813 | 0.0286 | 886909.808 | 0.105 | 260.116 | 0.0615 | 8456398.519 | Coal |  | Dry bottom wall-fired boiler | Dry Lime FGD | Low NOx Burner Technology w/ Overfire Air,Selective Catalytic Reduction | Baghouse |  | ARP, MATS | 56319 1 | 2007-10-19 | 1300 |  | Y | 0.71343 | 74.26% | Electric Utility |  |  | #N/A
TX | Mustang Station (56326) | 56326 | GEN1 |  | 2023 | 3022 | 2876.96 | 353906.47 |  | 1.106 | 0.001 | 219085.815 | 0.059 | 54.504 | 0.0332 | 3686510.314 | Pipeline Natural Gas |  | Combustion turbine |  | Dry Low NOx Burners |  |  | ARP, CSOSG2 | 56326 GEN1 | 2006-02-27 | 1728 |  |  | 0.30801 | 24.35% | Electric Utility | GE PG7241(FA) | Frame | 0.027647
TX | Mustang Station (56326) | 56326 | GEN2 |  | 2023 | 2479 | 2337.65 | 276964.77 |  | 0.885 | 0.001 | 175257.07 | 0.059 | 42.6 | 0.0331 | 2948971.091 | Pipeline Natural Gas |  | Combustion turbine |  | Dry Low NOx Burners |  |  | ARP, CSOSG2 | 56326 GEN2 | 2007-04-01 | 1728 |  |  | 0.30762 | 19.48% | Electric Utility | GE PG7241(FA) | Frame | 0.028157
TX | Mustang Station (56326) | 56326 | GEN3 |  | 2023 | 2225 | 2097.12 | 249264.98 |  | 0.849 | 0.001 | 168126.139 | 0.059 | 46.901 | 0.0371 | 2829024.786 | Pipeline Natural Gas |  | Combustion turbine |  | Dry Low NOx Burners |  |  | ARP, CSOSG2 | 56326 GEN3 | 2013-04-01 | 1728 |  |  | 0.37631 | 18.69% | Electric Utility | GE PG7241(FA) | Frame | 0.029805
AR | Harry D. Mattison Power Plant | 56328 | 1 |  | 2023 | 809 | 774.92 | 54581.24 |  | 0.197 | 0.001 | 40039.8 | 0.0591 | 15.577 | 0.0862 | 678747.1 | Pipeline Natural Gas |  | Combustion turbine |  | Dry Low NOx Burners |  |  | ARP, CSOSG2 | 56328 1 | 2007-12-13 | 1078 |  |  | 0.57078 | 7.188% | Electric Utility | GE MS7001EA | Frame | 0.05437
AR | Harry D. Mattison Power Plant | 56328 | 2 |  | 2023 | 816 | 797.54 | 58455.99 |  | 0.231 | 0.001 | 44043.5 | 0.059 | 14.365 | 0.0604 | 746401.8 | Pipeline Natural Gas |  | Combustion turbine |  | Dry Low NOx Burners |  |  | ARP, CSOSG2 | 56328 2 | 2007-12-13 | 1078 |  |  | 0.49148 | 7.904% | Electric Utility | GE MS7001EA | Frame | 0.051868
AR | Harry D. Mattison Power Plant | 56328 | 3 |  | 2023 | 449 | 409.1 | 28325.48 |  | 0.099 | 0.001 | 19994.2 | 0.0588 | 22.036 | 0.2069 | 338880.2 | Pipeline Natural Gas |  | Combustion turbine |  | Dry Low NOx Burners |  |  | ARP, CSOSG2 | 56328 3 | 2007-07-02 | 1078 |  |  | 1.5559 | 3.589% | Electric Utility | GE MS7001EA | Frame | 0.14978
AR | Harry D. Mattison Power Plant | 56328 | 4 |  | 2023 | 618 | 560.38 | 39514.6 |  | 0.142 | 0.001 | 28775.8 | 0.0592 | 17.755 | 0.1543 | 487699.1 | Pipeline Natural Gas |  | Combustion turbine |  | Dry Low NOx Burners |  |  | ARP, CSOSG2 | 56328 4 | 2007-07-01 | 1078 |  |  | 0.89866 | 5.165% | Electric Utility | GE MS7001EA | Frame | 0.07772
TX | Quail Run Energy Center | 56349 | CT1A |  | 2023 | 6053 | 5916.91 | 593396.35 |  | 1.55 | 0.001 | 307008.11 | 0.059 | 38.872 | 0.0179 | 5165981.232 | Pipeline Natural Gas |  | Combined cycle |  | Dry Low NOx Burners,Selective Catalytic Reduction |  |  | ARP, CSOSG2 | 56349 CT1A | 2007-04-25 | 1260 |  | Y | 0.13102 | 46.8% | Electric Utility |  |  | 0.018452
TX | Quail Run Energy Center | 56349 | CT1B |  | 2023 | 6025 | 5865.57 | 584695 |  | 1.511 | 0.001 | 299243.454 | 0.059 | 38.539 | 0.0186 | 5035256.751 | Pipeline Natural Gas |  | Combined cycle |  | Dry Low NOx Burners,Selective Catalytic Reduction |  |  | ARP, CSOSG2 | 56349 CT1B | 2007-04-26 | 1260 |  | Y | 0.13183 | 45.62% | Electric Utility |  |  | 0.018002
TX | Quail Run Energy Center | 56349 | CT2A |  | 2023 | 6259 | 6102.67 | 597411.9 |  | 1.538 | 0.001 | 304610.72 | 0.059 | 35.385 | 0.0158 | 5125704.947 | Pipeline Natural Gas |  | Combined cycle |  | Dry Low NOx Burners,Selective Catalytic Reduction |  |  | ARP, CSOSG2 | 56349 CT2A | 2008-04-15 | 1335 |  | Y | 0.11846 | 43.83% | Electric Utility |  |  | 0.017722
TX | Quail Run Energy Center | 56349 | CT2B |  | 2023 | 6138 | 5989.45 | 595212.39 |  | 1.51 | 0.001 | 299144.624 | 0.059 | 34.862 | 0.0155 | 5033682.718 | Pipeline Natural Gas |  | Combined cycle |  | Dry Low NOx Burners,Selective Catalytic Reduction |  |  | ARP, CSOSG2 | 56349 CT2B | 2008-04-15 | 1260 |  | Y | 0.11714 | 45.6% | Electric Utility |  |  | 0.016735
TX | Colorado Bend Energy Center | 56350 | CT1A |  | 2023 | 6343 | 6289.94 | 686849.55 |  | 1.694 | 0.001 | 335589.083 | 0.059 | 39.666 | 0.0156 | 5646917.807 | Pipeline Natural Gas |  | Combined cycle |  | Dry Low NOx Burners,Selective Catalytic Reduction |  |  | ARP, CSOSG2 | 56350 CT1A | 2007-04-16 | 1120 |  | Y | 0.1155 | 57.56% | Electric Utility |  |  | 0.015796
TX | Colorado Bend Energy Center | 56350 | CT1B |  | 2023 | 5822 | 5779.62 | 632615.22 |  | 1.545 | 0.001 | 305984.112 | 0.059 | 35.186 | 0.0156 | 5148790.362 | Pipeline Natural Gas |  | Combined cycle |  | Dry Low NOx Burners,Selective Catalytic Reduction |  |  | ARP, CSOSG2 | 56350 CT1B | 2007-04-16 | 1120 |  | Y | 0.11124 | 52.48% | Electric Utility |  |  | 0.015466
TX | Colorado Bend Energy Center | 56350 | CT2A |  | 2023 | 4855 | 4826.5 | 538838.46 |  | 1.28 | 0.001 | 253584.863 | 0.059 | 27.029 | 0.0143 | 4267105.642 | Pipeline Natural Gas |  | Combined cycle |  | Dry Low NOx Burners,Selective Catalytic Reduction |  |  | ARP, CSOSG2 | 56350 CT2A | 2008-05-01 | 1120 |  | Y | 0.10032 | 43.49% | Electric Utility |  |  | 0.014662
TX | Colorado Bend Energy Center | 56350 | CT2B |  | 2023 | 4850 | 4826.99 | 553903.19 |  | 1.304 | 0.001 | 258191.737 | 0.059 | 27.812 | 0.0139 | 4344602.099 | Pipeline Natural Gas |  | Combined cycle |  | Dry Low NOx Burners,Selective Catalytic Reduction |  |  | ARP, CSOSG2 | 56350 CT2B | 2008-05-01 | 1120 |  | Y | 0.10042 | 44.28% | Electric Utility |  |  | 0.015159
TX | Colorado Bend Energy Center | 56350 | CT-4A |  | 2023 | 1688 | 1492.35 | 41640.89 |  | 0.176 | 0.001 | 34811.091 | 0.0592 | 17.078 | 0.0534 | 585767.504 | Pipeline Natural Gas |  | Combustion turbine |  | Selective Catalytic Reduction |  |  | ARP, CSOSG2 | 56350 CT-4A | 2022-12-29 | 10640 |  | Y | 0.82025 | 0.6285% | Electric Utility | GE 6B | Frame | 0.06123 | 16.5934
TX | Colorado Bend Energy Center | 56350 | CT-4B |  | 2023 | 1731 | 1531.99 | 45217.01 |  | 0.188 | 0.001 | 37280.708 | 0.0592 | 17.202 | 0.0495 | 627319.872 | Pipeline Natural Gas |  | Combustion turbine (Started Jan 24, 2023) |  | Selective Catalytic Reduction |  |  | ARP, CSOSG2 | 56350 CT-4B | 2023-01-24 | 10640 |  | Y | 0.76086 | 0.673% | Electric Utility | GE 6B | Frame | 0.054843 | 14.8624
PA | Hunlock Unit 4 | 56397 | 4 |  | 2023 | 1247 | 1113.82 | 52098.48 |  | 0.146 | 0.001 | 28964.279 | 0.0592 | 20.751 | 0.0905 | 487364.769 | Pipeline Natural Gas |  | Combustion turbine |  | Water Injection |  |  | ARP, CSNOX, CSOSG3, CSSO2G1, RGGI | 56397 4 | 2000-12-01 | 500 |  |  | 0.79661 | 11.13% | Electric Utility | GE LM6000 | Aeroderivative | 0.086052
FL | Curtis H. Stanton Energy Center | 564 | 1 |  | 2023 | 7222 | 7206.31 | 1657528.26 |  | 847.041 | 0.0702 | 1655072.656 | 0.0936 | 2140.515 | 0.2388 | 17344061.888 | Coal | Pipeline Natural Gas | Dry bottom wall-fired boiler | Wet Lime FGD | Low NOx Burner Technology (Dry Bottom only) | Electrostatic Precipitator |  | ARP, MATS | 564 1 | 1987-05-12 | 5000 |  |  | 2.5828 | 39.6% | Electric Utility |  |  | #N/A
FL | Curtis H. Stanton Energy Center | 564 | 2 |  | 2023 | 7482 | 7468.59 | 2023164.68 |  | 620.686 | 0.0513 | 1875194.788 | 0.0936 | 1356.019 | 0.1357 | 19690787.991 | Coal | Other Gas, Pipeline Natural Gas | Dry bottom wall-fired boiler | Wet Lime FGD | Low NOx Burner Technology (Dry Bottom only),Selective Catalytic Reduction | Electrostatic Precipitator |  | ARP, MATS | 564 2 | 1996-03-29 | 5000 |  | Y | 1.3405 | 44.96% | Electric Utility |  |  | #N/A
FL | Curtis H. Stanton Energy Center | 564 | CCB |  | 2023 | 7792 | 7783.58 | 1820660.75 |  | 3.951 | 0.001 | 782547.535 | 0.059 | 25.48 | 0.0044 | 13167840.311 | Pipeline Natural Gas | Diesel Oil | Combined cycle |  | Dry Low NOx Burners,Water Injection,Selective Catalytic Reduction |  |  | ARP | 564 CCB | 2009-10-27 | 2453 |  | Y | 0.02799 | 61.28% | Electric Utility |  |  | 0.004114
FL | Treasure Coast Energy Center | 56400 | 1 |  | 2023 | 7482 | 7468.52 | 1870356.18 |  | 3.982 | 0.001 | 788645.071 | 0.059 | 37.619 | 0.0061 | 13267036.282 | Pipeline Natural Gas | Diesel Oil | Combined cycle |  | Dry Low NOx Burners,Water Injection,Selective Catalytic Reduction |  |  | ARP | 56400 1 | 2008-02-12 | 2661 |  | Y | 0.040227 | 56.91% | Electric Utility |  |  | 0.005728
FL | West County Energy Center | 56407 | WCCT1A |  | 2023 | 7139 | 7027.13 | 2524583.68 |  | 4.892 | 0.001 | 967029.43 | 0.0591 | 64.045 | 0.0101 | 16261059.752 | Pipeline Natural Gas | Diesel Oil | Combined cycle |  | Dry Low NOx Burners,Water Injection,Ammonia Injection,Other,Selective Catalytic Reduction |  |  | ARP | 56407 WCCT1A | 2009-05-21 | 2958 |  | Y | 0.050737 | 62.75% | Electric Utility |  |  | 0.0078207
FL | West County Energy Center | 56407 | WCCT1B |  | 2023 | 5891 | 5796.01 | 2081214.76 |  | 4.019 | 0.001 | 794793.356 | 0.059 | 51.997 | 0.0097 | 13366430.576 | Pipeline Natural Gas | Diesel Oil | Combined cycle |  | Dry Low NOx Burners,Water Injection,Ammonia Injection,Other,Selective Catalytic Reduction |  |  | ARP | 56407 WCCT1B | 2009-05-02 | 2958 |  | Y | 0.049968 | 51.58% | Electric Utility |  |  | 0.0078564
FL | West County Energy Center | 56407 | WCCT1C |  | 2023 | 7581 | 7477.11 | 2736834.83 |  | 5.298 | 0.001 | 1048310.692 | 0.059 | 67.328 | 0.0095 | 17633322.653 | Pipeline Natural Gas | Diesel Oil | Combined cycle |  | Dry Low NOx Burners,Water Injection,Ammonia Injection,Other,Selective Catalytic Reduction |  |  | ARP | 56407 WCCT1C | 2009-04-19 | 2958 |  | Y | 0.049201 | 68.05% | Electric Utility |  |  | 0.007903
FL | West County Energy Center | 56407 | WCCT2A |  | 2023 | 6525 | 6451.17 | 2309223.85 |  | 4.425 | 0.001 | 874898.174 | 0.059 | 56.66 | 0.0093 | 14713124.429 | Pipeline Natural Gas | Diesel Oil | Combined cycle |  | Dry Low NOx Burners,Water Injection,Ammonia Injection,Other,Selective Catalytic Reduction |  |  | ARP | 56407 WCCT2A | 2009-09-24 | 2958 |  | Y | 0.049073 | 56.78% | Electric Utility |  |  | 0.0077859
FL | West County Energy Center | 56407 | WCCT2B |  | 2023 | 6959 | 6843.36 | 2477883.37 |  | 4.773 | 0.001 | 943992.831 | 0.0591 | 62.741 | 0.0102 | 15876024.548 | Pipeline Natural Gas | Diesel Oil | Combined cycle |  | Dry Low NOx Burners,Water Injection,Ammonia Injection,Other,Selective Catalytic Reduction |  |  | ARP | 56407 WCCT2B | 2009-09-09 | 2958 |  | Y | 0.050641 | 61.27% | Electric Utility |  |  | 0.0077806
FL | West County Energy Center | 56407 | WCCT2C |  | 2023 | 7268 | 7155 | 2589250.39 |  | 4.993 | 0.001 | 987870.535 | 0.059 | 64.026 | 0.0096 | 16616161.656 | Pipeline Natural Gas | Diesel Oil | Combined cycle |  | Dry Low NOx Burners,Water Injection,Ammonia Injection,Other,Selective Catalytic Reduction |  |  | ARP | 56407 WCCT2C | 2009-09-02 | 2958 |  | Y | 0.049455 | 64.13% | Electric Utility |  |  | 0.0077049
FL | West County Energy Center | 56407 | WCCT3A |  | 2023 | 5285 | 5152.7 | 1799536.93 |  | 3.526 | 0.001 | 696261.987 | 0.0591 | 48.429 | 0.0113 | 11704341.332 | Pipeline Natural Gas | Diesel Oil | Combined cycle |  | Dry Low NOx Burners,Water Injection,Other,Selective Catalytic Reduction |  |  | ARP | 56407 WCCT3A | 2010-12-29 | 3098 |  | Y | 0.053824 | 43.13% | Electric Utility |  |  | 0.0081567
FL | West County Energy Center | 56407 | WCCT3B |  | 2023 | 5951 | 5910.43 | 2083701.38 |  | 4.091 | 0.001 | 809555.2 | 0.059 | 50.615 | 0.0084 | 13617345.798 | Pipeline Natural Gas | Diesel Oil | Combined cycle |  | Dry Low NOx Burners,Water Injection,Other,Selective Catalytic Reduction |  |  | ARP | 56407 WCCT3B | 2010-12-03 | 3098 |  | Y | 0.048582 | 50.18% | Electric Utility |  |  | 0.007597
FL | West County Energy Center | 56407 | WCCT3C |  | 2023 | 5677 | 5603.21 | 1958188.54 |  | 3.778 | 0.001 | 747045.837 | 0.059 | 49.376 | 0.0098 | 12563184.26 | Pipeline Natural Gas | Diesel Oil | Combined cycle |  | Dry Low NOx Burners,Water Injection,Other,Selective Catalytic Reduction |  |  | ARP | 56407 WCCT3C | 2010-12-18 | 3098 |  | Y | 0.05043 | 46.29% | Electric Utility |  |  | 0.0078327
CO | Spindle Hill Energy Center | 56445 | CT-01 |  | 2023 | 829 | 767.52 | 82828.04 |  | 0.264 | 0.0011 | 52181.329 | 0.0591 | 24.802 | 0.0673 | 878087.447 | Pipeline Natural Gas | Diesel Oil | Combustion turbine |  | Dry Low NOx Burners,Water Injection |  |  | ARP | 56445 CT-01 | 2007-04-08 | 2707 |  |  | 0.59888 | 3.703% | Electric Utility | GE MS7001FA GT | Frame | 0.054548
CO | Spindle Hill Energy Center | 56445 | CT-02 |  | 2023 | 1689 | 1560.35 | 173284.01 |  | 0.585 | 0.0011 | 111019.402 | 0.0591 | 41.524 | 0.0526 | 1867272.955 | Pipeline Natural Gas | Diesel Oil | Combustion turbine |  | Dry Low NOx Burners,Water Injection |  |  | ARP | 56445 CT-02 | 2007-04-21 | 2707 |  |  | 0.47926 | 7.874% | Electric Utility | GE MS7001FA GT | Frame | 0.059126
AR | Plum Point Energy Station | 56456 | 1 |  | 2023 | 7385 | 7375.86 | 3721291.34 |  | 2295.02 | 0.1285 | 3692584.12 | 0.1047 | 1313.674 | 0.0731 | 35215771.556 | Coal |  | Dry bottom wall-fired boiler | Dry Lime FGD | Low NOx Burner Technology (Dry Bottom only),Selective Catalytic Reduction | Baghouse | Untreated PAC Sorbent Injection | ARP, CSOSG2, MATS | 56456 1 | 2010-03-26 | 8000 |  | Y | 0.70603 | 50.25% | Electric Utility |  |  | #N/A
NM | Hobbs Generating Station | 56458 | HOBB1 |  | 2023 | 8128 | 8103.95 | 2041720.1 |  | 3.933 | 0.0008 | 888139.209 | 0.059 | 46.997 | 0.007 | 14944681.217 | Pipeline Natural Gas |  | Combined cycle |  | Dry Low NOx Burners,Selective Catalytic Reduction |  |  | ARP | 56458 HOBB1 | 2008-06-22 | 2620.2 |  | Y | 0.046037 | 65.11% | Electric Utility |  |  | 0.0063993
NM | Hobbs Generating Station | 56458 | HOBB2 |  | 2023 | 7996 | 7962.7 | 2000800.88 |  | 3.857 | 0.0008 | 871347.299 | 0.059 | 47.928 | 0.0076 | 14662109.5 | Pipeline Natural Gas |  | Combined cycle |  | Dry Low NOx Burners,Selective Catalytic Reduction |  |  | ARP | 56458 HOBB2 | 2008-07-04 | 2597.2 |  | Y | 0.047909 | 64.44% | Electric Utility |  |  | 0.0065629
CA | Russell City Energy Company LLC | 56467 | CT1 |  | 2023 | 3798 | 3610.36 | 916529.99 |  | 1.98 | 0.001 | 392253.045 | 0.059 | 23.139 | 0.0087 | 6600430.947 | Pipeline Natural Gas |  | Combined cycle |  | Dry Low NOx Burners,Selective Catalytic Reduction |  |  | ARP | 56467 CT1 | 2013-07-20 | 2238.6 |  | Y | 0.050493 | 33.66% | Electric Utility |  |  | 0.0073408
CA | Russell City Energy Company LLC | 56467 | CT2 |  | 2023 | 3905 | 3710.33 | 938094.12 |  | 2.008 | 0.001 | 397728.723 | 0.059 | 24.719 | 0.0095 | 6692503.524 | Pipeline Natural Gas |  | Combined cycle |  | Dry Low NOx Burners,Selective Catalytic Reduction |  |  | ARP | 56467 CT2 | 2013-07-20 | 2238.6 |  | Y | 0.0527 | 34.13% | Electric Utility |  |  | 0.0076568
CA | McGrath Generating Station | 56471 | CT1 |  | 2023 | 384 | 293.19 | 12385.81 |  | 0.036 | 0.001 | 7186.281 | 0.0592 | 0.623 | 0.018 | 120927.473 | Pipeline Natural Gas |  | Combustion turbine |  | Dry Low NOx Burners,Selective Catalytic Reduction |  |  | ARP | 56471 CT1 | 2012-11-01 | 640 |  | Y | 0.1006 | 2.157% | Electric Utility | GE LM6000PC Sprint | Aeroderivative | 0.012334
CA | Grapeland Generating Station | 56472 | CT1 |  | 2023 | 319 | 196.94 | 5791.48 |  | 0.019 | 0.001 | 3694.877 | 0.0594 | 0.567 | 0.032 | 62159.681 | Pipeline Natural Gas |  | Combustion turbine |  | Dry Low NOx Burners |  |  | ARP | 56472 CT1 | 2007-09-17 | 505.7 |  |  | 0.1958 | 1.403% | Electric Utility | GE LM6000PC Sprint | Aeroderivative | 0.069218
CA | Mira Loma Generating Station | 56473 | CT1 |  | 2023 | 364 | 280.7 | 12052.76 |  | 0.036 | 0.001 | 7059.065 | 0.0592 | 0.455 | 0.0213 | 118782.764 | Pipeline Natural Gas |  | Combustion turbine |  | Dry Low NOx Burners,Water Injection,Selective Catalytic Reduction |  |  | ARP | 56473 CT1 | 2007-09-17 | 511.5 |  | Y | 0.075501 | 2.651% | Electric Utility | GE LM6000PC Sprint | Aeroderivative | 0.013277
CA | Barre Generating Station | 56474 | CT1 |  | 2023 | 1019 | 815.29 | 21967.25 |  | 0.073 | 0.001 | 14438.486 | 0.0593 | 0.911 | 0.0134 | 242956.224 | Pipeline Natural Gas |  | Combustion turbine |  | Dry Low NOx Burners,Water Injection,Selective Catalytic Reduction |  |  | ARP | 56474 CT1 | 2007-09-17 | 522 |  | Y | 0.082942 | 5.313% | Electric Utility | GE LM6000PC Sprint | Aeroderivative | 0.012491
CA | Center Generating Station | 56475 | CT1 |  | 2023 | 300 | 185.64 | 5967.43 |  | 0.019 | 0.001 | 3704.47 | 0.0593 | 0.321 | 0.013 | 62330.588 | Pipeline Natural Gas |  | Combustion turbine |  | Dry Low NOx Burners |  |  | ARP | 56475 CT1 | 2007-09-17 | 505 |  |  | 0.10758 | 1.409% | Electric Utility | GE LM6000PC Sprint | Aeroderivative | 0.011734
CA | Gateway Generating Station | 56476 | GT1 |  | 2023 | 6784 | 6696.01 | 1603343.88 |  | 3.463 | 0.001 | 685882.292 | 0.059 | 39.29 | 0.0097 | 11541248.559 | Pipeline Natural Gas |  | Combined cycle |  | Dry Low NOx Burners,Selective Catalytic Reduction |  |  | ARP | 56476 GT1 | 2008-11-11 | 2227 |  | Y | 0.04901 | 59.16% | Electric Utility |  |  | 0.006679
CA | Gateway Generating Station | 56476 | GT2 |  | 2023 | 6459 | 6352.18 | 1537243.43 |  | 3.317 | 0.001 | 657119.268 | 0.059 | 35.799 | 0.0082 | 11057371.863 | Pipeline Natural Gas |  | Combined cycle |  | Dry Low NOx Burners,Selective Catalytic Reduction |  |  | ARP | 56476 GT2 | 2008-11-10 | 2227 |  | Y | 0.046576 | 56.68% | Electric Utility |  |  | 0.0067348
WI | Marshfield Utilities Combustion Turbine | 56480 | 1A |  | 2023 | 276 | 233.17 | 4524.51 |  | 0.015 | 0.001 | 2960.841 | 0.0593 | 2.087 | 0.0832 | 49825.161 | Pipeline Natural Gas |  | Combustion turbine |  | Water Injection |  |  | ARP, CSNOX, CSOSG3, CSSO2G1 | 56480 1A | 2011-02-04 | 325 |  |  | 0.92253 | 1.75% | Electric Utility |  |  | 0.087463
WI | Marshfield Utilities Combustion Turbine | 56480 | 1B |  | 2023 | 278 | 233.12 | 4374.92 |  | 0.015 | 0.001 | 2991.893 | 0.0594 | 1.845 | 0.0722 | 50346.489 | Pipeline Natural Gas |  | Combustion turbine |  | Water Injection |  |  | ARP, CSNOX, CSOSG3, CSSO2G1 | 56480 1B | 2011-02-04 | 325 |  |  | 0.84344 | 1.768% | Electric Utility |  |  | 0.079146
AZ | Black Mountain Generating Station | 56482 | 1 |  | 2023 | 1686 | 1461.99 | 47153.64 |  | 0.863 | 0.0036 | 29299.192 | 0.0593 | 24.238 | 0.1169 | 493071.643 | Natural Gas |  | Combustion turbine |  | Water Injection |  |  | ARP | 56482 1 | 2008-04-29 | 490 |  |  | 1.028 | 11.49% | Electric Utility | GE LM6000PC | Aeroderivative | 0.096442
AZ | Black Mountain Generating Station | 56482 | 2 |  | 2023 | 1750 | 1521.26 | 50120.3 |  | 0.908 | 0.0036 | 30818.76 | 0.0593 | 27.782 | 0.125 | 518541.471 | Natural Gas |  | Combustion turbine |  | Water Injection |  |  | ARP | 56482 2 | 2008-05-01 | 490 |  |  | 1.1086 | 12.08% | Electric Utility | GE LM6000PC | Aeroderivative | 0.092148
KS | Emporia Energy Center | 56502 | EEC1 |  | 2023 | 4880 | 4500.93 | 107250.71 |  | 0.4 | 0.0006 | 81431.6 | 0.059 | 64.681 | 0.1308 | 1379924.8 | Pipeline Natural Gas |  | Combustion turbine |  | Water Injection |  |  | ARP, CSNOX, CSOSG2, CSSO2G2 | 56502 EEC1 | 2008-06-07 | 500 |  |  | 1.2062 | 31.51% | Electric Utility | GE LM6000 | Aeroderivative | 0.092016
KS | Emporia Energy Center | 56502 | EEC2 |  | 2023 | 4857 | 4514.75 | 103237.39 |  | 0.385 | 0.0006 | 78993.5 | 0.059 | 63.456 | 0.1295 | 1338688.1 | Pipeline Natural Gas |  | Combustion turbine |  | Water Injection |  |  | ARP, CSNOX, CSOSG2, CSSO2G2 | 56502 EEC2 | 2008-06-02 | 500 |  |  | 1.2293 | 30.56% | Electric Utility | GE LM6000 | Aeroderivative | 0.091952
KS | Emporia Energy Center | 56502 | EEC3 |  | 2023 | 4589 | 4240.53 | 96766.56 |  | 0.387 | 0.0007 | 78227.6 | 0.059 | 60.498 | 0.1291 | 1325810.4 | Pipeline Natural Gas |  | Combustion turbine |  | Water Injection |  |  | ARP, CSNOX, CSOSG2, CSSO2G2 | 56502 EEC3 | 2008-05-09 | 500 |  |  | 1.2504 | 30.27% | Electric Utility | GE LM6000 | Aeroderivative | 0.091257
KS | Emporia Energy Center | 56502 | EEC4 |  | 2023 | 5284 | 4918.62 | 111290.43 |  | 0.432 | 0.0006 | 88747.5 | 0.059 | 69.662 | 0.128 | 1504212.2 | Pipeline Natural Gas |  | Combustion turbine |  | Water Injection |  |  | ARP, CSNOX, CSOSG2, CSSO2G2 | 56502 EEC4 | 2008-05-10 | 500 |  |  | 1.2519 | 34.34% | Electric Utility | GE LM6000 | Aeroderivative | 0.091828
KS | Emporia Energy Center | 56502 | EEC5 |  | 2023 | 2436 | 2231.53 | 287112.02 |  | 0.969 | 0.001 | 191979.366 | 0.0591 | 45.788 | 0.0283 | 3230365.762 | Pipeline Natural Gas |  | Combustion turbine |  | Water Injection |  |  | ARP, CSNOX, CSOSG2, CSSO2G2 | 56502 EEC5 | 2008-06-06 | 2000 |  |  | 0.31896 | 18.44% | Electric Utility | GE MS7001FA GT | Frame | 0.032894
KS | Emporia Energy Center | 56502 | EEC6 |  | 2023 | 2122 | 1930.77 | 245396.82 |  | 0.834 | 0.001 | 165229.559 | 0.059 | 41.003 | 0.0292 | 2780366.868 | Pipeline Natural Gas |  | Combustion turbine |  | Dry Low NOx Burners |  |  | ARP, CSNOX, CSOSG2, CSSO2G2 | 56502 EEC6 | 2009-01-24 | 2000 |  |  | 0.33418 | 15.87% | Electric Utility | GE MS7001FA GT | Frame | 0.033017
KS | Emporia Energy Center | 56502 | EEC7 |  | 2023 | 2452 | 2252.61 | 288668 |  | 0.963 | 0.001 | 190682.797 | 0.059 | 48.715 | 0.0301 | 3208566.615 | Pipeline Natural Gas |  | Combustion turbine |  | Dry Low NOx Burners |  |  | ARP, CSNOX, CSOSG2, CSSO2G2 | 56502 EEC7 | 2009-02-18 | 2000 |  |  | 0.33752 | 18.31% | Electric Utility | GE MS7001FA GT | Frame | 0.034082
AR | City Water & Light - City of Jonesboro | 56505 | SN04 |  | 2023 | 974 | 974 | 36195 |  | 0.121 | 0.0008 | 22685 | 0.0588 | 19.213 | 0.1002 | 384300.7 | Pipeline Natural Gas | Diesel Oil | Combustion turbine |  | Water Injection |  |  | ARP, CSOSG2 | 56505 SN04 | 2000-05-16 | 469 |  |  | 1.0616 | 9.354% | Electric Utility | GE LM6000 | Aeroderivative | 0.10499
AR | City Water & Light - City of Jonesboro | 56505 | SN06 |  | 2023 | 749 | 749 | 28305 |  | 0.091 | 0.0008 | 17105.2 | 0.059 | 16.081 | 0.1108 | 289845.9 | Pipeline Natural Gas | Diesel Oil | Combustion turbine |  | Water Injection |  |  | ARP, CSOSG2 | 56505 SN06 | 2003-05-15 | 469 |  |  | 1.1363 | 7.055% | Electric Utility | GE LM6000PC Sprint | Aeroderivative | 0.13699
AR | City Water & Light - City of Jonesboro | 56505 | SN07 |  | 2023 | 547 | 547 | 20296 |  | 0.067 | 0.0008 | 12438.8 | 0.0588 | 10.545 | 0.0999 | 210904.1 | Pipeline Natural Gas |  | Combustion turbine |  | Water Injection |  |  | ARP, CSOSG2 | 56505 SN07 | 2007-05-18 | 468 |  |  | 1.0391 | 5.144% | Electric Utility | GE LM6000 | Aeroderivative | 0.09905
CA | Colusa Generating Station | 56532 | CT1 |  | 2023 | 5508 | 5405.05 | 1488147.09 |  | 3.201 | 0.001 | 634111.2 | 0.059 | 20.884 | 0.0064 | 10670170.669 | Pipeline Natural Gas |  | Combined cycle |  | Dry Low NOx Burners,Selective Catalytic Reduction |  |  | ARP | 56532 CT1 | 2010-09-02 | 2430 |  | Y | 0.028067 | 50.13% | Electric Utility |  |  | 0.0040652
CA | Colusa Generating Station | 56532 | CT2 |  | 2023 | 5694 | 5583.41 | 1524860.58 |  | 3.275 | 0.001 | 648668.818 | 0.0589 | 24.54 | 0.007 | 10915114.01 | Pipeline Natural Gas |  | Combined cycle |  | Dry Low NOx Burners,Selective Catalytic Reduction |  |  | ARP | 56532 CT2 | 2010-09-14 | 2430 |  | Y | 0.032187 | 51.28% | Electric Utility |  |  | 0.0044899
KY | Paducah Power Systems Plant 1 | 56556 | EU01A |  | 2023 | 1331 | 1104.92 | 25957.73 |  | 0.088 | 0.001 | 17425.856 | 0.0593 | 13.37 | 0.1025 | 293190.982 | Pipeline Natural Gas |  | Combustion turbine |  | Water Injection |  |  | ARP, CSNOX, CSOSG2E, CSSO2G1 | 56556 EU01A | 2010-04-13 | 332 |  |  | 1.0301 | 10.08% | Electric Utility |  |  | 0.12899
KY | Paducah Power Systems Plant 1 | 56556 | EU01B |  | 2023 | 1322 | 1093.56 | 26866.6 |  | 0.091 | 0.001 | 17984.148 | 0.0593 | 13.695 | 0.0987 | 302631.051 | Pipeline Natural Gas |  | Combustion turbine |  | Water Injection |  |  | ARP, CSNOX, CSOSG2E, CSSO2G1 | 56556 EU01B | 2010-04-13 | 333 |  |  | 1.0195 | 10.37% | Electric Utility |  |  | 0.12668
KY | Paducah Power Systems Plant 1 | 56556 | EU02A |  | 2023 | 1225 | 1013.05 | 23945.88 |  | 0.08 | 0.001 | 15769.847 | 0.0593 | 11.93 | 0.1001 | 265356.421 | Pipeline Natural Gas |  | Combustion turbine |  | Water Injection |  |  | ARP, CSNOX, CSOSG2E, CSSO2G1 | 56556 EU02A | 2010-04-19 | 332 |  |  | 0.99641 | 9.124% | Electric Utility |  |  | 0.11677
KY | Paducah Power Systems Plant 1 | 56556 | EU02B |  | 2023 | 1222 | 1010.64 | 24787.75 |  | 0.082 | 0.001 | 16236.164 | 0.0594 | 12.305 | 0.1017 | 273166.945 | Pipeline Natural Gas |  | Combustion turbine |  | Water Injection |  |  | ARP, CSNOX, CSOSG2E, CSSO2G1 | 56556 EU02B | 2010-04-19 | 332 |  |  | 0.99283 | 9.393% | Electric Utility |  |  | 0.1256
AR | John W. Turk Jr. Power Plant | 56564 | SN-01 |  | 2023 | 7150 | 7133.95 | 3354434.4 |  | 571.808 | 0.0385 | 3166856.139 | 0.105 | 612.334 | 0.0418 | 30195081.011 | Coal |  | Dry bottom wall-fired boiler | Dry Lime FGD | Low NOx Burner Technology w/ Overfire Air,Selective Catalytic Reduction | Baghouse | Halogenated PAC Sorbent Injection | ARP, CSOSG2, MATS | 56564 SN-01 | 2012-11-08 | 6000 |  | Y | 0.36509 | 57.45% | Electric Utility |  |  | #N/A
CA | Niland Gas Turbine Plant | 56569 | 1 |  | 2023 | 1248 | 1002.52 | 42201.86 |  | 0.117 | 0.001 | 23216.902 | 0.0593 | 2.053 | 0.0171 | 390647.829 | Pipeline Natural Gas |  | Combustion turbine |  | Dry Low NOx Burners,Selective Catalytic Reduction |  |  | ARP | 56569 1 | 2008-04-23 | 439.6 |  | Y | 0.097294 | 10.14% | Electric Utility | GE LM6000PD Sprint | Aeroderivative | 0.0073096
CA | Niland Gas Turbine Plant | 56569 | 2 |  | 2023 | 1443 | 1177.13 | 49271.71 |  | 0.14 | 0.001 | 27744.914 | 0.0592 | 2.336 | 0.0176 | 466845.611 | Pipeline Natural Gas |  | Combustion turbine |  | Dry Low NOx Burners,Selective Catalytic Reduction |  |  | ARP | 56569 2 | 2008-04-13 | 439.6 |  | Y | 0.094821 | 12.12% | Electric Utility | GE LM6000PD Sprint | Aeroderivative | 0.0081405
WY | Wygen III | 56596 | 1 |  | 2023 | 8450 | 8434.91 | 880896.33 |  | 182.289 | 0.0389 | 956642.235 | 0.105 | 203.038 | 0.0475 | 9121300.135 | Coal |  | Dry bottom wall-fired boiler | Dry Lime FGD | Low NOx Burner Technology (Dry Bottom only),Selective Catalytic Reduction | Baghouse |  | ARP, MATS | 56596 1 | 2010-02-08 | 1300 |  | Y | 0.46098 | 80.1% | Electric Utility |  |  | #N/A
TX | San Jacinto County Peaking Facility | 56603 | SJCCT1 |  | 2023 | 1228 | 1055.79 | 64014.78 |  | 0.244 | 0.001 | 48232.446 | 0.059 | 9.541 | 0.034 | 811604.184 | Pipeline Natural Gas |  | Combustion turbine |  | Dry Low NOx Burners |  |  | ARP, CSOSG2 | 56603 SJCCT1 | 2009-07-14 | 1100 |  |  | 0.29809 | 8.423% | Electric Utility | GE Unknown |  | 0.028602
TX | San Jacinto County Peaking Facility | 56603 | SJCCT2 |  | 2023 | 990 | 840.87 | 50600.73 |  | 0.193 | 0.001 | 38270.761 | 0.059 | 8.064 | 0.0348 | 643966.883 | Pipeline Natural Gas |  | Combustion turbine |  | Dry Low NOx Burners |  |  | ARP, CSOSG2 | 56603 SJCCT2 | 2009-07-13 | 1100 |  |  | 0.31873 | 6.683% | Electric Utility | GE LM6000 | Aeroderivative | 0.027529
TX | Hardin County Peaking Facility | 56604 | HCCT1 |  | 2023 | 1142 | 998.16 | 67492.78 |  | 0.247 | 0.001 | 49013.827 | 0.059 | 12.291 | 0.0369 | 824784.78 | Pipeline Natural Gas |  | Combustion turbine |  | Dry Low NOx Burners |  |  | ARP, CSOSG2 | 56604 HCCT1 | 2009-10-15 | 1110.5 |  |  | 0.36422 | 8.478% | Electric Utility | GE MS7001EA | Frame | 0.031344
TX | Hardin County Peaking Facility | 56604 | HCCT2 |  | 2023 | 1045 | 910.12 | 61906.1 |  | 0.227 | 0.001 | 44929.673 | 0.059 | 11.17 | 0.037 | 756049.275 | Pipeline Natural Gas |  | Combustion turbine |  | Dry Low NOx Burners |  |  | ARP, CSOSG2 | 56604 HCCT2 | 2009-10-15 | 1110.5 |  |  | 0.36087 | 7.772% | Electric Utility | GE MS7001EA | Frame | 0.032341
MT | Culbertson Station | 56606 | CT01 |  | 2023 | 6072 | 5850.64 | 327800.32 |  | 0.767 | 0.001 | 151914.924 | 0.0592 | 108.915 | 0.0863 | 2556323.124 | Pipeline Natural Gas |  | Combustion turbine |  | Water Injection |  |  | ARP | 56606 CT01 | 2010-06-18 | 786.5 |  |  | 0.66452 | 37.1% | Electric Utility | GE LMS100PA-SAC | Aeroderivative | 0.087498
WY | Dry Fork Station | 56609 | 1 |  | 2023 | 7905 | 7876.25 | 3163235.49 |  | 886.48 | 0.0617 | 3106072.964 | 0.105 | 652.002 | 0.0457 | 29615474.274 | Coal |  | Dry bottom wall-fired boiler | Dry Lime FGD | Selective Catalytic Reduction | Baghouse | Halogenated PAC Sorbent Injection,Regenerative Activated Coke Technology | ARP, MATS | 56609 1 | 2011-05-10 | 6066 |  | Y | 0.41224 | 55.73% | Electric Utility |  |  | #N/A
SD | Deer Creek Station | 56610 | 1 |  | 2023 | 5131 | 5016.36 | 1089102.3 |  | 2.563 | 0.001 | 507685.066 | 0.059 | 45.945 | 0.0145 | 8542763.054 | Pipeline Natural Gas |  | Combined cycle |  | Selective Catalytic Reduction |  |  | ARP | 56610 1 | 2012-04-19 | 2344 |  | Y | 0.084372 | 41.6% | Electric Utility |  |  | 0.012691
TX | Sandy Creek Energy Station | 56611 | S01 |  | 2023 | 7200 | 7195.31 | 3549352.76 |  | 1697.135 | 0.0981 | 3780874.034 | 0.104 | 752.568 | 0.0415 | 36169509.511 | Coal |  | Dry bottom wall-fired boiler | Dry Lime FGD | Selective Catalytic Reduction | Baghouse | Halogenated PAC Sorbent Injection | ARP, CSOSG2, MATS | 56611 S01 | 2011-10-10 | 12000 |  | Y | 0.42406 | 34.41% | Electric Utility |  |  | #N/A
CT | Waterbury Generation | 56629 | 10 |  | 2023 | 851 | 569.24 | 41268.13 |  | 0.117 | 0.001 | 23524.695 | 0.0591 | 2.33 | 0.0202 | 395452.386 | Pipeline Natural Gas | Diesel Oil | Combustion turbine |  | Water Injection,Selective Catalytic Reduction |  |  | ARP, RGGI, SIPNOX | 56629 10 | 2009-05-15 | 1800 |  | Y | 0.11292 | 2.508% | Electric Utility | GE LMS100PA-SAC STIG | Aeroderivative | 0.016231
CA | Midway Peaking | 56639 | 1 |  | 2023 | 256 | 206.88 | 9501.53 |  | 0.032 | 0.001 | 6240.071 | 0.0592 | 0.685 | 0.0172 | 105008.258 | Pipeline Natural Gas |  | Combustion turbine |  | Water Injection,Ammonia Injection,Selective Catalytic Reduction |  |  | ARP | 56639 1 | 2009-04-19 | 684.2 |  | Y | 0.14419 | 1.752% | Small Power Producer |  |  | 0.016167
CA | Midway Peaking | 56639 | 2 |  | 2023 | 295 | 235.92 | 10934.89 |  | 0.037 | 0.001 | 7280.604 | 0.0592 | 0.638 | 0.0149 | 122509.974 | Pipeline Natural Gas |  | Combustion turbine |  | Water Injection,Ammonia Injection,Selective Catalytic Reduction |  |  | ARP | 56639 2 | 2009-04-10 | 684.2 |  | Y | 0.11669 | 2.044% | Small Power Producer |  |  | 0.016065
WV | Longview Power | 56671 | 1 |  | 2023 | 6846 | 6829.56 | 4360908.35 |  | 1599.664 | 0.0883 | 3827911.177 | 0.103 | 1175.691 | 0.0645 | 37309141.287 | Coal |  | Dry bottom wall-fired boiler | Other,Wet Limestone | Low NOx Burner Technology w/ Overfire Air,Selective Catalytic Reduction | Baghouse |  | ARP, CSNOX, CSOSG2E, CSSO2G1, MATS | 56671 1 | 2011-05-06 | 7200 |  | Y | 0.5392 | 59.15% | Electric Utility |  |  | #N/A
TX | Winchester Power Park | 56674 | 1 |  | 2023 | 626 | 521.71 | 18051.6 |  | 0.049 | 0.001 | 9802.343 | 0.0593 | 0.959 | 0.0237 | 164938.111 | Pipeline Natural Gas |  | Combustion turbine |  | Selective Catalytic Reduction |  |  | ARP, CSOSG2 | 56674 1 | 2009-05-06 | 437 |  | Y | 0.10625 | 4.309% | Electric Utility | GE LM6000 | Aeroderivative | 0.011742
TX | Winchester Power Park | 56674 | 2 |  | 2023 | 810 | 679.52 | 22347.17 |  | 0.063 | 0.001 | 12459.567 | 0.0593 | 0.983 | 0.0117 | 209659.717 | Pipeline Natural Gas |  | Combustion turbine |  | Selective Catalytic Reduction |  |  | ARP, CSOSG2 | 56674 2 | 2009-05-16 | 437 |  | Y | 0.087975 | 5.477% | Electric Utility | GE LM6000 | Aeroderivative | 0.0098157
TX | Winchester Power Park | 56674 | 3 |  | 2023 | 904 | 759.14 | 25802.48 |  | 0.072 | 0.001 | 14161.174 | 0.0593 | 1.202 | 0.0135 | 238304.265 | Pipeline Natural Gas |  | Combustion turbine |  | Selective Catalytic Reduction |  |  | ARP, CSOSG2 | 56674 3 | 2009-05-20 | 437 |  | Y | 0.093169 | 6.225% | Electric Utility | GE LM6000 | Aeroderivative | 0.011499
TX | Winchester Power Park | 56674 | 4 |  | 2023 | 917 | 758.06 | 25106.36 |  | 0.07 | 0.001 | 13898.38 | 0.0593 | 1.178 | 0.013 | 233882.498 | Pipeline Natural Gas |  | Combustion turbine |  | Selective Catalytic Reduction |  |  | ARP, CSOSG2 | 56674 4 | 2009-06-13 | 437 |  | Y | 0.093841 | 6.11% | Electric Utility | GE LM6000 | Aeroderivative | 0.010174
ND | Spiritwood Station | 56786 | 1 |  | 2023 | 8199 | 8186.54 |  | 2879883.73 | 5.756 | 0.0027 | 297952.481 | 0.0732 | 171.824 | 0.0875 | 4054340.241 | Coal | Liquified Petroleum Gas, Pipeline Natural Gas | Circulating fluidized bed boiler | Dry Lime FGD,Fluidized Bed Limestone Injection | Overfire Air,Selective Non-catalytic Reduction | Baghouse | Untreated PAC Sorbent Injection | ARP, MATS | 56786 1 | 2011-09-07 | 1540 |  | Y |  | 30.05% | Cogeneration |  |  | #N/A
CT | Kleen Energy Systems Project | 56798 | U1 |  | 2023 | 5955 | 5921.05 | 1593734.47 |  | 3.314 | 0.001 | 640465.73 | 0.058 | 37.879 | 0.0079 | 11045479.153 | Pipeline Natural Gas | Diesel Oil | Combined cycle |  | Dry Low NOx Burners,Water Injection,Selective Catalytic Reduction |  |  | ARP, RGGI, SIPNOX | 56798 U1 | 2011-05-03 | 2581 |  | Y | 0.047535 | 48.85% | Electric Utility |  |  | 0.0073673
CT | Kleen Energy Systems Project | 56798 | U2 |  | 2023 | 4322 | 4305.8 | 1180818.08 |  | 2.449 | 0.001 | 473555.006 | 0.0581 | 26.966 | 0.0074 | 8157192.888 | Pipeline Natural Gas | Diesel Oil | Combined cycle |  | Dry Low NOx Burners,Water Injection,Selective Catalytic Reduction |  |  | ARP, RGGI, SIPNOX | 56798 U2 | 2011-05-07 | 2581 |  | Y | 0.045673 | 36.08% | Electric Utility |  |  | 0.0071464
FL | Greenland Energy Center | 56799 | 1 |  | 2023 | 2271 | 2113.92 | 309376.84 |  | 0.989 | 0.001 | 195943.526 | 0.059 | 49.228 | 0.0346 | 3296862.938 | Pipeline Natural Gas | Diesel Oil | Combustion turbine |  | Dry Low NOx Burners,Water Injection |  |  | ARP | 56799 1 | 2011-01-14 | 2010 |  |  | 0.31824 | 18.72% | Electric Utility | GE MS7001FA GT | Frame | 0.029628
FL | Greenland Energy Center | 56799 | 2 |  | 2023 | 1850 | 1692.54 | 248852.9 |  | 0.796 | 0.001 | 157664.472 | 0.059 | 40.68 | 0.0357 | 2652587.505 | Pipeline Natural Gas | Diesel Oil | Combustion turbine |  | Dry Low NOx Burners,Water Injection |  |  | ARP | 56799 2 | 2011-03-05 | 2101 |  |  | 0.32694 | 14.41% | Electric Utility | GE MS7001FA GT | Frame | 0.031476
CT | Bridgeport Harbor Station | 568 | BHB5 |  | 2023 | 6942 | 6932.91 | 3048904.13 |  | 5.93 | 0.001 | 1174019.788 | 0.0592 | 62.202 | 0.0064 | 19699226.567 | Pipeline Natural Gas | Diesel Oil | Combined cycle |  | Dry Low NOx Burners,Water Injection,Selective Catalytic Reduction |  |  | ARP, RGGI, SIPNOX | 568 BHB5 | 2019-05-09 | 3706 |  | Y | 0.040803 | 60.68% | Electric Utility | GE 7HA.02 1x1 | Frame | 0.0060922 | 1.651
CA | Panoche Energy Center | 56803 | 1 |  | 2023 | 2152 | 1916.08 | 178619.18 |  | 0.473 | 0.001 | 92440.292 | 0.059 | 7.264 | 0.0121 | 1577790.043 | Pipeline Natural Gas |  | Combustion turbine |  | Water Injection,Selective Catalytic Reduction |  |  | ARP | 56803 1 | 2009-04-09 | 975 |  | Y | 0.081335 | 18.47% | Electric Utility | GE LMS100PB-DLE2 | Aeroderivative | 0.01031
CA | Panoche Energy Center | 56803 | 2 |  | 2023 | 1568 | 1379.44 | 130604.73 |  | 0.35 | 0.001 | 68472.594 | 0.059 | 6.235 | 0.0161 | 1168058.68 | Pipeline Natural Gas |  | Combustion turbine |  | Water Injection,Selective Catalytic Reduction |  |  | ARP | 56803 2 | 2009-04-18 | 975 |  | Y | 0.095479 | 13.68% | Electric Utility | GE LMS100PB-DLE2 | Aeroderivative | 0.011133
CA | Panoche Energy Center | 56803 | 3 |  | 2023 | 1887 | 1670.17 | 160553.8 |  | 0.426 | 0.001 | 83208.114 | 0.059 | 7.463 | 0.0175 | 1419765.266 | Pipeline Natural Gas |  | Combustion turbine |  | Water Injection,Selective Catalytic Reduction |  |  | ARP | 56803 3 | 2009-04-13 | 970 |  | Y | 0.092966 | 16.71% | Electric Utility | GE LMS100PB-DLE2 | Aeroderivative | 0.011042
CA | Panoche Energy Center | 56803 | 4 |  | 2023 | 2565 | 2284.49 | 217537.12 |  | 0.585 | 0.001 | 114271.948 | 0.059 | 10.149 | 0.014 | 1950052.865 | Pipeline Natural Gas |  | Combustion turbine |  | Water Injection,Selective Catalytic Reduction |  |  | ARP | 56803 4 | 2009-04-17 | 980 |  | Y | 0.093308 | 22.72% | Electric Utility | GE LMS100PB-DLE2 | Aeroderivative | 0.011193
TX | Cedar Bayou 4 | 56806 | CBY41 |  | 2023 | 4900 | 4855.43 | 686387.79 |  | 2.072 | 0.001 | 410411.055 | 0.059 | 38.046 | 0.013 | 6905979.713 | Pipeline Natural Gas |  | Combined cycle |  | Dry Low NOx Burners,Selective Catalytic Reduction |  |  | ARP, CSOSG2 | 56806 CBY41 | 2009-03-28 | 2125 |  | Y | 0.11086 | 37.1% | Electric Utility |  |  | 0.012408
TX | Cedar Bayou 4 | 56806 | CBY42 |  | 2023 | 3987 | 3913.5 | 565762.74 |  | 1.702 | 0.001 | 337133.683 | 0.059 | 30.563 | 0.0126 | 5672877.536 | Pipeline Natural Gas |  | Combined cycle |  | Dry Low NOx Burners,Selective Catalytic Reduction |  |  | ARP, CSOSG2 | 56806 CBY42 | 2009-03-29 | 2125 |  | Y | 0.10804 | 30.47% | Electric Utility |  |  | 0.012658
VA | Bear Garden Generating Station | 56807 | 1A |  | 2023 | 6371 | 6356.61 | 1570025.41 |  | 3.195 | 0.001 | 632969.949 | 0.0591 | 38.997 | 0.008 | 10648257.775 | Pipeline Natural Gas | Diesel Oil | Combined cycle |  | Dry Low NOx Burners,Water Injection,Selective Catalytic Reduction |  |  | ARP, CSNOX, CSOSG3, CSSO2G1, RGGI | 56807 1A | 2011-01-29 | 2550 |  | Y | 0.049677 | 47.67% | Electric Utility |  |  | 0.0075179
VA | Bear Garden Generating Station | 56807 | 1B |  | 2023 | 6350 | 6338.03 | 1566668.4 |  | 3.17 | 0.001 | 627922.126 | 0.059 | 36.045 | 0.0074 | 10563112.623 | Pipeline Natural Gas | Diesel Oil | Combined cycle |  | Dry Low NOx Burners,Water Injection,Selective Catalytic Reduction |  |  | ARP, CSNOX, CSOSG3, CSSO2G1, RGGI | 56807 1B | 2011-01-26 | 2550 |  | Y | 0.046015 | 47.29% | Electric Utility |  |  | 0.0069555
VA | Virginia City Hybrid Energy Center | 56808 | 1 |  | 2023 | 1452 | 1445.94 |  | 2092236.67 | 13.1 | 0.0088 | 320795.464 | 0.1022 | 110.232 | 0.0721 | 3127480.337 | Coal | Coal Refuse, Wood | Circulating fluidized bed boiler | Dry Lime FGD,Fluidized Bed Limestone Injection | Selective Non-catalytic Reduction | Baghouse |  | ARP, CSNOX, CSOSG3, CSSO2G1, MATS, RGGI | 56808 1 | 2012-03-07 | 3500 |  | Y |  | 10.2% | Electric Utility |  |  | #N/A
VA | Virginia City Hybrid Energy Center | 56808 | 2 |  | 2023 | 2765 | 2756.65 |  | 3715057.28 | 59.852 | 0.0674 | 598638.696 | 0.1023 | 216.056 | 0.0755 | 5828339.914 | Coal | Coal Refuse, Wood | Circulating fluidized bed boiler | Dry Lime FGD,Fluidized Bed Limestone Injection | Selective Non-catalytic Reduction | Baghouse |  | ARP, CSNOX, CSOSG3, CSSO2G1, MATS, RGGI | 56808 2 | 2012-03-07 | 3500 |  | Y |  | 19.01% | Electric Utility |  |  | #N/A
MD | CPV St. Charles Energy Center | 56846 | GT1 |  | 2023 | 7566 | 7472.68 | 1771179.78 |  | 4.537 | 0.001 | 898716.723 | 0.059 | 26.769 | 0.0038 | 15122493.378 | Pipeline Natural Gas |  | Combined cycle |  | Dry Low NOx Burners,Selective Catalytic Reduction |  |  | ARP, CSNOX, CSOSG3, CSSO2G1, RGGI | 56846 GT1 | 2016-11-30 | 2807 |  | Y | 0.030227 | 61.5% | Electric Utility | Mitsubishi 501GAC 2x1 | Frame | 0.004499
MD | CPV St. Charles Energy Center | 56846 | GT2 |  | 2023 | 7344 | 7227.65 | 1717146.83 |  | 4.38 | 0.001 | 867645.328 | 0.059 | 25.677 | 0.0038 | 14599673.229 | Pipeline Natural Gas |  | Combined cycle |  | Dry Low NOx Burners,Selective Catalytic Reduction |  |  | ARP, CSNOX, CSOSG3, CSSO2G1, RGGI | 56846 GT2 | 2016-11-25 | 2807 |  | Y | 0.029907 | 59.37% | Electric Utility | Mitsubishi 501GAC 2x1 | Frame | 0.0043688
MT | Dave Gates Generating Station | 56908 | 1A | CS1 | 2023 | 5053 | 4899.06 | 96735.92 |  | 0.313 | 0.001 | 62014.954 | 0.0594 | 8.036 | 0.0152 | 1043510.527 | Pipeline Natural Gas | Diesel Oil | Combustion turbine |  | Water Injection,Selective Catalytic Reduction |  |  | ARP | 56908 1A | 2010-08-31 | 296.4 |  | Y | 0.16614 | 40.19% | Electric Utility | Pratt & Whitney FT8-3 Swiftpac | Aeroderivative | 0.014799
MT | Dave Gates Generating Station | 56908 | 1B | CS1 | 2023 | 5062 | 4909.07 | 96215.89 |  | 0.311 | 0.001 | 61662.965 | 0.0593 | 7.984 | 0.0152 | 1037611.736 | Pipeline Natural Gas | Diesel Oil | Combustion turbine |  | Water Injection,Selective Catalytic Reduction |  |  | ARP | 56908 1B | 2010-08-31 | 296.4 |  | Y | 0.16596 | 39.96% | Electric Utility | Pratt & Whitney FT8 SwiftPac | Aeroderivative | 0.014595
MT | Dave Gates Generating Station | 56908 | 2A | CS2 | 2023 | 5873 | 5722.04 | 111216.22 |  | 0.364 | 0.001 | 72119.649 | 0.0594 | 9.982 | 0.0166 | 1213568.427 | Pipeline Natural Gas | Diesel Oil | Combustion turbine |  | Water Injection,Selective Catalytic Reduction |  |  | ARP | 56908 2A | 2010-09-07 | 296.4 |  | Y | 0.17951 | 46.74% | Electric Utility | Pratt & Whitney FT8-3 Swiftpac | Aeroderivative | 0.015625
MT | Dave Gates Generating Station | 56908 | 2B | CS2 | 2023 | 5872 | 5718.19 | 110530.18 |  | 0.362 | 0.001 | 71668.82 | 0.0594 | 9.87 | 0.0165 | 1205943.187 | Pipeline Natural Gas | Diesel Oil | Combustion turbine |  | Water Injection,Selective Catalytic Reduction |  |  | ARP | 56908 2B | 2010-09-07 | 296.4 |  | Y | 0.17859 | 46.45% | Electric Utility | Pratt & Whitney FT8 SwiftPac | Aeroderivative | 0.015386
MT | Dave Gates Generating Station | 56908 | 3A | CS3 | 2023 | 3485 | 3429.89 | 73677.94 |  | 0.231 | 0.001 | 45834.518 | 0.0594 | 6.766 | 0.0178 | 771231.713 | Pipeline Natural Gas | Diesel Oil | Combustion turbine |  | Water Injection,Selective Catalytic Reduction |  |  | ARP | 56908 3A | 2010-10-04 | 296.4 |  | Y | 0.18366 | 29.7% | Electric Utility | Pratt & Whitney FT8-3 Swiftpac | Aeroderivative | 0.015161
MT | Dave Gates Generating Station | 56908 | 3B | CS3 | 2023 | 3481 | 3430.19 | 76192.11 |  | 0.24 | 0.001 | 47561.205 | 0.0593 | 7.004 | 0.0178 | 800269.43 | Pipeline Natural Gas | Diesel Oil | Combustion turbine |  | Water Injection,Selective Catalytic Reduction |  |  | ARP | 56908 3B | 2010-10-04 | 296.4 |  | Y | 0.18385 | 30.82% | Electric Utility | Pratt & Whitney FT8 SwiftPac | Aeroderivative | 0.014713
CA | Orange Grove Project | 56914 | CTG1 |  | 2023 | 355 | 258.17 | 9135.07 |  | 0.028 | 0.001 | 5606.413 | 0.0593 | 0.52 | 0.018 | 94333.479 | Pipeline Natural Gas |  | Combustion turbine |  | Water Injection,Ammonia Injection,Selective Catalytic Reduction |  |  | ARP | 56914 CTG1 | 2010-01-30 | 530 |  | Y | 0.11385 | 2.032% | Electric Utility | GE LM6000PC SPRINT | Aeroderivative | 0.013798
CA | Orange Grove Project | 56914 | CTG2 |  | 2023 | 367 | 269.18 | 9867.1 |  | 0.03 | 0.001 | 5897.085 | 0.0592 | 0.542 | 0.0164 | 99247.222 | Pipeline Natural Gas |  | Combustion turbine |  | Water Injection,Ammonia Injection,Selective Catalytic Reduction |  |  | ARP | 56914 CTG2 | 2010-02-05 | 530 |  | Y | 0.10986 | 2.138% | Electric Utility | GE LM6000PC SPRINT | Aeroderivative | 0.014245
NY | Valley Energy Center | 56940 | 1 |  | 2023 | 6947 | 6922.84 | 2202570.27 |  | 4.58 | 0.001 | 882027.105 | 0.058 | 45.857 | 0.0064 | 15267542.761 | Pipeline Natural Gas | Diesel Oil | Combined cycle |  | Selective Catalytic Reduction |  |  | ARP, CSNOX, CSOSG3, CSSO2G1, RGGI | 56940 1 | 2018-01-25 | 2734 |  | Y | 0.04164 | 63.75% | Electric Utility | Siemens SGT6-5000F 2x1 | Frame | 0.006486
NY | Valley Energy Center | 56940 | 2 |  | 2023 | 6759 | 6738.5 | 2170312.09 |  | 4.508 | 0.001 | 868067.737 | 0.058 | 45.356 | 0.0063 | 15026004.437 | Pipeline Natural Gas | Diesel Oil | Combined cycle |  | Selective Catalytic Reduction |  |  | ARP, CSNOX, CSOSG3, CSSO2G1, RGGI | 56940 2 | 2018-01-24 | 2734 |  | Y | 0.041797 | 62.74% | Electric Utility | Siemens SGT6-5000F 2x1 | Frame | 0.006278
AZ | Coolidge Generating Station | 56948 | CT01 |  | 2023 | 619 | 483.68 | 18184.25 |  | 0.057 | 0.001 | 11235.516 | 0.0593 | 1.768 | 0.0225 | 189054.203 | Pipeline Natural Gas |  | Combustion turbine |  | Water Injection,Selective Catalytic Reduction |  |  | ARP | 56948 CT01 | 2011-01-18 | 491 |  | Y | 0.19445 | 4.395% | Electric Utility | GE LM6000PC | Aeroderivative | 0.0097263
AZ | Coolidge Generating Station | 56948 | CT02 |  | 2023 | 843 | 655.02 | 24945.1 |  | 0.077 | 0.001 | 15306.865 | 0.0593 | 2.456 | 0.0216 | 257572.129 | Pipeline Natural Gas |  | Combustion turbine |  | Water Injection,Selective Catalytic Reduction |  |  | ARP | 56948 CT02 | 2011-01-11 | 491 |  | Y | 0.19691 | 5.988% | Electric Utility | GE LM6000PC | Aeroderivative | 0.011078
AZ | Coolidge Generating Station | 56948 | CT03 |  | 2023 | 847 | 658.35 | 25086.58 |  | 0.077 | 0.001 | 15305.157 | 0.0593 | 2.437 | 0.0222 | 257522.858 | Pipeline Natural Gas |  | Combustion turbine |  | Water Injection,Selective Catalytic Reduction |  |  | ARP | 56948 CT03 | 2010-12-17 | 491 |  | Y | 0.19429 | 5.987% | Electric Utility | GE LM6000PC | Aeroderivative | 0.011798
AZ | Coolidge Generating Station | 56948 | CT04 |  | 2023 | 810 | 636.95 | 24036.63 |  | 0.074 | 0.001 | 14678.821 | 0.0593 | 2.391 | 0.0217 | 246980.312 | Pipeline Natural Gas |  | Combustion turbine |  | Water Injection,Selective Catalytic Reduction |  |  | ARP | 56948 CT04 | 2010-12-16 | 491 |  | Y | 0.19895 | 5.742% | Electric Utility | GE LM6000PC | Aeroderivative | 0.01056
AZ | Coolidge Generating Station | 56948 | CT05 |  | 2023 | 1464 | 1172.37 | 46478.24 |  | 0.141 | 0.001 | 27965.263 | 0.0592 | 4.432 | 0.0215 | 470591.678 | Pipeline Natural Gas |  | Combustion turbine |  | Water Injection,Selective Catalytic Reduction |  |  | ARP | 56948 CT05 | 2010-10-05 | 491 |  | Y | 0.19071 | 10.94% | Electric Utility | GE LM6000PC | Aeroderivative | 0.012709
AZ | Coolidge Generating Station | 56948 | CT06 |  | 2023 | 1454 | 1157.59 | 45501.58 |  | 0.14 | 0.001 | 27644.758 | 0.0592 | 4.49 | 0.0219 | 465160.3 | Pipeline Natural Gas |  | Combustion turbine |  | Water Injection,Selective Catalytic Reduction |  |  | ARP | 56948 CT06 | 2010-10-04 | 491 |  | Y | 0.19736 | 10.81% | Electric Utility | GE LM6000PC | Aeroderivative | 0.011294
AZ | Coolidge Generating Station | 56948 | CT07 |  | 2023 | 1447 | 1161.3 | 46111.48 |  | 0.138 | 0.001 | 27376.003 | 0.0592 | 4.877 | 0.0248 | 460632.011 | Pipeline Natural Gas |  | Combustion turbine |  | Water Injection,Selective Catalytic Reduction |  |  | ARP | 56948 CT07 | 2010-10-02 | 491 |  | Y | 0.21153 | 10.71% | Electric Utility | GE LM6000PC | Aeroderivative | 0.012991
AZ | Coolidge Generating Station | 56948 | CT08 |  | 2023 | 1361 | 1104.49 | 43293.96 |  | 0.131 | 0.001 | 25995.232 | 0.0592 | 4.433 | 0.0223 | 437443.189 | Pipeline Natural Gas |  | Combustion turbine |  | Water Injection,Selective Catalytic Reduction |  |  | ARP | 56948 CT08 | 2010-10-03 | 491 |  | Y | 0.20479 | 10.17% | Electric Utility | GE LM6000PC | Aeroderivative | 0.011882
AZ | Coolidge Generating Station | 56948 | CT09 |  | 2023 | 1209 | 919.04 | 36158.67 |  | 0.109 | 0.001 | 21572.544 | 0.0592 | 3.736 | 0.0229 | 362990.141 | Pipeline Natural Gas |  | Combustion turbine |  | Water Injection,Selective Catalytic Reduction |  |  | ARP | 56948 CT09 | 2010-11-12 | 491 |  | Y | 0.20664 | 8.439% | Electric Utility | GE LM6000PC | Aeroderivative | 0.012402
AZ | Coolidge Generating Station | 56948 | CT10 |  | 2023 | 1375 | 1050.47 | 41058.18 |  | 0.126 | 0.001 | 24930.991 | 0.0593 | 4.386 | 0.0249 | 419503.724 | Pipeline Natural Gas |  | Combustion turbine |  | Water Injection,Selective Catalytic Reduction |  |  | ARP | 56948 CT10 | 2010-11-15 | 491 |  | Y | 0.21365 | 9.753% | Electric Utility | GE LM6000PC | Aeroderivative | 0.012092
AZ | Coolidge Generating Station | 56948 | CT11 |  | 2023 | 1452 | 1121.69 | 44062.25 |  | 0.135 | 0.001 | 26832.72 | 0.0592 | 5.172 | 0.0258 | 451506.184 | Pipeline Natural Gas |  | Combustion turbine |  | Water Injection,Selective Catalytic Reduction |  |  | ARP | 56948 CT11 | 2010-11-14 | 491 |  | Y | 0.23476 | 10.5% | Electric Utility | GE LM6000PC | Aeroderivative | 0.012359
AZ | Coolidge Generating Station | 56948 | CT12 |  | 2023 | 1473 | 1138.59 | 44560.54 |  | 0.136 | 0.001 | 26983.752 | 0.0592 | 4.332 | 0.0217 | 454048.166 | Pipeline Natural Gas |  | Combustion turbine |  | Water Injection,Selective Catalytic Reduction |  |  | ARP | 56948 CT12 | 2010-11-17 | 491 |  | Y | 0.19443 | 10.56% | Electric Utility | GE LM6000PC | Aeroderivative | 0.011839
NJ | West Deptford Energy Station | 56963 | E101 |  | 2023 | 4234 | 4062.4 | 1149805.83 |  | 2.518 | 0.001 | 498852.948 | 0.059 | 31.194 | 0.0108 | 8394120.668 | Pipeline Natural Gas |  | Combined cycle |  | Dry Low NOx Burners,Selective Catalytic Reduction |  |  | ARP, CSNOX, CSOSG3, CSSO2G1, RGGI | 56963 E101 | 2014-05-16 | 3108 |  | Y | 0.05426 | 30.83% | Electric Utility | Siemens SGT6-5000F 2x1 | Frame | 0.0064011
NJ | West Deptford Energy Station | 56963 | E102 |  | 2023 | 3918 | 3728.65 | 1089832.82 |  | 2.372 | 0.001 | 469809.547 | 0.059 | 33.666 | 0.0134 | 7905449.228 | Pipeline Natural Gas |  | Combined cycle |  | Dry Low NOx Burners,Selective Catalytic Reduction |  |  | ARP, CSNOX, CSOSG3, CSSO2G1, RGGI | 56963 E102 | 2014-05-11 | 3108 |  | Y | 0.061782 | 29.04% | Electric Utility | Siemens SGT6-5000F 2x1 | Frame | 0.0066082
NJ | Bayonne Energy Center | 56964 | GT1 |  | 2023 | 2371 | 1917 | 104165.57 |  | 0.288 | 0.0009 | 58898.401 | 0.0592 | 3.085 | 0.0105 | 991102.677 | Pipeline Natural Gas | Diesel Oil | Combustion turbine |  | Water Injection,Ammonia Injection,Selective Catalytic Reduction |  |  | ARP, CSNOX, CSOSG3, CSSO2G1, RGGI | 56964 GT1 | 2012-01-23 | 603 |  | Y | 0.059233 | 18.76% | Electric Utility | Rolls Royce Trent 60 WLE ISI | Aeroderivative | 0.0071722
NJ | Bayonne Energy Center | 56964 | GT10 |  | 2023 | 2624 | 2043.26 | 108329.85 |  | 0.312 | 0.001 | 61885.295 | 0.0592 | 4.439 | 0.0181 | 1041396.582 | Pipeline Natural Gas | Diesel Oil | Combustion turbine |  | Water Injection,Ammonia Injection,Selective Catalytic Reduction |  |  | ARP, CSNOX, CSOSG3, CSSO2G1, RGGI | 56964 GT10 | 2018-04-10 | 643 |  | Y | 0.081953 | 18.49% | Electric Utility | Rolls Royce Trent 60 | Aeroderivative | 0.011713
NJ | Bayonne Energy Center | 56964 | GT2 |  | 2023 | 1904 | 1496.46 | 78668.18 |  | 0.217 | 0.0009 | 44769.012 | 0.0592 | 2.422 | 0.0103 | 753319.736 | Pipeline Natural Gas | Diesel Oil | Combustion turbine |  | Water Injection,Ammonia Injection,Selective Catalytic Reduction |  |  | ARP, CSNOX, CSOSG3, CSSO2G1, RGGI | 56964 GT2 | 2012-01-26 | 603 |  | Y | 0.061575 | 14.26% | Electric Utility | Rolls Royce Trent 60 WLE ISI | Aeroderivative | 0.0072295
NJ | Bayonne Energy Center | 56964 | GT3 |  | 2023 | 1213 | 922.83 | 48032.66 |  | 0.135 | 0.0009 | 27795.082 | 0.0592 | 1.422 | 0.011 | 467707.565 | Pipeline Natural Gas | Diesel Oil | Combustion turbine |  | Water Injection,Ammonia Injection,Selective Catalytic Reduction |  |  | ARP, CSNOX, CSOSG3, CSSO2G1, RGGI | 56964 GT3 | 2012-02-22 | 603 |  | Y | 0.05921 | 8.854% | Electric Utility | Rolls Royce Trent 60 WLE ISI | Aeroderivative | 0.0073852
NJ | Bayonne Energy Center | 56964 | GT4 |  | 2023 | 1816 | 1487.59 | 81291.79 |  | 0.221 | 0.001 | 46011.743 | 0.0592 | 2.472 | 0.0097 | 774216.805 | Pipeline Natural Gas | Diesel Oil | Combustion turbine |  | Water Injection,Ammonia Injection,Selective Catalytic Reduction |  |  | ARP, CSNOX, CSOSG3, CSSO2G1, RGGI | 56964 GT4 | 2012-02-21 | 603 |  | Y | 0.060818 | 14.66% | Electric Utility | Rolls Royce Trent 60 WLE ISI | Aeroderivative | 0.007542
NJ | Bayonne Energy Center | 56964 | GT5 |  | 2023 | 977 | 767.37 | 38916.01 |  | 0.111 | 0.001 | 22498.753 | 0.0592 | 1.303 | 0.0113 | 378586.207 | Pipeline Natural Gas | Diesel Oil | Combustion turbine |  | Water Injection,Ammonia Injection,Selective Catalytic Reduction |  |  | ARP, CSNOX, CSOSG3, CSSO2G1, RGGI | 56964 GT5 | 2012-03-13 | 603 |  | Y | 0.066965 | 7.167% | Electric Utility | Rolls Royce Trent 60 WLE ISI | Aeroderivative | 0.0073887
NJ | Bayonne Energy Center | 56964 | GT6 |  | 2023 | 1021 | 760.91 | 40232.49 |  | 0.11 | 0.001 | 22850.162 | 0.0592 | 1.254 | 0.011 | 384491.139 | Pipeline Natural Gas | Diesel Oil | Combustion turbine |  | Water Injection,Ammonia Injection,Selective Catalytic Reduction |  |  | ARP, CSNOX, CSOSG3, CSSO2G1, RGGI | 56964 GT6 | 2012-03-14 | 603 |  | Y | 0.062338 | 7.279% | Electric Utility | Rolls Royce Trent 60 WLE ISI | Aeroderivative | 0.0073825
NJ | Bayonne Energy Center | 56964 | GT7 |  | 2023 | 2220 | 1715.53 | 90385.3 |  | 0.245 | 0.0009 | 50975.055 | 0.0592 | 2.767 | 0.011 | 857756.139 | Pipeline Natural Gas | Diesel Oil | Combustion turbine |  | Water Injection,Ammonia Injection,Selective Catalytic Reduction |  |  | ARP, CSNOX, CSOSG3, CSSO2G1, RGGI | 56964 GT7 | 2012-03-25 | 603 |  | Y | 0.061227 | 16.24% | Electric Utility | Rolls Royce Trent 60 WLE ISI | Aeroderivative | 0.007307
NJ | Bayonne Energy Center | 56964 | GT8 |  | 2023 | 1737 | 1380.66 | 73714.01 |  | 0.199 | 0.0009 | 41605.394 | 0.0592 | 2.238 | 0.0105 | 700062.133 | Pipeline Natural Gas | Diesel Oil | Combustion turbine |  | Water Injection,Ammonia Injection,Selective Catalytic Reduction |  |  | ARP, CSNOX, CSOSG3, CSSO2G1, RGGI | 56964 GT8 | 2012-04-11 | 603 |  | Y | 0.060721 | 13.25% | Electric Utility | Rolls Royce Trent 60 WLE ISI | Aeroderivative | 0.0072822
NJ | Bayonne Energy Center | 56964 | GT9 |  | 2023 | 2469 | 1959.59 | 103494.07 |  | 0.299 | 0.001 | 59284.321 | 0.0592 | 4.308 | 0.0202 | 997569.893 | Pipeline Natural Gas | Diesel Oil | Combustion turbine |  | Water Injection,Ammonia Injection,Selective Catalytic Reduction |  |  | ARP, CSNOX, CSOSG3, CSSO2G1, RGGI | 56964 GT9 | 2018-04-11 | 643 |  | Y | 0.083251 | 17.71% | Electric Utility | Rolls Royce Trent 60 | Aeroderivative | 0.012788
CO | Pueblo Airport Generating Station | 56998 | CT01 |  | 2023 | 6554 | 6370.54 | 345622.6 |  | 1.007 | 0.001 | 199515.507 | 0.0591 | 18.929 | 0.0118 | 3357215.415 | Pipeline Natural Gas |  | Combustion turbine |  | Water Injection,Selective Catalytic Reduction |  |  | ARP | 56998 CT01 | 2011-09-29 | 875 |  | Y | 0.10954 | 43.8% | Electric Utility | GE LMS100PB-DLE2 | Aeroderivative | 0.0094498
CO | Pueblo Airport Generating Station | 56998 | CT02 |  | 2023 | 2033 | 1856.61 | 93330.72 |  | 0.272 | 0.001 | 53881.488 | 0.0592 | 5.382 | 0.0225 | 906654.904 | Pipeline Natural Gas |  | Combustion turbine |  | Water Injection,Selective Catalytic Reduction |  |  | ARP | 56998 CT02 | 2011-10-04 | 875 |  | Y | 0.11533 | 11.83% | Electric Utility | GE LMS100PB-DLE2 | Aeroderivative | 0.017109
CO | Pueblo Airport Generating Station | 56998 | CT04 |  | 2023 | 7625 | 7558.89 | 189861.88 |  | 0.625 | 0.001 | 123808.272 | 0.0593 | 4.172 | 0.0045 | 2083263.584 | Pipeline Natural Gas |  | Combined cycle |  | Water Injection,Selective Catalytic Reduction |  |  | ARP | 56998 CT04 | 2011-09-27 | 418 |  | Y | 0.043948 | 56.89% | Electric Utility |  |  | 0.0047189
CO | Pueblo Airport Generating Station | 56998 | CT05 |  | 2023 | 8384 | 8337.92 | 216589.82 |  | 0.699 | 0.001 | 138373.113 | 0.0593 | 2.952 | 0.0027 | 2328403.387 | Pipeline Natural Gas |  | Combined cycle |  | Water Injection,Selective Catalytic Reduction |  |  | ARP | 56998 CT05 | 2011-09-29 | 418 |  | Y | 0.027259 | 63.59% | Electric Utility |  |  | 0.0042097
CO | Pueblo Airport Generating Station | 56998 | CT06 |  | 2023 | 8180 | 8128.14 | 214426.87 |  | 0.696 | 0.001 | 137829.012 | 0.0593 | 4.188 | 0.0038 | 2319381.789 | Pipeline Natural Gas |  | Combined cycle |  | Water Injection,Selective Catalytic Reduction |  |  | ARP | 56998 CT06 | 2011-10-24 | 418 |  | Y | 0.039062 | 63.34% | Electric Utility |  |  | 0.0041031
CO | Pueblo Airport Generating Station | 56998 | CT07 |  | 2023 | 8322 | 8284.31 | 214016.61 |  | 0.699 | 0.001 | 138403.131 | 0.0593 | 2.874 | 0.0026 | 2328604.597 | Pipeline Natural Gas |  | Combined cycle |  | Water Injection,Selective Catalytic Reduction |  |  | ARP | 56998 CT07 | 2011-10-24 | 418 |  | Y | 0.026858 | 63.59% | Electric Utility |  |  | 0.0036646
CO | Pueblo Airport Generating Station | 56998 | CT08 |  | 2023 | 603 | 497.06 | 16530.43 |  | 0.046 | 0.0008 | 8831.3 | 0.059 | 2.77 | 0.037 | 149687.4 | Pipeline Natural Gas |  | Combustion turbine |  | Selective Catalytic Reduction |  |  | ARP | 56998 CT08 | 2016-11-28 | 375 |  | Y | 0.33514 | 4.557% | Electric Utility | GE LM 6000PF | Aeroderivative | 0.037001
CA | El Cajon Energy Center | 57001 | 1 |  | 2023 | 376 | 263.53 | 7959.78 |  | 0.026 | 0.001 | 5136.516 | 0.0593 | 1.094 | 0.0346 | 86432.068 | Pipeline Natural Gas |  | Combustion turbine |  | Water Injection,Selective Catalytic Reduction |  |  | ARP | 57001 1 | 2010-06-01 | 500 |  | Y | 0.27488 | 1.973% | Electric Utility | GE LM6000PD Sprint | Aeroderivative | 0.019478
CA | Canyon Power Plant | 57027 | 1 |  | 2023 | 253 | 189.31 | 7020.63 |  | 0.022 | 0.001 | 4275.691 | 0.0593 | 0.316 | 0.0139 | 71940.726 | Pipeline Natural Gas |  | Combustion turbine |  | Water Injection,Ammonia Injection |  |  | ARP | 57027 1 | 2011-07-29 | 510 |  |  | 0.09002 | 1.61% | Electric Utility | GE LM6000PD Sprint | Aeroderivative | 0.0091145
CA | Canyon Power Plant | 57027 | 2 |  | 2023 | 891 | 676.87 | 27265.74 |  | 0.083 | 0.001 | 16485.807 | 0.0592 | 1.082 | 0.0134 | 277401.36 | Pipeline Natural Gas |  | Combustion turbine |  | Water Injection,Ammonia Injection |  |  | ARP | 57027 2 | 2011-07-16 | 510 |  |  | 0.079367 | 6.209% | Electric Utility | GE LM6000PD Sprint | Aeroderivative | 0.0084743
CA | Canyon Power Plant | 57027 | 3 |  | 2023 | 861 | 649.62 | 27437.12 |  | 0.083 | 0.001 | 16395.991 | 0.0593 | 1.107 | 0.0129 | 275877.18 | Pipeline Natural Gas |  | Combustion turbine |  | Water Injection,Ammonia Injection |  |  | ARP | 57027 3 | 2011-05-25 | 520 |  |  | 0.080694 | 6.056% | Electric Utility | GE LM6000PD Sprint | Aeroderivative | 0.0084667
CA | Canyon Power Plant | 57027 | 4 |  | 2023 | 1443 | 1111.2 | 44067.73 |  | 0.137 | 0.001 | 27070.395 | 0.0593 | 1.783 | 0.0147 | 455482.976 | Pipeline Natural Gas |  | Combustion turbine |  | Water Injection,Ammonia Injection |  |  | ARP | 57027 4 | 2011-05-23 | 510 |  |  | 0.080921 | 10.2% | Electric Utility | GE LM6000PD Sprint | Aeroderivative | 0.0091799
ID | Langley Gulch Power Plant | 57028 | CT1 |  | 2023 | 5980 | 5972.29 | 1665315.2 |  | 3.377 | 0.001 | 668919.1 | 0.059 | 34.939 | 0.0066 | 11255835.988 | Pipeline Natural Gas |  | Combined cycle |  | Dry Low NOx Burners,Selective Catalytic Reduction |  |  | ARP | 57028 CT1 | 2012-04-13 | 2377 |  | Y | 0.041961 | 54.06% | Electric Utility |  |  | 0.0068092
NC | Cleveland County Generating Facility | 57029 | ES1 |  | 2023 | 781 | 669.65 | 120096.98 |  | 0.369 | 0.001 | 73152.871 | 0.059 | 18.779 | 0.0389 | 1230291.46 | Pipeline Natural Gas | Diesel Oil | Combustion turbine |  | Dry Low NOx Burners,Water Injection |  |  | ARP, CSNOX, CSSO2G1, SIPNOX | 57029 ES1 | 2012-07-10 | 2210 |  |  | 0.31273 | 6.355% | Electric Utility | Siemens SGT6-5000F | Frame | 0.031458
NC | Cleveland County Generating Facility | 57029 | ES2 |  | 2023 | 1132 | 966.11 | 172332.15 |  | 0.536 | 0.001 | 106080.36 | 0.0591 | 27.341 | 0.04 | 1784365.983 | Pipeline Natural Gas | Diesel Oil | Combustion turbine |  | Dry Low NOx Burners,Water Injection |  |  | ARP, CSNOX, CSSO2G1, SIPNOX | 57029 ES2 | 2012-08-07 | 2210 |  |  | 0.31731 | 9.217% | Electric Utility | Siemens SGT6-5000F | Frame | 0.030915
NC | Cleveland County Generating Facility | 57029 | ES3 |  | 2023 | 1396 | 1207.62 | 217896.52 |  | 0.673 | 0.001 | 133312.307 | 0.059 | 33.351 | 0.0374 | 2242552.851 | Pipeline Natural Gas | Diesel Oil | Combustion turbine |  | Dry Low NOx Burners,Water Injection |  |  | ARP, CSNOX, CSSO2G1, SIPNOX | 57029 ES3 | 2012-09-11 | 2210 |  |  | 0.30612 | 11.58% | Electric Utility | Siemens SGT6-5000F | Frame | 0.031362
NC | Cleveland County Generating Facility | 57029 | ES4 |  | 2023 | 829 | 712.85 | 130830.25 |  | 0.402 | 0.001 | 79606.848 | 0.059 | 19.986 | 0.037 | 1338982.864 | Pipeline Natural Gas | Diesel Oil | Combustion turbine |  | Dry Low NOx Burners,Water Injection |  |  | ARP, CSNOX, CSSO2G1, SIPNOX | 57029 ES4 | 2012-10-09 | 2210 |  |  | 0.30553 | 6.916% | Electric Utility | Siemens SGT6-5000F | Frame | 0.031
MS | David M Ratcliffe | 57037 | AB-001 |  | 2023 | 6756 | 6726.32 | 1879571.79 |  | 3.861 | 0.001 | 764795.251 | 0.059 | 69.893 | 0.0114 | 12869166.129 | Pipeline Natural Gas |  | Combined cycle |  | Selective Catalytic Reduction |  |  | ARP, CSOSG2 | 57037 AB-001 | 2013-09-07 | 3175 |  | Y | 0.074371 | 46.27% | Electric Utility |  |  | 0.018021
MS | David M Ratcliffe | 57037 | AB-002 |  | 2023 | 6867 | 6844.26 | 1920204.48 |  | 3.93 | 0.001 | 778435.389 | 0.059 | 68.529 | 0.0109 | 13098597.284 | Pipeline Natural Gas |  | Combined cycle |  | Selective Catalytic Reduction |  |  | ARP, CSOSG2 | 57037 AB-002 | 2013-09-12 | 3175 |  | Y | 0.071377 | 47.1% | Electric Utility |  |  | 0.01473
CA | Ivanpah 2 | 57073 | BLR1 |  | 2023 | 4751 | 4751 |  |  | 0.076 | 0.0003 | 20810 | 0.0585 | 1.946 | 0.0108 | 353229.5 | Pipeline Natural Gas |  | Other boiler |  |  |  |  | ARP | 57073 BLR1 | 2013-12-14 | 249 |  |  |  | 16.19% | Electric Utility |  |  | #N/A
CA | Ivanpah 1 | 57074 | BLR1 |  | 2023 | 6817 | 6817 |  |  | 0.098 | 0.0002 | 26225.7 | 0.0597 | 2.396 | 0.0102 | 443900 | Pipeline Natural Gas |  | Other boiler |  |  |  |  | ARP | 57074 BLR1 | 2013-09-20 | 249 |  |  |  | 20.35% | Electric Utility |  |  | #N/A
CA | Ivanpah 3 | 57075 | BLR1 |  | 2023 | 2022 | 2022 |  |  | 0.031 | 0.0003 | 8772.6 | 0.0592 | 0.818 | 0.011 | 148452.9 | Pipeline Natural Gas |  | Other boiler |  |  |  |  | ARP | 57075 BLR1 | 2013-12-06 | 249 |  |  |  | 6.806% | Electric Utility |  |  | #N/A
NY | Cricket Valley Energy Center | 57185 | U001 |  | 2023 | 6312 | 6249.83 | 1834779.39 |  | 3.787 | 0.001 | 750203.454 | 0.059 | 33.115 | 0.0059 | 12623500.902 | Pipeline Natural Gas |  | Combined cycle |  | Dry Low NOx Burners,Selective Catalytic Reduction |  |  | ARP, CSNOX, CSOSG3, CSSO2G1, NSPS4T, RGGI | 57185 U001 | 2019-10-25 | 2800 |  | Y | 0.036097 | 51.47% | Electric Utility | GE 7F.05 3x1 | Frame | 0.0051293 | 1.39
NY | Cricket Valley Energy Center | 57185 | U002 |  | 2023 | 5761 | 5710.36 | 1661089.11 |  | 3.419 | 0.001 | 677199.125 | 0.059 | 32.83 | 0.0067 | 11395022.308 | Pipeline Natural Gas |  | Combined cycle |  | Dry Low NOx Burners,Selective Catalytic Reduction |  |  | ARP, CSNOX, CSOSG3, CSSO2G1, NSPS4T, RGGI | 57185 U002 | 2019-11-21 | 2800 |  | Y | 0.039528 | 46.46% | Electric Utility | GE 7F.05 3x1 | Frame | 0.0053862 | 1.4596
NY | Cricket Valley Energy Center | 57185 | U003 |  | 2023 | 6426 | 6358.8 | 1812410.48 |  | 3.736 | 0.001 | 740103.784 | 0.059 | 36.562 | 0.007 | 12453552.116 | Pipeline Natural Gas |  | Combined cycle |  | Dry Low NOx Burners,Selective Catalytic Reduction |  |  | ARP, CSNOX, CSOSG3, CSSO2G1, NSPS4T, RGGI | 57185 U003 | 2020-03-03 | 2800 |  | Y | 0.040346 | 50.77% | Electric Utility | GE 7F.05 3x1 | Frame | 0.0053687 | 1.4549
FL | Deerhaven Renewable Energy Center | 57241 | BFB1 |  | 2023 | 5506 | 5495.76 | 335657.36 |  | 9.478 | 0.0054 | 478098.102 | 0.1043 | 138.335 | 0.06 | 4581911.068 | Wood |  | Bubbling fluidized bed boiler |  | Selective Catalytic Reduction | Baghouse |  | ARP | 57241 BFB1 | 2013-08-16 | 1673.7 |  | Y | 0.82426 | 31.25% | Electric Utility |  |  | #N/A
CA | Marsh Landing Generating Station | 57267 | 1 |  | 2023 | 185 | 151.42 | 25951.78 |  | 0.085 | 0.001 | 16825.886 | 0.059 | 1.279 | 0.0136 | 283140.578 | Pipeline Natural Gas |  | Combustion turbine |  | Dry Low NOx Burners,Selective Catalytic Reduction |  |  | ARP | 57267 1 | 2012-12-07 | 2202 |  | Y | 0.098567 | 1.468% | Electric Utility | Siemens SGT6-5000F | Frame | 0.0077658
CA | Marsh Landing Generating Station | 57267 | 2 |  | 2023 | 497 | 412.61 | 70991.8 |  | 0.233 | 0.001 | 46067.142 | 0.059 | 3.152 | 0.0129 | 775166.742 | Pipeline Natural Gas |  | Combustion turbine |  | Dry Low NOx Burners,Selective Catalytic Reduction |  |  | ARP | 57267 2 | 2013-01-04 | 2202 |  | Y | 0.088799 | 4.019% | Electric Utility | Siemens SGT6-5000F | Frame | 0.0077264
CA | Marsh Landing Generating Station | 57267 | 3 |  | 2023 | 254 | 210.06 | 33695.67 |  | 0.112 | 0.001 | 22173.506 | 0.059 | 1.469 | 0.0137 | 373108.481 | Pipeline Natural Gas |  | Combustion turbine |  | Dry Low NOx Burners,Selective Catalytic Reduction |  |  | ARP | 57267 3 | 2013-03-04 | 2202 |  | Y | 0.087192 | 1.934% | Electric Utility | Siemens SGT6-5000F | Frame | 0.0078964
CA | Marsh Landing Generating Station | 57267 | 4 |  | 2023 | 523 | 415.06 | 70857.52 |  | 0.23 | 0.001 | 45643.13 | 0.059 | 2.762 | 0.0135 | 768033.238 | Pipeline Natural Gas |  | Combustion turbine |  | Dry Low NOx Burners,Selective Catalytic Reduction |  |  | ARP | 57267 4 | 2013-02-26 | 2202 |  | Y | 0.077959 | 3.982% | Electric Utility | Siemens SGT6-5000F | Frame | 0.0071083
DE | Garrison Energy Center | 57349 | 1 |  | 2023 | 3868 | 3746 | 841063.8 |  | 1.792 | 0.001 | 355078.901 | 0.0591 | 28.265 | 0.0184 | 5972400.801 | Pipeline Natural Gas | Diesel Oil | Combined cycle |  | Dry Low NOx Burners,Selective Catalytic Reduction |  |  | ARP, RGGI, SIPNOX | 57349 1 | 2015-04-30 | 2272 |  | Y | 0.067212 | 30.01% | Electric Utility | GE 7FA 1x1 | Frame | 0.0076114
CA | Sentinel Energy Center, LLC | 57482 | 1 |  | 2023 | 1159 | 931.38 | 74247.73 |  | 0.207 | 0.001 | 41007.824 | 0.0591 | 4.07 | 0.0177 | 690019.515 | Pipeline Natural Gas |  | Combustion turbine |  | Water Injection,Selective Catalytic Reduction |  |  | ARP | 57482 1 | 2013-01-09 | 961.4 |  | Y | 0.10963 | 8.193% | Electric Utility | GE LMS100PA-SAC (Water) | Aeroderivative | 0.010896
CA | Sentinel Energy Center, LLC | 57482 | 2 |  | 2023 | 1178 | 956.11 | 76187.93 |  | 0.211 | 0.001 | 41776.031 | 0.059 | 4.202 | 0.0181 | 702971.81 | Pipeline Natural Gas |  | Combustion turbine |  | Water Injection,Selective Catalytic Reduction |  |  | ARP | 57482 2 | 2013-01-11 | 929.7 |  | Y | 0.11031 | 8.632% | Electric Utility | GE LMS100PA-SAC (Water) | Aeroderivative | 0.011093
CA | Sentinel Energy Center, LLC | 57482 | 3 |  | 2023 | 1107 | 902.85 | 72485.86 |  | 0.204 | 0.001 | 40384.93 | 0.0591 | 4.203 | 0.0186 | 679548.889 | Pipeline Natural Gas |  | Combustion turbine |  | Water Injection,Selective Catalytic Reduction |  |  | ARP | 57482 3 | 2013-01-21 | 944.1 |  | Y | 0.11597 | 8.217% | Electric Utility | GE LMS100PA-SAC (Water) | Aeroderivative | 0.011128
CA | Sentinel Energy Center, LLC | 57482 | 4 |  | 2023 | 1138 | 910.26 | 74290.38 |  | 0.204 | 0.001 | 40427.686 | 0.059 | 3.98 | 0.0181 | 680282.815 | Pipeline Natural Gas |  | Combustion turbine |  | Water Injection,Selective Catalytic Reduction |  |  | ARP | 57482 4 | 2013-02-02 | 891.7 |  | Y | 0.10715 | 8.709% | Electric Utility | GE LMS100PA-SAC (Water) | Aeroderivative | 0.011988
CA | Sentinel Energy Center, LLC | 57482 | 5 |  | 2023 | 994 | 805.48 | 65416.83 |  | 0.181 | 0.001 | 35787.075 | 0.0591 | 3.419 | 0.0169 | 602175.51 | Pipeline Natural Gas |  | Combustion turbine |  | Water Injection,Selective Catalytic Reduction |  |  | ARP | 57482 5 | 2013-02-05 | 891.7 |  | Y | 0.10453 | 7.709% | Electric Utility | GE LMS100PA-SAC (Water) | Aeroderivative | 0.011016
CA | Sentinel Energy Center, LLC | 57482 | 6 |  | 2023 | 1126 | 902.21 | 74030.04 |  | 0.205 | 0.001 | 40593.103 | 0.0591 | 3.772 | 0.0166 | 683031.587 | Pipeline Natural Gas |  | Combustion turbine |  | Water Injection,Selective Catalytic Reduction |  |  | ARP | 57482 6 | 2013-02-17 | 891.7 |  | Y | 0.1019 | 8.744% | Electric Utility | GE LMS100PA-SAC (Water) | Aeroderivative | 0.010413
CA | Sentinel Energy Center, LLC | 57482 | 7 |  | 2023 | 1026 | 821.46 | 64575.86 |  | 0.178 | 0.001 | 35334.724 | 0.0591 | 3.525 | 0.0173 | 594570.813 | Pipeline Natural Gas |  | Combustion turbine |  | Water Injection,Selective Catalytic Reduction |  |  | ARP | 57482 7 | 2013-03-09 | 891.7 |  | Y | 0.10917 | 7.612% | Electric Utility | GE LMS100PA-SAC (Water) | Aeroderivative | 0.01098
CA | Sentinel Energy Center, LLC | 57482 | 8 |  | 2023 | 1101 | 895.41 | 73304.51 |  | 0.201 | 0.001 | 39804.711 | 0.0591 | 3.982 | 0.0174 | 669793.28 | Pipeline Natural Gas |  | Combustion turbine |  | Water Injection,Selective Catalytic Reduction |  |  | ARP | 57482 8 | 2013-03-23 | 891.7 |  | Y | 0.10864 | 8.575% | Electric Utility | GE LMS100PA-SAC (Water) | Aeroderivative | 0.011316
CA | Mariposa Energy Project | 57483 | GT-1 |  | 2023 | 773 | 578.71 | 22585.64 |  | 0.067 | 0.001 | 13178.196 | 0.0593 | 1.531 | 0.0336 | 221729.869 | Pipeline Natural Gas |  | Combustion turbine |  | Selective Catalytic Reduction |  |  | ARP | 57483 GT-1 | 2012-06-13 | 481 |  | Y | 0.13557 | 5.262% | Electric Utility | GE LM6000PC Sprint | Aeroderivative | 0.012832
CA | Mariposa Energy Project | 57483 | GT-2 |  | 2023 | 801 | 594.41 | 23305.18 |  | 0.067 | 0.001 | 13312.335 | 0.0593 | 1.528 | 0.0319 | 224011.253 | Pipeline Natural Gas |  | Combustion turbine |  | Selective Catalytic Reduction |  |  | ARP | 57483 GT-2 | 2012-06-12 | 481 |  | Y | 0.13113 | 5.316% | Electric Utility | GE LM6000PC Sprint | Aeroderivative | 0.013096
CA | Mariposa Energy Project | 57483 | GT-3 |  | 2023 | 815 | 609.89 | 24546.79 |  | 0.071 | 0.001 | 14018.574 | 0.0592 | 1.664 | 0.033 | 235887.217 | Pipeline Natural Gas |  | Combustion turbine |  | Selective Catalytic Reduction |  |  | ARP | 57483 GT-3 | 2012-06-08 | 481 |  | Y | 0.13558 | 5.598% | Electric Utility | GE LM6000PC Sprint | Aeroderivative | 0.013548
CA | Mariposa Energy Project | 57483 | GT-4 |  | 2023 | 736 | 550.91 | 20757.41 |  | 0.061 | 0.001 | 11994.343 | 0.0593 | 1.444 | 0.0325 | 201828.594 | Pipeline Natural Gas |  | Combustion turbine |  | Selective Catalytic Reduction |  |  | ARP | 57483 GT-4 | 2012-06-14 | 481 |  | Y | 0.13913 | 4.79% | Electric Utility | GE LM6000PC Sprint | Aeroderivative | 0.014174
CA | Walnut Creek Energy Park | 57515 | GT1 |  | 2023 | 1415 | 1043 | 90028.19 |  | 0.238 | 0.001 | 47071.511 | 0.0591 | 4.808 | 0.0256 | 792061.242 | Pipeline Natural Gas |  | Combustion turbine |  | Water Injection,Selective Catalytic Reduction |  |  | ARP | 57515 GT1 | 2012-12-31 | 891.7 |  | Y | 0.10681 | 10.14% | Electric Utility | GE LMS100PB-DLE2 | Aeroderivative | 0.014314
CA | Walnut Creek Energy Park | 57515 | GT2 |  | 2023 | 1009 | 759.06 | 64816.12 |  | 0.171 | 0.001 | 33885.202 | 0.0591 | 2.975 | 0.0235 | 570170.935 | Pipeline Natural Gas |  | Combustion turbine |  | Water Injection,Selective Catalytic Reduction |  |  | ARP | 57515 GT2 | 2013-01-12 | 891.7 |  | Y | 0.091798 | 7.299% | Electric Utility | GE LMS100PB-DLE2 | Aeroderivative | 0.014242
CA | Walnut Creek Energy Park | 57515 | GT3 |  | 2023 | 1404 | 1037.5 | 88111.88 |  | 0.232 | 0.001 | 46000.852 | 0.0591 | 4.458 | 0.0246 | 774080.37 | Pipeline Natural Gas |  | Combustion turbine |  | Water Injection,Selective Catalytic Reduction |  |  | ARP | 57515 GT3 | 2013-02-09 | 891.7 |  | Y | 0.10119 | 9.91% | Electric Utility | GE LMS100PB-DLE2 | Aeroderivative | 0.013947
CA | Walnut Creek Energy Park | 57515 | GT4 |  | 2023 | 1112 | 833.79 | 69300.52 |  | 0.186 | 0.001 | 36832.308 | 0.0591 | 3.421 | 0.024 | 619763.833 | Pipeline Natural Gas |  | Combustion turbine |  | Water Injection,Selective Catalytic Reduction |  |  | ARP | 57515 GT4 | 2013-02-09 | 891.7 |  | Y | 0.098729 | 7.934% | Electric Utility | GE LMS100PB-DLE2 | Aeroderivative | 0.01398
CA | Walnut Creek Energy Park | 57515 | GT5 |  | 2023 | 1251 | 933.01 | 78365.04 |  | 0.209 | 0.001 | 41474.413 | 0.0591 | 3.559 | 0.0231 | 697866.182 | Pipeline Natural Gas |  | Combustion turbine |  | Water Injection,Selective Catalytic Reduction |  |  | ARP | 57515 GT5 | 2013-03-08 | 891.7 |  | Y | 0.090831 | 8.934% | Electric Utility | GE LMS100PB-DLE2 | Aeroderivative | 0.012843
CA | Pio Pico Energy Center LLC | 57555 | CTG1 |  | 2023 | 585 | 422.09 | 31612.46 |  | 0.09 | 0.001 | 17904.474 | 0.0591 | 1.623 | 0.0193 | 301272.439 | Pipeline Natural Gas |  | Combustion turbine |  | Water Injection,Selective Catalytic Reduction |  |  | ARP | 57555 CTG1 | 2016-08-06 | 1000 |  | Y | 0.10268 | 3.439% | Electric Utility | GE LMS100PA-SAC (Water) | Aeroderivative | 0.012144
CA | Pio Pico Energy Center LLC | 57555 | CTG2 |  | 2023 | 699 | 487.51 | 37942.33 |  | 0.104 | 0.001 | 20608.928 | 0.0591 | 2.151 | 0.0245 | 346778.906 | Pipeline Natural Gas |  | Combustion turbine |  | Water Injection,Selective Catalytic Reduction |  |  | ARP | 57555 CTG2 | 2016-07-22 | 1000 |  | Y | 0.11338 | 3.959% | Electric Utility | GE LMS100PA-SAC (Water) | Aeroderivative | 0.012526
CA | Pio Pico Energy Center LLC | 57555 | CTG3 |  | 2023 | 649 | 469.3 | 36019.06 |  | 0.1 | 0.001 | 19767.475 | 0.0591 | 1.957 | 0.0215 | 332622.019 | Pipeline Natural Gas |  | Combustion turbine |  | Water Injection,Selective Catalytic Reduction |  |  | ARP | 57555 CTG3 | 2016-07-03 | 1000 |  | Y | 0.10866 | 3.797% | Electric Utility | GE LMS100PA-SAC (Water) | Aeroderivative | 0.012261
CA | Algonquin Power Sanger | 57564 | 8 |  | 2023 | 710 | 663.03 | 11847.78 |  | 0.046 | 0.001 | 9067.842 | 0.0593 | 1.057 | 0.0161 | 152579.257 | Pipeline Natural Gas |  | Combined cycle |  | Water Injection,Selective Catalytic Reduction |  |  | ARP | 57564 8 | 2007-12-01 | 430 |  | Y | 0.17843 | 4.051% | Electric Utility |  |  | 0.015456
WY | Cheyenne Prairie Generating Station | 57703 | CT01 |  | 2023 | 5356 | 5129.49 | 147605.29 |  | 0.43 | 0.001 | 85194.502 | 0.0593 | 5.818 | 0.0083 | 1433567.34 | Pipeline Natural Gas |  | Combined cycle |  | Dry Low NOx Burners,Selective Catalytic Reduction |  |  | ARP | 57703 CT01 | 2014-08-30 | 406 |  | Y | 0.078832 | 40.31% | Electric Utility | GE LM 6000 Sprint |  | 0.0089071
WY | Cheyenne Prairie Generating Station | 57703 | CT02 |  | 2023 | 5992 | 5721.6 | 168604.71 |  | 0.51 | 0.001 | 100966.274 | 0.0593 | 6.85 | 0.0082 | 1698907.511 | Pipeline Natural Gas |  | Combined cycle |  | Dry Low NOx Burners,Selective Catalytic Reduction |  |  | ARP | 57703 CT02 | 2014-09-04 | 406 |  | Y | 0.081255 | 47.77% | Electric Utility | GE LM 6000 Sprint |  | 0.007934
WY | Cheyenne Prairie Generating Station | 57703 | CT03 |  | 2023 | 612 | 554.3 | 17130.56 |  | 0.051 | 0.001 | 10099.735 | 0.0593 | 1.107 | 0.0147 | 169945.226 | Pipeline Natural Gas |  | Combustion turbine |  | Dry Low NOx Burners,Selective Catalytic Reduction |  |  | ARP | 57703 CT03 | 2014-08-16 | 406 |  | Y | 0.12924 | 4.778% | Electric Utility | GE LM6000PF Sprint | Aeroderivative | 0.015468
IN | St. Joseph Energy Center LLC | 57794 | CTG01A |  | 2023 | 7342 | 7324.88 | 2605202.25 |  | 5.255 | 0.001 | 1040991.077 | 0.059 | 61.656 | 0.0073 | 17516665.969 | Pipeline Natural Gas |  | Combined cycle |  | Dry Low NOx Burners,Selective Catalytic Reduction |  |  | ARP, CSNOX, CSOSG3, CSSO2G1, NSPS4T | 57794 CTG01A | 2017-12-29 | 2636 |  | Y | 0.047333 | 75.86% | Electric Utility | Siemens SGT6-5000F 2x1 | Frame | 0.0066469
IN | St. Joseph Energy Center LLC | 57794 | CTG01B |  | 2023 | 6793 | 6780.08 | 2400678.26 |  | 4.831 | 0.001 | 956916.633 | 0.059 | 56.044 | 0.0074 | 16101958.082 | Pipeline Natural Gas |  | Combined cycle |  | Dry Low NOx Burners,Selective Catalytic Reduction |  |  | ARP, CSNOX, CSOSG3, CSSO2G1, NSPS4T | 57794 CTG01B | 2017-12-17 | 2636 |  | Y | 0.04669 | 69.73% | Electric Utility | Siemens SGT6-5000F 2x1 | Frame | 0.0067014
NJ | Woodbridge Energy Center | 57839 | 1 |  | 2023 | 6913 | 6878.34 | 2026298.33 |  | 3.913 | 0.001 | 770554.271 | 0.059 | 37.11 | 0.006 | 13041243.296 | Pipeline Natural Gas |  | Combined cycle |  | Dry Low NOx Burners,Selective Catalytic Reduction |  |  | ARP, CSNOX, CSOSG3, CSSO2G1, RGGI | 57839 1 | 2015-11-04 | 2807 |  | Y | 0.036628 | 53.04% | Electric Utility | GE 7F.05 2x1 | Frame | 0.005749
NJ | Woodbridge Energy Center | 57839 | 2 |  | 2023 | 7041 | 7008.22 | 2087906.35 |  | 4.147 | 0.001 | 816789.362 | 0.059 | 39.466 | 0.006 | 13823758.307 | Pipeline Natural Gas |  | Combined cycle |  | Dry Low NOx Burners,Selective Catalytic Reduction |  |  | ARP, CSNOX, CSOSG3, CSSO2G1, RGGI | 57839 2 | 2015-10-25 | 2807 |  | Y | 0.037804 | 56.22% | Electric Utility | GE 7F.05 2x1 | Frame | 0.0057216
IN | Wabash River Highland Plant | 57842 | 1 |  | 2023 | 2957 | 2746.99 | 430272.11 |  | 1.351 | 0.001 | 267618.065 | 0.059 | 101.998 | 0.0556 | 4503184.741 | Pipeline Natural Gas |  | Combustion turbine |  | Dry Low NOx Burners |  |  | ARP, CSNOX, CSOSG3, CSSO2G1 | 57842 1 | 1953-12-16 | 2200 |  |  | 0.47411 | 23.37% | Electric Utility |  |  | 0.043944
TX | Antelope Elk Energy Center | 57865 | 1 |  | 2023 | 2921 | 2653.23 | 400931.56 |  | 1.156 | 0.001 | 229054.517 | 0.059 | 48.239 | 0.0279 | 3854239.478 | Pipeline Natural Gas |  | Combustion turbine |  | Dry Low NOx Burners |  |  | ARP, CSOSG2 | 57865 1 | 2015-05-21 | 1941 |  |  | 0.24063 | 22.67% | Electric Utility | GE 7F.05 | Frame | 0.023972
TX | Antelope Elk Energy Center | 57865 | 2 |  | 2023 | 2552 | 2289.37 | 357989.15 |  | 1.035 | 0.001 | 205097.253 | 0.059 | 44.255 | 0.0283 | 3451175.396 | Pipeline Natural Gas |  | Combustion turbine |  | Dry Low NOx Burners |  |  | ARP, CSOSG2 | 57865 2 | 2016-04-14 | 1941 |  |  | 0.24724 | 20.3% | Electric Utility | GE 7F.05 | Frame | 0.023999
TX | Antelope Elk Energy Center | 57865 | 3 |  | 2023 | 1399 | 1228.35 | 184018.65 |  | 0.54 | 0.001 | 107059.271 | 0.059 | 24.415 | 0.0322 | 1801481.66 | Pipeline Natural Gas |  | Combustion turbine |  | Dry Low NOx Burners |  |  | ARP, CSOSG2 | 57865 3 | 2016-04-18 | 1941 |  |  | 0.26535 | 10.59% | Electric Utility | GE 7F.05 | Frame | 0.026545
ND | Pioneer Generating Station | 57881 | CT1 |  | 2023 | 5824 | 5540.73 | 191094.32 |  | 0.611 | 0.001 | 121086.799 | 0.0592 | 12.445 | 0.0143 | 2037503.667 | Pipeline Natural Gas |  | Combustion turbine |  | Water Injection,Selective Catalytic Reduction |  |  | ARP | 57881 CT1 | 2013-07-27 | 460 |  | Y | 0.13025 | 50.56% | Electric Utility | GE LM6000 | Aeroderivative | 0.015426
ND | Pioneer Generating Station | 57881 | CT2 |  | 2023 | 5818 | 5621.25 | 202153.52 |  | 0.641 | 0.001 | 126873.582 | 0.0592 | 13.526 | 0.0146 | 2134902.962 | Pipeline Natural Gas |  | Combustion turbine |  | Water Injection,Selective Catalytic Reduction |  |  | ARP | 57881 CT2 | 2013-12-21 | 460 |  | Y | 0.13382 | 52.98% | Electric Utility | GE LM6000 | Aeroderivative | 0.015159
ND | Pioneer Generating Station | 57881 | CT3 |  | 2023 | 2795 | 2679.5 | 98507.67 |  | 0.305 | 0.001 | 60367.778 | 0.0592 | 5.313 | 0.0136 | 1015773.798 | Pipeline Natural Gas |  | Combustion turbine |  | Water Injection,Selective Catalytic Reduction |  |  | ARP | 57881 CT3 | 2014-02-04 | 451 |  | Y | 0.10787 | 25.71% | Electric Utility | GE LM6000 | Aeroderivative | 0.014462
ND | Lonesome Creek Station | 57943 | CT1 |  | 2023 | 6834 | 6613.7 | 251674.46 |  | 0.715 | 0.001 | 141685.028 | 0.0592 | 12.411 | 0.0121 | 2384106.071 | Pipeline Natural Gas |  | Combustion turbine |  | Dry Low NOx Burners,Selective Catalytic Reduction |  |  | ARP | 57943 CT1 | 2013-10-24 | 495 |  | Y | 0.098627 | 54.98% | Electric Utility | GE LM6000PF Sprint | Aeroderivative | 0.01311
ND | Lonesome Creek Station | 57943 | CT2 |  | 2023 | 6508 | 6346.2 | 236541.19 |  | 0.665 | 0.001 | 131628.541 | 0.0593 | 12.33 | 0.0125 | 2214919.941 | Pipeline Natural Gas |  | Combustion turbine |  | Dry Low NOx Burners,Selective Catalytic Reduction |  |  | ARP | 57943 CT2 | 2014-12-23 | 495 |  | Y | 0.10425 | 51.08% | Electric Utility | GE LM6000PF Sprint | Aeroderivative | 0.012583
ND | Lonesome Creek Station | 57943 | CT3 |  | 2023 | 4834 | 4792.2 | 179396.15 |  | 0.521 | 0.001 | 103184.991 | 0.0593 | 7.953 | 0.0095 | 1736245.619 | Pipeline Natural Gas |  | Combustion turbine |  | Dry Low NOx Burners,Selective Catalytic Reduction |  |  | ARP | 57943 CT3 | 2014-12-23 | 495 |  | Y | 0.088664 | 40.04% | Electric Utility | GE LM6000PF Sprint | Aeroderivative | 0.012718
ND | Lonesome Creek Station | 57943 | CT4 |  | 2023 | 4810 | 4647.06 | 168004.27 |  | 0.482 | 0.001 | 95443.343 | 0.0592 | 10.544 | 0.014 | 1606088.448 | Pipeline Natural Gas |  | Combustion turbine |  | Dry Low NOx Burners,Selective Catalytic Reduction |  |  | ARP | 57943 CT4 | 2016-04-03 | 495 |  | Y | 0.12552 | 37.04% | Electric Utility | GE LM6000PF Sprint | Aeroderivative | 0.013477
ND | Lonesome Creek Station | 57943 | CT5 |  | 2023 | 4706 | 4523.02 | 171755.69 |  | 0.471 | 0.001 | 93268.85 | 0.0593 | 9.173 | 0.0135 | 1569401.31 | Pipeline Natural Gas |  | Combustion turbine |  | Dry Low NOx Burners,Selective Catalytic Reduction |  |  | ARP | 57943 CT5 | 2016-04-07 | 495 |  | Y | 0.10681 | 36.19% | Electric Utility | GE LM6000PF Sprint | Aeroderivative | 0.014206
ND | Lonesome Creek Station | 57943 | CT6 |  | 2023 | 4496 | 4347.5 | 163684.07 |  | 0.454 | 0.001 | 89870.961 | 0.0593 | 8.424 | 0.0126 | 1512260.303 | Pipeline Natural Gas |  | Combustion turbine |  | Dry Low NOx Burners,Selective Catalytic Reduction |  |  | ARP | 57943 CT6 | 2021-08-04 | 495 |  | Y | 0.10293 | 34.88% | Electric Utility | GE LM6000 | Aeroderivative | 0.011359 | 3.0782
CA | Lodi Energy Center | 57978 | CT1 |  | 2023 | 4325 | 4221.19 | 746207.24 |  | 2.37 | 0.001 | 469564.288 | 0.059 | 23.428 | 0.0075 | 7901286.085 | Pipeline Natural Gas |  | Combined cycle |  | Selective Catalytic Reduction |  |  | ARP | 57978 CT1 | 2012-09-01 | 2250 |  | Y | 0.062792 | 40.09% | Electric Utility |  |  | 0.0061919
TX | Temple Power Station | 58001 | CTG1 |  | 2023 | 6540 | 6525.42 | 1955593.26 |  | 4.456 | 0.001 | 882637.383 | 0.059 | 52.71 | 0.0073 | 14852110.855 | Pipeline Natural Gas |  | Combined cycle |  | Dry Low NOx Burners,Selective Catalytic Reduction |  |  | ARP, CSOSG2 | 58001 CTG1 | 2014-05-05 | 3090 |  | Y | 0.053907 | 54.87% | Electric Utility |  |  | 0.0075886
TX | Temple Power Station | 58001 | CTG2 |  | 2023 | 6243 | 6225.55 | 1869838.73 |  | 4.266 | 0.001 | 844952.887 | 0.059 | 50.408 | 0.0072 | 14217976.039 | Pipeline Natural Gas |  | Combined cycle |  | Dry Low NOx Burners,Selective Catalytic Reduction |  |  | ARP, CSOSG2 | 58001 CTG2 | 2014-05-07 | 3090 |  | Y | 0.053917 | 52.53% | Electric Utility |  |  | 0.0072769
TX | Temple Power Station | 58001 | CTG3 |  | 2023 | 5761 | 5742.4 | 1806120.99 |  | 4.181 | 0.001 | 828159.657 | 0.059 | 49.335 | 0.0074 | 13935385.499 | Pipeline Natural Gas |  | Combined cycle |  | Dry Low NOx Burners,Selective Catalytic Reduction |  |  | ARP, CSOSG2 | 58001 CTG3 | 2015-03-13 | 3090 |  | Y | 0.054631 | 51.48% | Electric Utility | Siemens SGT6-5000F 2x1 | Frame | 0.007135
TX | Temple Power Station | 58001 | CTG4 |  | 2023 | 5708 | 5686.02 | 1798406.15 |  | 4.099 | 0.001 | 812025.775 | 0.059 | 48.382 | 0.0074 | 13663909.356 | Pipeline Natural Gas |  | Combined cycle |  | Dry Low NOx Burners,Selective Catalytic Reduction |  |  | ARP, CSOSG2 | 58001 CTG4 | 2015-03-16 | 3000 |  | Y | 0.053805 | 51.99% | Electric Utility | Siemens SGT6-5000F 2x1 | Frame | 0.0073919
TX | Rayburn Energy Station | 58005 | CTG1 |  | 2023 | 5078 | 5036.68 | 1540388.75 |  | 3.301 | 0.001 | 653929.367 | 0.059 | 39.093 | 0.0077 | 11003666.383 | Pipeline Natural Gas |  | Combined cycle |  | Dry Low NOx Burners,Selective Catalytic Reduction |  |  | ARP, CSOSG2 | 58005 CTG1 | 2014-05-25 | 2944 |  | Y | 0.050757 | 42.67% | Electric Utility |  |  | 0.0069689
TX | Rayburn Energy Station | 58005 | CTG2 |  | 2023 | 5451 | 5413.69 | 1667144.13 |  | 3.585 | 0.001 | 710204.206 | 0.059 | 42.337 | 0.0075 | 11950591.397 | Pipeline Natural Gas |  | Combined cycle |  | Dry Low NOx Burners,Selective Catalytic Reduction |  |  | ARP, CSOSG2 | 58005 CTG2 | 2014-05-29 | 2944 |  | Y | 0.05079 | 46.34% | Electric Utility |  |  | 0.0066956
NH | Burgess BioPower | 58054 | ST01 |  | 2023 | 8180 | 8173.95 | 560952.93 |  | 17.051 | 0.005 | 844004.312 | 0.1042 | 247.219 | 0.0612 | 8087003.557 | Wood | Diesel Oil | Bubbling fluidized bed boiler | Other | Selective Catalytic Reduction | Baghouse |  | ARP | 58054 ST01 | 2013-10-25 | 1554.2 |  | Y | 0.88143 | 59.4% | Electric Utility |  |  | #N/A
NJ | Newark Energy Center | 58079 | U001 |  | 2023 | 6724 | 6643.81 | 1852548.48 |  | 3.617 | 0.001 | 699574.796 | 0.058 | 40.189 | 0.0077 | 12057583.984 | Pipeline Natural Gas |  | Combined cycle |  | Selective Catalytic Reduction |  |  | ARP, CSNOX, CSOSG3, CSSO2G1, RGGI | 58079 U001 | 2015-03-09 | 2531 |  | Y | 0.043388 | 54.38% | Electric Utility | GE 7F.05 2x1 | Frame | 0.0062667
NJ | Newark Energy Center | 58079 | U002 |  | 2023 | 6909 | 6868.84 | 1937497.36 |  | 3.824 | 0.001 | 739470.665 | 0.058 | 39.673 | 0.007 | 12745588.717 | Pipeline Natural Gas |  | Combined cycle |  | Selective Catalytic Reduction |  |  | ARP, CSNOX, CSOSG3, CSSO2G1, RGGI | 58079 U002 | 2015-03-22 | 2531 |  | Y | 0.040953 | 57.49% | Electric Utility | GE 7F.05 2x1 | Frame | 0.00618
CA | Delano Energy Center, LLC | 58122 | GEN1 |  | 2023 | 123 | 79.94 | 2293.15 |  | 0.007 | 0.001 | 1448.116 | 0.0593 | 0.1 | 0.0112 | 24364.659 | Pipeline Natural Gas |  | Combustion turbine |  | Water Injection,Selective Catalytic Reduction |  |  | ARP | 58122 GEN1 | 2012-11-09 | 500 |  | Y | 0.087216 | 0.5563% | Electric Utility | GE LM6000 | Aeroderivative | 0.013596
WI | Rothschild Biomass Cogeneration Facility | 58124 | 1 |  | 2023 | 7848 | 7835.84 |  | 3000673.59 | 1.45 | 0.0009 | 477597.571 | 0.1036 | 178.15 | 0.0773 | 4581270.498 | Wood | Pipeline Natural Gas | Circulating fluidized bed boiler |  | Selective Non-catalytic Reduction | Baghouse |  | ARP, CSNOX, CSOSG3, CSSO2G1 | 58124 1 | 2013-09-24 | 856 |  | Y |  | 61.1% | Cogeneration |  |  | #N/A
NJ | Clayville | 58235 | U1 |  | 2023 | 1746 | 1562.65 | 91265.49 |  | 0.255 | 0.001 | 50601.802 | 0.0591 | 5.055 | 0.0193 | 851505.446 | Pipeline Natural Gas |  | Combustion turbine |  | Water Injection,Selective Catalytic Reduction |  |  | ARP, CSNOX, CSOSG3, CSSO2G1, RGGI | 58235 U1 | 2015-11-01 | 628 |  | Y | 0.11078 | 15.48% | Electric Utility | Rolls Royce Trent 60 | Aeroderivative | 0.013459
IA | Marshalltown Generating Station | 58236 | CT1 |  | 2023 | 5477 | 5370.69 | 1708494.23 |  | 3.714 | 0.001 | 735646.526 | 0.059 | 47.572 | 0.0104 | 12378566.197 | Pipeline Natural Gas |  | Combined cycle |  | Dry Low NOx Burners,Selective Catalytic Reduction |  |  | ARP, CSNOX, CSOSG2, CSSO2G1, NSPS4T | 58236 CT1 | 2016-12-01 | 2576 |  | Y | 0.055689 | 54.86% | Electric Utility | Siemens SGT6-5000F5 2x1 | Frame | 0.0065735
IA | Marshalltown Generating Station | 58236 | CT2 |  | 2023 | 6333 | 6185.61 | 1951478.76 |  | 4.258 | 0.001 | 843539.35 | 0.059 | 53.554 | 0.0105 | 14194123.867 | Pipeline Natural Gas |  | Combined cycle |  | Dry Low NOx Burners,Selective Catalytic Reduction |  |  | ARP, CSNOX, CSOSG2, CSSO2G1, NSPS4T | 58236 CT2 | 2016-12-03 | 2602 |  | Y | 0.054886 | 62.27% | Electric Utility | Siemens SGT6-5000F5 2x1 | Frame | 0.0067445
VA | Brunswick County Power Station | 58260 | 1A |  | 2023 | 5039 | 5019.43 | 2070989.78 |  | 4.281 | 0.001 | 848041.704 | 0.059 | 41.471 | 0.0077 | 14270043.71 | Pipeline Natural Gas |  | Combined cycle |  | Dry Low NOx Burners,Selective Catalytic Reduction |  |  | ARP, CSNOX, CSOSG3, CSSO2G1, RGGI | 58260 1A | 2016-01-15 | 3650 |  | Y | 0.040049 | 44.63% | Electric Utility | Mitsubishi 501GAC 3x1 | Frame | 0.0059502
VA | Brunswick County Power Station | 58260 | 1B |  | 2023 | 5285 | 5277.96 | 2176590 |  | 4.507 | 0.001 | 892725.413 | 0.059 | 42.52 | 0.0067 | 15021892.612 | Pipeline Natural Gas |  | Combined cycle |  | Dry Low NOx Burners,Selective Catalytic Reduction |  |  | ARP, CSNOX, CSOSG3, CSSO2G1, RGGI | 58260 1B | 2016-01-03 | 3650 |  | Y | 0.03907 | 46.98% | Electric Utility | Mitsubishi 501GAC 3x1 | Frame | 0.0061516
VA | Brunswick County Power Station | 58260 | 1C |  | 2023 | 5219 | 5201.68 | 2214055.52 |  | 4.57 | 0.001 | 905209.156 | 0.059 | 44.807 | 0.0075 | 15231965.495 | Pipeline Natural Gas |  | Combined cycle |  | Dry Low NOx Burners,Selective Catalytic Reduction |  |  | ARP, CSNOX, CSOSG3, CSSO2G1, RGGI | 58260 1C | 2016-01-03 | 3650 |  | Y | 0.040475 | 47.64% | Electric Utility | Mitsubishi 501GAC 3x1 | Frame | 0.0058824
NM | La Luz Energy Center | 58284 | 1 |  | 2023 | 2252 | 1991.66 | 70512.65 |  | 0.202 | 0.001 | 39932.566 | 0.0593 | 3.444 | 0.0202 | 671930.316 | Pipeline Natural Gas |  | Combustion turbine |  | Dry Low NOx Burners,Selective Catalytic Reduction |  |  | ARP | 58284 1 | 2015-12-18 | 401 |  | Y | 0.097685 | 19.13% | Electric Utility | GE LM6000PC Sprint | Aeroderivative | 0.014565
OK | Charles D Lamb Energy Center | 58325 | 1 |  | 2023 | 2748 | 2513.3 | 215170.77 |  | 0.791 | 0.001 | 156763.897 | 0.059 | 47.443 | 0.0435 | 2637847.803 | Pipeline Natural Gas |  | Combustion turbine |  | Dry Low NOx Burners |  |  | ARP, CSOSG2 | 58325 1 | 2015-04-20 | 1305.4 |  |  | 0.44098 | 23.07% | Electric Utility | Siemens SGT6-2000E | Frame | 0.03526
TX | Carbon Capture Plant | 58378 | CTHRSG |  | 2023 | 2277 | 2264.74 | 182825.67 |  | 0.679 | 0.001 | 134977.634 | 0.059 | 6.31 | 0.0057 | 2271220.827 | Pipeline Natural Gas |  | Combustion turbine |  | Selective Catalytic Reduction,Dry Low NOx Burners |  |  | ARP, CSOSG2 | 58378 CTHRSG | 2013-06-17 | 1200 |  | Y | 0.069028 | 21.61% | Cogeneration |  |  | 0.0066711
PA | Hamilton Liberty Generation Plant | 58420 | CT1 |  | 2023 | 8194 | 8189.92 | 3161515.15 |  | 6.329 | 0.001 | 1253794.846 | 0.059 | 67.454 | 0.0064 | 21097491.396 | Pipeline Natural Gas |  | Combined cycle |  | Dry Low NOx Burners,Selective Catalytic Reduction |  |  | ARP, CSNOX, CSOSG3, CSSO2G1, RGGI | 58420 CT1 | 2016-01-06 | 3144 |  | Y | 0.042672 | 76.6% | Electric Utility | Siemens SGT6-8000H 1x1 | Frame | 0.0064829
PA | Hamilton Liberty Generation Plant | 58420 | CT2 |  | 2023 | 8220 | 8216.46 | 3136807.32 |  | 6.263 | 0.001 | 1240675.812 | 0.059 | 65.44 | 0.0063 | 20876733.668 | Pipeline Natural Gas |  | Combined cycle |  | Dry Low NOx Burners,Selective Catalytic Reduction |  |  | ARP, CSNOX, CSOSG3, CSSO2G1, RGGI | 58420 CT2 | 2016-02-04 | 3144 |  | Y | 0.041724 | 75.8% | Electric Utility | Siemens SGT6-8000H 1x1 | Frame | 0.0062382
PA | Hamilton Patriot Generation Plant | 58426 | CT1 |  | 2023 | 8053 | 8046.11 | 3261455.31 |  | 6.356 | 0.001 | 1259127.814 | 0.059 | 66.756 | 0.0065 | 21187267.343 | Pipeline Natural Gas |  | Combined cycle |  | Dry Low NOx Burners,Selective Catalytic Reduction |  |  | ARP, CSNOX, CSOSG3, CSSO2G1, RGGI | 58426 CT1 | 2016-03-06 | 3250 |  | Y | 0.040936 | 74.42% | Electric Utility | Siemens SGT6-8000H 1x1 | Frame | 0.0065474
PA | Hamilton Patriot Generation Plant | 58426 | CT2 |  | 2023 | 8363 | 8355.42 | 3223677.83 |  | 6.278 | 0.001 | 1243692.282 | 0.059 | 63.865 | 0.0062 | 20927520.187 | Pipeline Natural Gas |  | Combined cycle |  | Dry Low NOx Burners,Selective Catalytic Reduction |  |  | ARP, CSNOX, CSOSG3, CSSO2G1, RGGI | 58426 CT2 | 2016-03-24 | 3250 |  | Y | 0.039622 | 73.51% | Electric Utility | Siemens SGT6-8000H 1x1 | Frame | 0.0063829
MI | Lansing BWL REO Town Plant | 58427 | 100 |  | 2023 | 5400 | 5380.42 | 205303.03 |  | 0.54 | 0.001 | 106919.517 | 0.0593 | 62.01 | 0.0683 | 1799103.79 | Pipeline Natural Gas |  | Combined cycle |  | Dry Low NOx Burners |  |  | ARP, CSNOX, CSOSG3, CSSO2G1 | 58427 100 | 2013-04-11 | 494.9 |  |  | 0.60408 | 41.5% | Cogeneration |  |  | 0.042957
MI | Lansing BWL REO Town Plant | 58427 | 200 |  | 2023 | 7302 | 7263.73 | 286418.23 |  | 0.748 | 0.001 | 148212.648 | 0.0592 | 73.762 | 0.0589 | 2494066.267 | Pipeline Natural Gas |  | Combined cycle |  | Dry Low NOx Burners |  |  | ARP, CSNOX, CSOSG3, CSSO2G1 | 58427 200 | 2013-04-15 | 494.9 |  |  | 0.51506 | 57.53% | Cogeneration |  |  | 0.04923
TX | Ector County Energy Center | 58471 | CT-1 |  | 2023 | 1701 | 1519.02 | 201404.68 |  | 1.607 | 0.001 | 136455.074 | 0.0591 | 37.521 | 0.0383 | 2296138.883 | Natural Gas |  | Combustion turbine |  | Dry Low NOx Burners |  |  | ARP, CSOSG2 | 58471 CT-1 | 2015-07-30 | 2291 |  |  | 0.37259 | 11.44% | Electric Utility | GE 7FA.03 | Frame | 0.032002
TX | Ector County Energy Center | 58471 | CT-2 |  | 2023 | 1975 | 1765.74 | 232278.5 |  | 1.869 | 0.001 | 158676.799 | 0.059 | 44.609 | 0.0374 | 2670055.099 | Natural Gas |  | Combustion turbine |  | Dry Low NOx Burners |  |  | ARP, CSOSG2 | 58471 CT-2 | 2015-08-14 | 2291 |  |  | 0.3841 | 13.3% | Electric Utility | GE 7FA.03 | Frame | 0.032229
LA | LEPA Unit No. 1 | 58478 | CC01 |  | 2023 | 3480 | 3463.25 | 189957.75 |  | 0.458 | 0.001 | 90693.1 | 0.0592 | 24.242 | 0.0312 | 1526053.725 | Pipeline Natural Gas |  | Combined cycle |  | Selective Catalytic Reduction |  |  | ARP, CSOSG2E | 58478 CC01 | 2015-11-14 | 600 |  | Y | 0.25524 | 29.03% | Electric Utility | GE LM 6000 PG 1x1 | Aeroderivative | 0.022895
OR | Carty Generating Station | 58503 | CTEU1 |  | 2023 | 7284 | 7273.85 | 3171245.42 |  | 6.98 | 0.001 | 1382621.559 | 0.059 | 69.41 | 0.006 | 23265211.1 | Pipeline Natural Gas |  | Combined cycle |  | Dry Low NOx Burners,Selective Catalytic Reduction |  |  | ARP | 58503 CTEU1 | 2016-07-01 | 3862.6 |  | Y | 0.043775 | 68.76% | Electric Utility | Mitsubishi 501GAC 1x1 | Frame | 0.0067611
TX | Montana Power Station | 58562 | GT-1 |  | 2023 | 4373 | 4016.25 | 303615.67 |  | 0.83 | 0.001 | 162681.921 | 0.0591 | 15.489 | 0.0145 | 2736704.185 | Pipeline Natural Gas | Diesel Oil | Combustion turbine |  | Selective Catalytic Reduction |  |  | ARP, CSOSG2 | 58562 GT-1 | 2015-03-07 | 858 |  | Y | 0.10203 | 36.41% | Electric Utility | GE LMS100 | Aeroderivative | 0.013628
TX | Montana Power Station | 58562 | GT-2 |  | 2023 | 4129 | 3766.85 | 298998.79 |  | 0.807 | 0.001 | 159223.216 | 0.059 | 15.116 | 0.0153 | 2679005.949 | Pipeline Natural Gas | Diesel Oil | Combustion turbine |  | Selective Catalytic Reduction |  |  | ARP, CSOSG2 | 58562 GT-2 | 2015-03-16 | 858 |  | Y | 0.10111 | 35.64% | Electric Utility | GE LMS100 | Aeroderivative | 0.015274
TX | Montana Power Station | 58562 | GT-3 |  | 2023 | 5189 | 4747.64 | 359263.63 |  | 0.994 | 0.001 | 195976.12 | 0.0591 | 19.104 | 0.0152 | 3297373.276 | Pipeline Natural Gas | Diesel Oil | Combustion turbine |  | Selective Catalytic Reduction |  |  | ARP, CSOSG2 | 58562 GT-3 | 2016-04-19 | 858 |  | Y | 0.10635 | 43.87% | Electric Utility | GE LMS100 | Aeroderivative | 0.011619
TX | Montana Power Station | 58562 | GT-4 |  | 2023 | 4027 | 3668.27 | 286401.71 |  | 0.778 | 0.001 | 153370.623 | 0.0591 | 14.987 | 0.0156 | 2580404.592 | Pipeline Natural Gas | Diesel Oil | Combustion turbine |  | Selective Catalytic Reduction |  |  | ARP, CSOSG2 | 58562 GT-4 | 2016-08-19 | 858 |  | Y | 0.10466 | 34.33% | Electric Utility | GE LMS100 | Aeroderivative | 0.011707
VT | J C McNeil | 589 | 1 |  | 2023 | 4118 | 4107.5 | 209141.5 |  | 0.94 | 0.001 | 329390 | 0.104 | 109.048 | 0.0683 | 3145989.875 | Wood | Diesel Oil, Pipeline Natural Gas | Other boiler |  | Other | Cyclone,Electrostatic Precipitator |  | ARP | 589 1 | 1984-06-02 | 842 |  |  | 1.0428 | 42.65% | Electric Utility |  |  | #N/A
PA | Shell Chemical Appalachia LLC | 58933 | 101 |  | 2023 | 8456 | 8446.75 | 414050.5 |  | 1.61 | 0.001 | 318956.65 | 0.0591 | 18.86 | 0.0075 | 5367012.225 | Pipeline Natural Gas |  | Combined cycle |  | Dry Low NOx Burners,Selective Catalytic Reduction |  |  | ARP, CSNOX, CSOSG3, CSSO2G1, RGGI | 58933 101 | 2021-06-27 | 790 |  | Y | 0.0911 | 77.55% | Cogeneration | GE 6B | Frame | 0.03192 | 8.6504
PA | Shell Chemical Appalachia LLC | 58933 | 102 |  | 2023 | 8224 | 8217 | 405862 |  | 1.573 | 0.001 | 311496.525 | 0.059 | 18.175 | 0.0074 | 5241529.175 | Pipeline Natural Gas |  | Combined cycle |  | Dry Low NOx Burners,Selective Catalytic Reduction |  |  | ARP, CSNOX, CSOSG3, CSSO2G1, RGGI | 58933 102 | 2021-06-22 | 790 |  | Y | 0.089562 | 75.74% | Cogeneration | GE 6B | Frame | 0.04261 | 11.5474
PA | Shell Chemical Appalachia LLC | 58933 | 103 |  | 2023 | 8177 | 8169.75 | 404184 |  | 1.577 | 0.001 | 312361.275 | 0.059 | 18.725 | 0.0077 | 5256000.95 | Pipeline Natural Gas |  | Combined cycle |  | Dry Low NOx Burners,Selective Catalytic Reduction |  |  | ARP, CSNOX, CSOSG3, CSSO2G1, RGGI | 58933 103 | 2021-07-01 | 790 |  | Y | 0.092656 | 75.95% | Cogeneration | GE 6B | Frame | 0.048549 | 13.1569
NE | Platte | 59 | 1 |  | 2023 | 5608 | 5583.98 | 405362.95 |  | 353.457 | 0.1509 | 487057.496 | 0.105 | 399.189 | 0.1707 | 4643955.627 | Coal | Diesel Oil | Tangentially-fired | Dry Lime FGD | Low NOx Burner Technology w/ Closed-coupled/Separated OFA | Baghouse,Electrostatic Precipitator | Halogenated PAC Sorbent Injection | ARP, CSNOX, CSSO2G2, MATS | 59 1 | 1982-08-01 | 1500 |  |  | 1.9695 | 35.34% | Electric Utility |  |  | #N/A
VA | Potomac Energy Center, LLC | 59004 | CT1 |  | 2023 | 7010 | 6996.56 | 2250711.51 |  | 0.768 | 0 | 891727.407 | 0.058 | 39.703 | 0.0054 | 15348582.84 | Natural Gas |  | Combined cycle |  | Dry Low NOx Burners,Selective Catalytic Reduction |  |  | ARP, CSNOX, CSOSG3, CSSO2G1, NSPS4T, RGGI | 59004 CT1 | 2017-01-12 | 3000 |  | Y | 0.03528 | 58.4% | Electric Utility | Siemens SGT6-5000F 2x1 | Frame | 0.0048036
VA | Potomac Energy Center, LLC | 59004 | CT2 |  | 2023 | 7278 | 7261.87 | 2334127.93 |  | 0.8 | 0 | 929605.055 | 0.058 | 40.524 | 0.0053 | 16000905.148 | Natural Gas |  | Combined cycle |  | Dry Low NOx Burners,Selective Catalytic Reduction |  |  | ARP, CSNOX, CSOSG3, CSSO2G1, NSPS4T, RGGI | 59004 CT2 | 2017-01-11 | 3000 |  | Y | 0.034723 | 60.89% | Electric Utility | Siemens SGT6-5000F 2x1 | Frame | 0.0047558
MD | Cove Point LNG Terminal | 59073 | B921A |  | 2023 | 8393 | 8385.08 |  | 719235.54 |  |  | 60608.905 | 0.0594 | 3.407 | 0.007 | 1019809.246 | Natural Gas |  | Other boiler |  |  |  |  | RGGI, SIPNOX | 59073 B921A | 2018-04-09 | 427.4 |  |  |  | 27.24% | Industrial Boiler |  |  | #N/A
MD | Cove Point LNG Terminal | 59073 | B921B |  | 2023 | 8293 | 8279.7 |  | 723972.31 |  |  | 60021.597 | 0.0593 | 3.389 | 0.0072 | 1010003.921 | Natural Gas |  | Other boiler |  |  |  |  | RGGI, SIPNOX | 59073 B921B | 2018-04-09 | 427.4 |  |  |  | 26.98% | Industrial Boiler |  |  | #N/A
MD | Cove Point LNG Terminal | 59073 | GT501A |  | 2023 | 8337 | 8334.32 | 712956.54 |  |  |  | 454186.894 | 0.059 | 30.449 | 0.008 | 7642584.562 | Natural Gas |  | Combustion turbine |  | Dry Low NOx Burners,Selective Catalytic Reduction |  |  | RGGI, SIPNOX | 59073 GT501A | 2018-04-09 | 1062 |  | Y | 0.085416 | 82.15% | Industrial Turbine | GE 7 | Frame | 0.016327 | 4.4246
MD | Cove Point LNG Terminal | 59073 | GT501B |  | 2023 | 8298 | 8294.46 | 712724.75 |  |  |  | 458182.117 | 0.059 | 30.805 | 0.008 | 7709788.126 | Natural Gas |  | Combustion turbine |  | Dry Low NOx Burners,Selective Catalytic Reduction |  |  | RGGI, SIPNOX | 59073 GT501B | 2018-04-09 | 1062 |  | Y | 0.086443 | 82.87% | Industrial Turbine | GE 7 | Frame | 0.015374 | 4.1664
MI | Holland Energy Park | 59093 | 10 |  | 2023 | 7633 | 7613.68 | 454090.23 |  | 0.972 | 0.001 | 192425.344 | 0.0592 | 16.429 | 0.0104 | 3237954.159 | Pipeline Natural Gas |  | Combined cycle |  | Dry Low NOx Burners,Selective Catalytic Reduction |  |  | ARP, CSNOX, CSOSG3, CSSO2G1 | 59093 10 | 2017-01-30 | 593 |  | Y | 0.07236 | 62.33% | Electric Utility | Siemens SGT-800 2x1 | Frame | 0.01051
MI | Holland Energy Park | 59093 | 11 |  | 2023 | 8648 | 8644.66 | 522367.96 |  | 1.122 | 0.001 | 222198.959 | 0.0592 | 19.44 | 0.0104 | 3738866.033 | Pipeline Natural Gas |  | Combined cycle |  | Dry Low NOx Burners,Selective Catalytic Reduction |  |  | ARP, CSNOX, CSOSG3, CSSO2G1 | 59093 11 | 2017-02-01 | 593 |  | Y | 0.07443 | 71.97% | Electric Utility | Siemens SGT-800 2x1 | Frame | 0.010958
DE | Christiana Substation | 591 | 11 |  | 2023 | 18 | 13.83 | 237.89 |  |  |  | 390.1 | 0.0826 | 1.54 | 0.6229 | 4816.8 | Diesel Oil |  | Combustion turbine |  | Water Injection |  |  | RGGI, SIPNOX | 591 11 | 1973-11-01 | 391 |  |  | 12.9472 | 0.1406% | Electric Utility |  |  | 0.66193
DE | Christiana Substation | 591 | 14 |  | 2023 | 17 | 14.05 | 242.22 |  |  |  | 503.1 | 0.0811 | 2.093 | 0.4962 | 6210.2 | Diesel Oil |  | Combustion turbine |  | Water Injection |  |  | RGGI, SIPNOX | 591 14 | 1973-11-01 | 391 |  |  | 17.2818 | 0.1813% | Electric Utility |  |  | 0.77269
MD | Wildcat Point Generation Facility | 59220 | CT1 |  | 2023 | 5934 | 5852.9 | 2278260.94 |  | 4.597 | 0.001 | 910594.023 | 0.059 | 58.063 | 0.0088 | 15322469.338 | Pipeline Natural Gas |  | Combined cycle |  | Dry Low NOx Burners,Selective Catalytic Reduction |  |  | ARP, CSNOX, CSOSG3, CSSO2G1, RGGI | 59220 CT1 | 2017-08-02 | 4071 |  | Y | 0.050971 | 42.97% | Electric Utility | Mitsubishi 501GAC 2x1 | Frame | 0.0073168
MD | Wildcat Point Generation Facility | 59220 | CT2 |  | 2023 | 5838 | 5758.78 | 2251584.01 |  | 4.587 | 0.001 | 908677.182 | 0.059 | 56.893 | 0.0086 | 15290287.781 | Pipeline Natural Gas |  | Combined cycle |  | Dry Low NOx Burners,Selective Catalytic Reduction |  |  | ARP, CSNOX, CSOSG3, CSSO2G1, RGGI | 59220 CT2 | 2017-07-26 | 4071 |  | Y | 0.050536 | 42.88% | Electric Utility | Mitsubishi 501GAC 2x1 | Frame | 0.0072503
DE | Edge Moor | 593 | 3 |  | 2023 | 1019 | 981.18 | 36900.88 |  | 0.131 | 0.001 | 26058.831 | 0.059 | 12.998 | 0.0535 | 439605.385 | Pipeline Natural Gas | Residual Oil | Tangentially-fired |  | Selective Non-catalytic Reduction | Electrostatic Precipitator |  | ARP, RGGI, SIPNOX | 593 3 | 1954-12-01 | 1400 |  | Y | 0.70448 | 3.585% | Electric Utility |  |  | #N/A
DE | Edge Moor | 593 | 4 |  | 2023 | 1041 | 1002.64 | 86326.9 |  | 0.275 | 0.001 | 53530.975 | 0.059 | 21.296 | 0.0461 | 903017.728 | Pipeline Natural Gas | Residual Oil | Tangentially-fired |  | Low NOx Burner Technology w/ Separated OFA | Electrostatic Precipitator |  | ARP, RGGI, SIPNOX | 593 4 | 1966-04-01 | 1867 |  |  | 0.49338 | 5.521% | Electric Utility |  |  | #N/A
DE | Edge Moor | 593 | 5 |  | 2023 | 1167 | 1121.19 | 143220.93 |  | 26.91 | 0.0164 | 99639.814 | 0.0597 | 57.873 | 0.0561 | 1639062.814 | Residual Oil | Pipeline Natural Gas | Dry bottom wall-fired boiler |  | Low NOx Burner Technology w/ Overfire Air | Cyclone |  | ARP, MATS, RGGI, SIPNOX | 593 5 | 1973-08-01 | 4695 |  |  | 0.80816 | 3.985% | Electric Utility |  |  | #N/A
NC | Kings Mountain Energy Center | 59325 | ES-1 |  | 2023 | 8394 | 8390.27 | 3378831.5 |  | 6.88 | 0.001 | 1362850.251 | 0.059 | 74.337 | 0.0068 | 22932565.314 | Pipeline Natural Gas |  | Combined cycle |  | Dry Low NOx Burners,Selective Catalytic Reduction |  |  | ARP, CSNOX, CSSO2G1, NSPS4T, SIPNOX | 59325 ES-1 | 2018-04-14 | 3603 |  | Y | 0.044002 | 72.66% | Electric Utility | Mitsubishi 501GAC 1x1 | Frame | 0.0062263
OH | Middletown Energy Center | 59326 | 1 |  | 2023 | 7576 | 7564.46 | 3443860.99 |  | 6.843 | 0.001 | 1355620.445 | 0.059 | 67.65 | 0.006 | 22810979.1 | Pipeline Natural Gas |  | Combined cycle |  | Dry Low NOx Burners,Selective Catalytic Reduction |  |  | ARP, CSNOX, CSOSG3, CSSO2G1, NSPS4T | 59326 1 | 2018-02-06 | 3824.6 |  | Y | 0.039287 | 68.09% | Electric Utility | Mitsubishi 501GAC 1x1 | Frame | 0.00604
DE | Indian River | 594 | 4 |  | 2023 | 291 | 279.32 | 26070.6 |  | 129.114 | 0.6783 | 31534.174 | 0.1028 | 21.669 | 0.104 | 307359.688 | Coal |  | Dry bottom turbo-fired boiler | Dry Lime FGD | Low NOx Burner Technology w/ Overfire Air,Selective Non-catalytic Reduction,Selective Catalytic Reduction | Electrostatic Precipitator |  | ARP, MATS, RGGI, SIPNOX | 594 4 | 1980-06-01 | 5091 |  | Y | 1.6623 | 0.6892% | Electric Utility |  |  | #N/A
OH | Oregon Clean Energy Center | 59764 | 1 |  | 2023 | 8095 | 8084.04 | 3331127.68 |  | 6.547 | 0.001 | 1296895.68 | 0.059 | 60.803 | 0.0056 | 21822771.32 | Pipeline Natural Gas |  | Combined cycle |  | Dry Low NOx Burners,Selective Catalytic Reduction |  |  | ARP, CSNOX, CSOSG3, CSSO2G1, NSPS4T | 59764 1 | 2017-05-18 | 3237.4 |  | Y | 0.036506 | 76.95% | Electric Utility | Mitsubishi 501J 1x1 | Frame | 0.0054848
OH | Oregon Clean Energy Center | 59764 | 2 |  | 2023 | 8152 | 8141.84 | 3343158.16 |  | 6.616 | 0.001 | 1310552.173 | 0.059 | 61.837 | 0.0057 | 22052533.861 | Pipeline Natural Gas |  | Combined cycle |  | Dry Low NOx Burners,Selective Catalytic Reduction |  |  | ARP, CSNOX, CSOSG3, CSSO2G1, NSPS4T | 59764 2 | 2017-03-08 | 3237.4 |  | Y | 0.036993 | 77.76% | Electric Utility | Mitsubishi 501J 1x1 | Frame | 0.0055835
OH | Carroll County Energy | 59773 | 1 |  | 2023 | 8220 | 8209.14 | 2835769.02 |  | 6.112 | 0.001 | 1210641.535 | 0.059 | 57.629 | 0.0058 | 20371332.463 | Pipeline Natural Gas |  | Combined cycle |  | Dry Low NOx Burners,Selective Catalytic Reduction |  |  | ARP, CSNOX, CSOSG3, CSSO2G1, NSPS4T | 59773 1 | 2017-09-21 | 2700 |  | Y | 0.040644 | 86.13% | Electric Utility | GE 7F.05 2x1 | Frame | 0.0082615
OH | Carroll County Energy | 59773 | 2 |  | 2023 | 8183 | 8174.12 | 2814744.35 |  | 6.075 | 0.001 | 1203411.116 | 0.059 | 58.647 | 0.0059 | 20249653.275 | Pipeline Natural Gas |  | Combined cycle |  | Dry Low NOx Burners,Selective Catalytic Reduction |  |  | ARP, CSNOX, CSOSG3, CSSO2G1, NSPS4T | 59773 2 | 2017-09-28 | 2700 |  | Y | 0.041671 | 85.61% | Electric Utility | GE 7F.05 2x1 | Frame | 0.0058368
TX | Wolf Hollow II | 59812 | CGT4 |  | 2023 | 7645 | 7633.92 | 3611248.01 |  | 7.18 | 0.001 | 1422249.062 | 0.059 | 60.879 | 0.0052 | 23932003.1 | Pipeline Natural Gas |  | Combined cycle |  | Ammonia Injection,Selective Catalytic Reduction |  |  | ARP, CSOSG2 | 59812 CGT4 | 2017-01-05 | 4564 |  | Y | 0.033716 | 59.86% | Electric Utility | GE 7HA.02 2x1 | Frame | 0.0051617
TX | Wolf Hollow II | 59812 | CGT5 |  | 2023 | 7652 | 7639.41 | 3604632.74 |  | 7.193 | 0.001 | 1424880.457 | 0.059 | 59.971 | 0.0051 | 23976387.576 | Pipeline Natural Gas |  | Combined cycle |  | Ammonia Injection,Selective Catalytic Reduction |  |  | ARP, CSOSG2 | 59812 CGT5 | 2017-01-12 | 4564 |  | Y | 0.033274 | 59.97% | Electric Utility | GE 7HA.02 2x1 | Frame | 0.004908
MA | Exelon West Medway II | 59882 | J4 |  | 2023 | 1673 | 1363.72 | 75758.67 |  | 0.229 | 0.001 | 44957.893 | 0.0593 | 3.559 | 0.0157 | 753598.665 | Pipeline Natural Gas | Diesel Oil | Combustion turbine |  | Dry Low NOx Burners,Water Injection,Selective Catalytic Reduction |  |  | ARP, RGGI, SIPNOX | 59882 J4 | 2019-02-08 | 992 |  | Y | 0.093956 | 8.672% | Electric Utility | GE LMS100 | Aeroderivative | 0.0095854 | 2.5976
MA | Exelon West Medway II | 59882 | J5 |  | 2023 | 1887 | 1538.2 | 89077.52 |  | 0.262 | 0.001 | 51697.92 | 0.0593 | 3.95 | 0.0151 | 868306.548 | Pipeline Natural Gas | Diesel Oil | Combustion turbine |  | Dry Low NOx Burners,Water Injection,Selective Catalytic Reduction |  |  | ARP, RGGI, SIPNOX | 59882 J5 | 2019-03-02 | 992 |  | Y | 0.088687 | 9.992% | Electric Utility | GE LMS100 | Aeroderivative | 0.0096205 | 2.6071
PA | Moxie Freedom Generation Plant | 59906 | 201 |  | 2023 | 6848 | 6835.76 | 3467875.52 |  | 6.829 | 0.001 | 1352741.529 | 0.059 | 71.132 | 0.0063 | 22762496.554 | Pipeline Natural Gas |  | Combined cycle |  | Dry Low NOx Burners,Selective Catalytic Reduction |  |  | ARP, CSNOX, CSOSG3, CSSO2G1, RGGI | 59906 201 | 2018-02-07 | 3700 |  | Y | 0.041023 | 70.23% | Electric Utility | GE 7HA.02 1x1 | Frame | 0.0060892
PA | Moxie Freedom Generation Plant | 59906 | 202 |  | 2023 | 7289 | 7272.33 | 3657827.63 |  | 7.22 | 0.001 | 1430160.515 | 0.059 | 72.371 | 0.0061 | 24065167.114 | Pipeline Natural Gas |  | Combined cycle |  | Dry Low NOx Burners,Selective Catalytic Reduction |  |  | ARP, CSNOX, CSOSG3, CSSO2G1, RGGI | 59906 202 | 2018-03-11 | 3700 |  | Y | 0.03957 | 74.25% | Electric Utility | GE 7HA.02 1x1 | Frame | 0.0077526
VA | Greensville County Power Station | 59913 | 1A |  | 2023 | 7011 | 7006.25 | 3689004.83 |  | 6.8 | 0.001 | 1347085.966 | 0.059 | 57.18 | 0.0052 | 22667367.647 | Pipeline Natural Gas |  | Combined cycle |  | Dry Low NOx Burners,Selective Catalytic Reduction |  |  | ARP, CSNOX, CSOSG3, CSSO2G1, RGGI | 59913 1A | 2018-08-11 | 4500 |  | Y | 0.031 | 57.5% | Electric Utility | Mitsubishi 501J 3x1 | Frame | 0.0050857
VA | Greensville County Power Station | 59913 | 1B |  | 2023 | 6876 | 6869.04 | 3401468.78 |  | 6.537 | 0.001 | 1294879.945 | 0.059 | 55.115 | 0.0052 | 21788880.194 | Pipeline Natural Gas |  | Combined cycle |  | Dry Low NOx Burners,Selective Catalytic Reduction |  |  | ARP, CSNOX, CSOSG3, CSSO2G1, RGGI | 59913 1B | 2018-07-30 | 4500 |  | Y | 0.032407 | 55.27% | Electric Utility | Mitsubishi 501J 3x1 | Frame | 0.005533
VA | Greensville County Power Station | 59913 | 1C |  | 2023 | 6884 | 6877.19 | 3453227.06 |  | 6.677 | 0.001 | 1322702.067 | 0.059 | 56.48 | 0.0053 | 22257040.217 | Pipeline Natural Gas |  | Combined cycle |  | Dry Low NOx Burners,Selective Catalytic Reduction |  |  | ARP, CSNOX, CSOSG3, CSSO2G1, RGGI | 59913 1C | 2018-07-20 | 4500 |  | Y | 0.032711 | 56.46% | Electric Utility | Mitsubishi 501J 3x1 | Frame | 0.0053301
MI | Alpine Power Plant | 59926 | AL1 |  | 2023 | 4158 | 4137.41 | 630737.16 |  | 2.015 | 0.001 | 399131.387 | 0.059 | 86.958 | 0.0261 | 6716222.482 | Pipeline Natural Gas |  | Combustion turbine |  | Dry Low NOx Burners |  |  | ARP, CSNOX, CSOSG3, CSSO2G1 | 59926 AL1 | 2016-06-13 | 2200 |  |  | 0.27573 | 34.85% | Electric Utility | GE 7FA.05 | Frame | 0.036668
MI | Alpine Power Plant | 59926 | AL2 |  | 2023 | 1404 | 1350.86 | 208218.08 |  | 0.661 | 0.001 | 130910.631 | 0.0587 | 30.384 | 0.0293 | 2202841.625 | Pipeline Natural Gas |  | Combustion turbine |  | Dry Low NOx Burners |  |  | ARP, CSNOX, CSOSG3, CSSO2G1 | 59926 AL2 | 2016-05-23 | 2200 |  |  | 0.29185 | 11.43% | Electric Utility | GE 7FA.05 | Frame | 0.038931
NE | Gerald Whelan Energy Center | 60 | 1 |  | 2023 | 6424 | 6420.93 | 393704.68 |  | 1652.898 | 0.8215 | 419728.269 | 0.105 | 388.048 | 0.1923 | 4002005.816 | Coal |  | Tangentially-fired |  | Overfire Air | Electrostatic Precipitator |  | ARP, CSNOX, CSSO2G2, MATS | 60 1 | 1981-07-01 | 835 |  |  | 1.9713 | 54.71% | Electric Utility |  |  | #N/A
NE | Gerald Whelan Energy Center | 60 | 2 |  | 2023 | 4453 | 4440.77 | 830576.61 |  | 472.993 | 0.236 | 780773.919 | 0.105 | 579.547 | 0.1513 | 7444451.175 | Coal |  | Dry bottom wall-fired boiler | Dry Lime FGD | Selective Catalytic Reduction |  |  | ARP, CSNOX, CSSO2G2, MATS | 60 2 | 2010-10-26 | 2210.5 |  | Y | 1.3955 | 38.44% | Electric Utility |  |  | #N/A
AL | James H Miller Jr | 6002 | 1 |  | 2023 | 7231 | 7226.75 | 3671968 |  | 212.103 | 0.016 | 3894002.775 | 0.105 | 1239.247 | 0.0661 | 37128191.125 | Coal | Diesel Oil, Pipeline Natural Gas | Dry bottom wall-fired boiler | Wet Limestone | Selective Catalytic Reduction,Low NOx Burner Technology (Dry Bottom only) | Electrostatic Precipitator | Catalyst (gold, palladium, or other) used to oxidize mercury | ARP, CSNOX, CSOSG2, CSSO2G2, MATS | 6002 1 | 1978-10-12 | 11845 |  | Y | 0.67498 | 35.78% | Electric Utility |  |  | #N/A
AL | James H Miller Jr | 6002 | 2 |  | 2023 | 7147 | 7139.75 | 3779352.25 |  | 142.862 | 0.0129 | 4039641.95 | 0.105 | 1282.042 | 0.0668 | 38516811.975 | Coal | Diesel Oil, Pipeline Natural Gas | Dry bottom wall-fired boiler | Wet Limestone | Selective Catalytic Reduction,Low NOx Burner Technology (Dry Bottom only) | Electrostatic Precipitator | Catalyst (gold, palladium, or other) used to oxidize mercury | ARP, CSNOX, CSOSG2, CSSO2G2, MATS | 6002 2 | 1985-05-01 | 10117 |  | Y | 0.67845 | 43.46% | Electric Utility |  |  | #N/A
AL | James H Miller Jr | 6002 | 3 |  | 2023 | 8721 | 8718.5 | 4781800.5 |  | 226.444 | 0.0092 | 5112281.875 | 0.105 | 1562.154 | 0.0634 | 48744083.65 | Coal | Diesel Oil, Pipeline Natural Gas | Dry bottom wall-fired boiler | Wet Limestone | Selective Catalytic Reduction,Low NOx Burner Technology (Dry Bottom only) | Electrostatic Precipitator | Catalyst (gold, palladium, or other) used to oxidize mercury | ARP, CSNOX, CSOSG2, CSSO2G2, MATS | 6002 3 | 1989-05-01 | 10975 |  | Y | 0.65337 | 50.7% | Electric Utility |  |  | #N/A
AL | James H Miller Jr | 6002 | 4 |  | 2023 | 8690 | 8686.75 | 4759583.75 |  | 195.792 | 0.0082 | 5063251.7 | 0.105 | 1594.917 | 0.0662 | 48276618.675 | Coal | Diesel Oil, Pipeline Natural Gas | Dry bottom wall-fired boiler | Wet Limestone | Selective Catalytic Reduction,Low NOx Burner Technology (Dry Bottom only) | Electrostatic Precipitator | Catalyst (gold, palladium, or other) used to oxidize mercury | ARP, CSNOX, CSOSG2, CSSO2G2, MATS | 6002 4 | 1991-03-05 | 11520 |  | Y | 0.67019 | 47.84% | Electric Utility |  |  | #N/A
WV | Pleasants Power Station | 6004 | 1 |  | 2023 | 4439 | 4421.67 | 2488663.31 |  | 3054.561 | 0.287 | 2395474.068 | 0.1029 | 2294.277 | 0.193 | 23347712.537 | Coal |  | Dry bottom wall-fired boiler | Wet Lime FGD | Low NOx Burner Technology (Dry Bottom only),Selective Catalytic Reduction | Electrostatic Precipitator |  | ARP, CSNOX, CSOSG2E, CSSO2G1, MATS | 6004 1 | 1979-01-01 | 8055 |  | Y | 1.8438 | 33.09% | Electric Utility |  |  | #N/A
WV | Pleasants Power Station | 6004 | 2 |  | 2023 | 4788 | 4771.9 | 2625491.48 |  | 3932.941 | 0.3099 | 2612093.542 | 0.1029 | 2266.283 | 0.1759 | 25459002.963 | Coal |  | Dry bottom wall-fired boiler | Wet Lime FGD | Low NOx Burner Technology (Dry Bottom only),Selective Catalytic Reduction | Electrostatic Precipitator |  | ARP, CSNOX, CSOSG2E, CSSO2G1, MATS | 6004 2 | 1980-01-01 | 8800 |  | Y | 1.7264 | 33.03% | Electric Utility |  |  | #N/A
AR | White Bluff | 6009 | 1 |  | 2023 | 3049 | 3043.03 | 1321699.36 |  | 3480.766 | 0.4355 | 1602500.369 | 0.1043 | 1164.838 | 0.1553 | 15287807.089 | Coal | Residual Oil | Tangentially-fired |  | Low NOx Burner Technology w/ Separated OFA | Electrostatic Precipitator | Additives to Enhance PAC and Existing Equipment Performance | ARP, CSOSG2, MATS | 6009 1 | 1980-08-22 | 9950 |  |  | 1.7626 | 17.54% | Electric Utility |  |  | #N/A
AR | White Bluff | 6009 | 2 |  | 2023 | 5425 | 5415.96 | 2433095.49 |  | 6036.467 | 0.4441 | 2747399.47 | 0.1046 | 2021.159 | 0.1668 | 26204433.231 | Coal | Residual Oil | Tangentially-fired |  | Low NOx Burner Technology w/ Separated OFA | Electrostatic Precipitator | Additives to Enhance PAC and Existing Equipment Performance | ARP, CSOSG2, MATS | 6009 2 | 1981-07-23 | 10016 |  |  | 1.6614 | 29.87% | Electric Utility |  |  | #N/A
TX | Colorado Bend II | 60122 | CT7 |  | 2023 | 7920 | 7908.71 | 4024966.31 |  | 7.859 | 0.001 | 1556848.679 | 0.059 | 54.308 | 0.0043 | 26196953.201 | Pipeline Natural Gas |  | Combined cycle |  | Ammonia Injection,Selective Catalytic Reduction |  |  | ARP, CSOSG2 | 60122 CT7 | 2017-02-10 | 4564 |  | Y | 0.026986 | 65.52% | Electric Utility | GE 7HA.02 2x1 | Frame | 0.0048486
TX | Colorado Bend II | 60122 | CT8 |  | 2023 | 7917 | 7905.18 | 4020112.38 |  | 7.881 | 0.001 | 1561247.634 | 0.059 | 55.214 | 0.0044 | 26270969.011 | Pipeline Natural Gas |  | Combined cycle |  | Ammonia Injection,Selective Catalytic Reduction |  |  | ARP, CSOSG2 | 60122 CT8 | 2017-03-02 | 4564 |  | Y | 0.027469 | 65.71% | Electric Utility | GE 7HA.02 2x1 | Frame | 0.0051296
CA | Olive | 6013 | 1 |  | 2023 | 0 | 0 | [9 empty] | Pipeline Natural Gas |  | Dry bottom wall-fired boiler |  | Low NOx Burner Technology (Dry Bottom only),Selective Catalytic Reduction |  |  | ARP | 6013 1 | 1958-01-01 | 552 |  | Y |  | 0% | Electric Utility |  |  | #N/A
CA | Olive | 6013 | 2 |  | 2023 | 0 | 0 | [9 empty] | Pipeline Natural Gas |  | Dry bottom wall-fired boiler |  | Combustion Modification/Fuel Reburning,Selective Catalytic Reduction |  |  | ARP | 6013 2 | 1964-01-01 | 605 |  | Y |  | 0% | Electric Utility |  |  | #N/A
IL | Newton | 6017 | 1 |  | 2023 | 7899 | 7888.1 | 3375064.06 |  | 7421.618 | 0.5215 | 3794291.578 | 0.1049 | 2090.753 | 0.1155 | 36177452.825 | Coal |  | Tangentially-fired |  | Low NOx Burner Technology w/ Closed-coupled/Separated OFA,Other | Electrostatic Precipitator |  | ARP, CSNOX, CSOSG3, CSSO2G1, MATS | 6017 1 | 1977-11-18 | 7449 |  |  | 1.2389 | 55.44% | Electric Utility |  |  | #N/A
KY | East Bend | 6018 | 2 |  | 2023 | 5960 | 5949 | 2456362.62 |  | 1562.314 | 0.1147 | 2727244.902 | 0.103 | 1410.015 | 0.1069 | 26581377.568 | Coal |  | Dry bottom wall-fired boiler | Wet Lime FGD | Selective Catalytic Reduction,Overfire Air | Electrostatic Precipitator,Wet Scrubber |  | ARP, CSNOX, CSOSG2E, CSSO2G1, MATS | 6018 2 | 1981-03-24 | 7886 |  | Y | 1.1481 | 38.48% | Electric Utility |  |  | #N/A
MD | Brandon Shores | 602 | 1 |  | 2023 | 1961 | 1947.52 | 544329.49 |  | 291.832 | 0.0852 | 649917.362 | 0.1028 | 308.159 | 0.0979 | 6334463.421 | Coal |  | Dry bottom wall-fired boiler | Wet Lime FGD | Low NOx Burner Technology w/ Overfire Air,Selective Catalytic Reduction | Cyclone,Baghouse |  | ARP, CSNOX, CSOSG3, CSSO2G1, MATS, RGGI | 602 1 | 1984-05-15 | 8000 |  | Y | 1.1323 | 9.039% | Electric Utility |  |  | #N/A
MD | Brandon Shores | 602 | 2 |  | 2023 | 2543 | 2529.97 | 722368.77 |  | 241.311 | 0.0793 | 701886.494 | 0.1028 | 314.189 | 0.0909 | 6840999.418 | Coal |  | Dry bottom wall-fired boiler | Wet Limestone | Low NOx Burner Technology w/ Overfire Air,Selective Catalytic Reduction | Cyclone,Baghouse |  | ARP, CSNOX, CSOSG3, CSSO2G1, MATS, RGGI | 602 2 | 1991-05-28 | 8000 |  | Y | 0.86989 | 9.762% | Electric Utility |  |  | #N/A
CO | Craig | 6021 | C1 |  | 2023 | 8083 | 8072.47 | 2015029.49 |  | 526.926 | 0.0474 | 2210610.216 | 0.105 | 2518.031 | 0.2337 | 21077513.402 | Coal | Pipeline Natural Gas | Dry bottom wall-fired boiler | Wet Limestone | Low NOx Burner Technology w/ Overfire Air | Baghouse |  | ARP, MATS | 6021 C1 | 1980-07-01 | 5300 |  |  | 2.4992 | 45.4% | Electric Utility |  |  | #N/A
CO | Craig | 6021 | C2 |  | 2023 | 5582 | 5573.88 | 1245370.13 |  | 282.48 | 0.0381 | 1457229.042 | 0.105 | 401.375 | 0.0562 | 13894277.443 | Coal | Pipeline Natural Gas | Dry bottom wall-fired boiler | Wet Limestone | Low NOx Burner Technology w/ Overfire Air,Selective Catalytic Reduction | Baghouse |  | ARP, MATS | 6021 C2 | 1979-11-01 | 5300 |  | Y | 0.64459 | 29.93% | Electric Utility |  |  | #N/A
CO | Craig | 6021 | C3 |  | 2023 | 7624 | 7611.42 | 1981366.4 |  | 1195.702 | 0.117 | 2135790.307 | 0.105 | 2131.88 | 0.2023 | 20364134.444 | Coal | Pipeline Natural Gas | Dry bottom wall-fired boiler | Dry Lime FGD | Low NOx Burner Technology w/ Overfire Air,Selective Non-catalytic Reduction | Baghouse |  | ARP, MATS | 6021 C3 | 1984-10-01 | 5500 |  | Y | 2.1519 | 42.27% | Electric Utility |  |  | #N/A
TX | Bacliff Generating Station | 60264 | BCGT1 |  | 2023 | 892 | 773.02 | 40989.8 |  | 0.161 | 0.0009 | 32635 | 0.0591 | 17.897 | 0.1298 | 552882 | Pipeline Natural Gas |  | Combustion turbine |  | Dry Low NOx Burners |  |  | ARP, CSOSG2 | 60264 BCGT1 | 2016-11-27 | 921.7 |  |  | 0.87324 | 6.848% | Electric Utility | GE MS7001E | Frame | 0.098001
TX | Bacliff Generating Station | 60264 | BCGT2 |  | 2023 | 818 | 708.41 | 38315.47 |  | 0.161 | 0.0009 | 30584.1 | 0.059 | 18.58 | 0.1506 | 518577.6 | Pipeline Natural Gas |  | Combustion turbine |  | Dry Low NOx Burners |  |  | ARP, CSOSG2 | 60264 BCGT2 | 2016-11-27 | 921.7 |  |  | 0.96984 | 6.423% | Electric Utility | GE MS7001E | Frame | 0.10286
TX | Bacliff Generating Station | 60264 | BCGT3 |  | 2023 | 854 | 753.45 | 39201.4 |  | 0.155 | 0.0009 | 31275.4 | 0.0589 | 19.933 | 0.1446 | 529855.1 | Pipeline Natural Gas |  | Combustion turbine |  | Dry Low NOx Burners |  |  | ARP, CSOSG2 | 60264 BCGT3 | 2017-01-04 | 921.7 |  |  | 1.017 | 6.562% | Electric Utility | GE MS7001E | Frame | 0.12117
TX | Bacliff Generating Station | 60264 | BCGT4 |  | 2023 | 824 | 729.88 | 39135.07 |  | 0.155 | 0.0009 | 31116.6 | 0.0589 | 17.453 | 0.1247 | 527761.5 | Pipeline Natural Gas |  | Combustion turbine |  | Dry Low NOx Burners |  |  | ARP, CSOSG2 | 60264 BCGT4 | 2017-01-05 | 921.7 |  |  | 0.89194 | 6.536% | Electric Utility | GE MS7001E | Frame | 0.10429
TX | Bacliff Generating Station | 60264 | BCGT5 |  | 2023 | 839 | 745.53 | 39564.33 |  | 0.16 | 0.0009 | 31989.4 | 0.059 | 18.798 | 0.1319 | 541985.8 | Pipeline Natural Gas |  | Combustion turbine |  | Dry Low NOx Burners |  |  | ARP, CSOSG2 | 60264 BCGT5 | 2017-02-01 | 921.7 |  |  | 0.95025 | 6.713% | Electric Utility | GE MS7001E | Frame | 0.10338
TX | Bacliff Generating Station | 60264 | BCGT6 |  | 2023 | 1125 | 977.58 | 52020.72 |  | 0.2 | 0.0009 | 40629.5 | 0.059 | 27.905 | 0.16 | 688805.3 | Pipeline Natural Gas |  | Combustion turbine |  | Dry Low NOx Burners |  |  | ARP, CSOSG2 | 60264 BCGT6 | 2017-02-10 | 921.7 |  |  | 1.0728 | 8.531% | Electric Utility | GE MS7001E | Aeroderivative | 0.10949
ND | Coal Creek | 6030 | 1 |  | 2023 | 6315 | 6297 | 3168080.8 |  | 2258.249 | 0.139 | 3476895.806 | 0.109 | 2030.863 | 0.1273 | 31936202.148 | Coal |  | Tangentially-fired | Wet Lime FGD | Low NOx Burner Technology w/ Closed-coupled/Separated OFA | Electrostatic Precipitator | Additives to Enhance PAC and Existing Equipment Performance | ARP, MATS | 6030 1 | 1979-08-30 | 6238 |  |  | 1.2821 | 58.44% | Electric Utility |  |  | #N/A
ND | Coal Creek | 6030 | 2 |  | 2023 | 8377 | 8367.03 | 4610647.44 |  | 3287.971 | 0.1435 | 4963860.995 | 0.109 | 2870.471 | 0.1261 | 45594374.174 | Coal |  | Tangentially-fired | Wet Lime FGD | Low NOx Burner Technology w/ Closed-coupled/Separated OFA,Overfire Air | Electrostatic Precipitator | Additives to Enhance PAC and Existing Equipment Performance | ARP, MATS | 6030 2 | 1981-07-31 | 6364.2 |  |  | 1.2451 | 81.78% | Electric Utility |  |  | #N/A
MD | Keys Energy Center | 60302 | 11 |  | 2023 | 7426 | 7409.96 | 2294096.28 |  | 4.968 | 0.001 | 984076.229 | 0.059 | 47.261 | 0.0058 | 16559015.04 | Pipeline Natural Gas |  | Combined cycle |  | Selective Catalytic Reduction |  |  | ARP, CSNOX, CSOSG3, CSSO2G1, RGGI | 60302 11 | 2018-05-18 | 3100 |  | Y | 0.041202 | 60.98% | Electric Utility | Siemens SGT6-5000F 2x1 | Frame | 0.0057061
MD | Keys Energy Center | 60302 | 12 |  | 2023 | 6423 | 6412.09 | 1961528.58 |  | 4.231 | 0.001 | 838186.824 | 0.059 | 40.534 | 0.0058 | 14104125.089 | Pipeline Natural Gas |  | Combined cycle |  | Steam Injection |  |  | ARP, CSNOX, CSOSG3, CSSO2G1, RGGI | 60302 12 | 2018-06-02 | 3100 |  |  | 0.041329 | 51.94% | Electric Utility | Siemens SGT6-5000F 2x1 | Frame | 0.005707
MI | Belle River | 6034 | 1 |  | 2023 | 7734 | 7729.06 | 3536799.77 |  | 8831.158 | 0.5483 | 3322921.937 | 0.105 | 3418.006 | 0.2161 | 31683071.133 | Coal | Diesel Oil | Dry bottom wall-fired boiler |  | Low NOx Burner Technology (Dry Bottom only) | Electrostatic Precipitator | Halogenated PAC Sorbent Injection | ARP, CSNOX, CSOSG3, CSSO2G1, MATS | 6034 1 | 1984-04-01 | 8100 |  |  | 1.9328 | 44.65% | Electric Utility |  |  | #N/A
MI | Belle River | 6034 | 2 |  | 2023 | 6593 | 6579.97 | 2812623.96 |  | 7961.242 | 0.5671 | 2924927.586 | 0.1049 | 3142.187 | 0.2269 | 27888305.13 | Coal | Diesel Oil | Dry bottom wall-fired boiler |  | Low NOx Burner Technology (Dry Bottom only) | Electrostatic Precipitator | Halogenated PAC Sorbent Injection | ARP, CSNOX, CSOSG3, CSSO2G1, MATS | 6034 2 | 1985-04-01 | 8300 |  |  | 2.2343 | 38.36% | Electric Utility |  |  | #N/A
MI | Belle River | 6034 | CTG121 |  | 2023 | 875 | 825.24 | 63423.62 |  | 0.231 | 0.001 | 45722.786 | 0.0589 | 10.043 | 0.0304 | 769378.751 | Pipeline Natural Gas |  | Combustion turbine |  | Dry Low NOx Burners |  |  | ARP, CSNOX, CSOSG3, CSSO2G1 | 6034 CTG121 | 1999-07-01 | 1125 |  |  | 0.3167 | 7.807% | Electric Utility | GE MS7001EA | Frame | 0.02815
MI | Belle River | 6034 | CTG122 |  | 2023 | 695 | 659.18 | 50458.88 |  | 0.181 | 0.001 | 35781.704 | 0.059 | 8.945 | 0.0336 | 602087.878 | Pipeline Natural Gas |  | Combustion turbine |  | Dry Low NOx Burners |  |  | ARP, CSNOX, CSOSG3, CSSO2G1 | 6034 CTG122 | 1999-07-01 | 1110 |  |  | 0.35455 | 6.192% | Electric Utility | GE MS7001EA | Frame | 0.029324
MI | Belle River | 6034 | CTG131 |  | 2023 | 592 | 549.47 | 41286.58 |  | 0.152 | 0.001 | 30028.301 | 0.059 | 7.201 | 0.0333 | 505296.677 | Pipeline Natural Gas |  | Combustion turbine |  | Dry Low NOx Burners |  |  | ARP, CSNOX, CSOSG3, CSSO2G1 | 6034 CTG131 | 1999-07-01 | 1125 |  |  | 0.34883 | 5.127% | Electric Utility | GE MS7001EA | Frame | 0.028999
GA | Albany Green Energy LLC | 60340 | B0004 |  | 2023 | 8103 | 8086.84 |  | 4291986.49 | 5.645 | 0.0021 | 768218.23 | 0.1087 | 204.364 | 0.0616 | 7022664.949 | Wood | Other Solid Fuel | Circulating fluidized bed boiler | Dry Sorbent Injection | Selective Non-catalytic Reduction | Baghouse |  | ARP, CSNOX, CSOSG1, CSSO2G2 | 60340 B0004 | 2017-05-20 | 1209 |  | Y |  | 66.31% | Cogeneration |  |  | #N/A
FL | Okeechobee Clean Energy Center | 60345 | OCEC1A |  | 2023 | 4944 | 4909.75 | 2534811.77 |  | 4.523 | 0.001 | 895112.612 | 0.059 | 51.505 | 0.0073 | 15056982.713 | Pipeline Natural Gas | Diesel Oil, Other Gas | Combined cycle |  | Dry Low NOx Burners,Selective Catalytic Reduction |  |  | ARP, NSPS4T | 60345 OCEC1A | 2018-09-23 | 3681 |  | Y | 0.040638 | 46.69% | Electric Utility | GE 7HA.02 3x1 | Frame | 0.0070845
FL | Okeechobee Clean Energy Center | 60345 | OCEC1B |  | 2023 | 7808 | 7771.8 | 3987599.29 |  | 7.324 | 0.001 | 1449960.507 | 0.059 | 83.756 | 0.0072 | 24393746.302 | Pipeline Natural Gas | Diesel Oil | Combined cycle |  | Dry Low NOx Burners,Selective Catalytic Reduction |  |  | ARP, NSPS4T | 60345 OCEC1B | 2018-10-10 | 3681 |  | Y | 0.042008 | 75.65% | Electric Utility | GE 7HA.02 3x1 | Frame | 0.0070167
FL | Okeechobee Clean Energy Center | 60345 | OCEC1C |  | 2023 | 8124 | 8106.95 | 4207349.44 |  | 7.628 | 0.001 | 1511068.652 | 0.059 | 87.927 | 0.0071 | 25426662.235 | Pipeline Natural Gas | Diesel Oil | Combined cycle |  | Dry Low NOx Burners,Selective Catalytic Reduction |  |  | ARP, NSPS4T | 60345 OCEC1C | 2018-10-30 | 3681 |  | Y | 0.041797 | 78.85% | Electric Utility | GE 7HA.02 3x1 | Frame | 0.0075479
MI | Greenwood | 6035 | 1 |  | 2023 | 3247 | 3217.45 | 970287.27 |  | 3.571 | 0.0012 | 585771.836 | 0.059 | 692.873 | 0.1155 | 9877552.945 | Pipeline Natural Gas | Residual Oil | Dry bottom wall-fired boiler |  |  |  |  | ARP, CSNOX, CSOSG3, CSSO2G1 | 6035 1 | 1978-06-01 | 8500 |  |  | 1.4282 | 13.27% | Electric Utility |  |  | #N/A
MI | Greenwood | 6035 | CTG111 |  | 2023 | 604 | 567.52 | 43215.96 |  | 0.16 | 0.001 | 31626.797 | 0.059 | 7.632 | 0.0286 | 532214.503 | Pipeline Natural Gas |  | Combustion turbine |  | Dry Low NOx Burners |  |  | ARP, CSNOX, CSOSG3, CSSO2G1 | 6035 CTG111 | 1999-07-01 | 1200 |  |  | 0.3532 | 5.063% | Electric Utility | GE Unknown |  | 0.028939
MI | Greenwood | 6035 | CTG112 |  | 2023 | 682 | 640.13 | 49386.66 |  | 0.179 | 0.001 | 35382.667 | 0.059 | 8.423 | 0.0282 | 595385.411 | Pipeline Natural Gas |  | Combustion turbine |  | Dry Low NOx Burners |  |  | ARP, CSNOX, CSOSG3, CSSO2G1 | 6035 CTG112 | 1999-07-01 | 1150 |  |  | 0.3411 | 5.91% | Electric Utility | GE Unknown |  | 0.029246
MI | Greenwood | 6035 | CTG121 |  | 2023 | 554 | 511.34 | 37832.04 |  | 0.139 | 0.001 | 27623.329 | 0.059 | 5.195 | 0.0223 | 464835.075 | Pipeline Natural Gas |  | Combustion turbine |  | Dry Low NOx Burners |  |  | ARP, CSNOX, CSOSG3, CSSO2G1 | 6035 CTG121 | 1999-07-01 | 1150 |  |  | 0.27463 | 4.614% | Electric Utility | GE Unknown |  | 0.026696
OH | South Field Energy, LLC | 60356 | 1 |  | 2023 | 7985 | 7978.45 | 4472202.45 |  | 8.537 | 0.001 | 1691061.586 | 0.059 | 85.224 | 0.006 | 28455404.253 | Pipeline Natural Gas |  | Combined cycle |  | Dry Low NOx Burners,Selective Catalytic Reduction |  |  | ARP, CSNOX, CSOSG3, CSSO2G1, NSPS4T | 60356 1 | 2021-06-14 | 4250 |  | Y | 0.038113 | 76.43% | Electric Utility | GE 7HA.02 2x1 | Frame | 0.0063631 | 1.7244
OH | South Field Energy, LLC | 60356 | 2 |  | 2023 | 7498 | 7489.22 | 4186774.73 |  | 7.978 | 0.001 | 1580361.478 | 0.059 | 79.774 | 0.006 | 26592662.507 | Pipeline Natural Gas |  | Combined cycle |  | Dry Low NOx Burners,Selective Catalytic Reduction |  |  | ARP, CSNOX, CSOSG3, CSSO2G1, NSPS4T | 60356 2 | 2021-07-18 | 4250 |  | Y | 0.038108 | 71.43% | Electric Utility | GE 7HA.02 2x1 | Frame | 0.0064489 | 1.7477
PA | Lackawanna Energy Center | 60357 | 1 |  | 2023 | 7890 | 7883.22 | 3638850.93 |  | 7.036 | 0.001 | 1393777.79 | 0.059 | 56.019 | 0.0048 | 23452974.062 | Pipeline Natural Gas |  | Combined cycle |  | Dry Low NOx Burners,Selective Catalytic Reduction |  |  | ARP, CSNOX, CSOSG3, CSSO2G1, RGGI | 60357 1 | 2018-03-03 | 3304 |  | Y | 0.030789 | 81.03% | Electric Utility | GE 7HA.02 1x1 | Frame | 0.0051397
PA | Lackawanna Energy Center | 60357 | 2 |  | 2023 | 7578 | 7560.61 | 3565899.36 |  | 6.866 | 0.001 | 1360069.285 | 0.059 | 60.578 | 0.0053 | 22885730.777 | Pipeline Natural Gas |  | Combined cycle |  | Dry Low NOx Burners,Selective Catalytic Reduction |  |  | ARP, CSNOX, CSOSG3, CSSO2G1, RGGI | 60357 2 | 2018-07-01 | 3304 |  | Y | 0.033976 | 79.07% | Electric Utility | GE 7HA.02 1x1 | Frame | 0.0055184
PA | Lackawanna Energy Center | 60357 | 3 |  | 2023 | 7619 | 7609.89 | 3479750.74 |  | 6.715 | 0.001 | 1330222.678 | 0.059 | 50.271 | 0.0045 | 22383545.181 | Pipeline Natural Gas |  | Combined cycle |  | Dry Low NOx Burners,Selective Catalytic Reduction |  |  | ARP, CSNOX, CSOSG3, CSSO2G1, RGGI | 60357 3 | 2018-09-12 | 3500 |  | Y | 0.028893 | 73.01% | Electric Utility | GE 7HA.02 1x1 | Frame | 0.0050259
PA | Hummel Station | 60368 | CT1 |  | 2023 | 8086 | 8073.8 | 2702776.9 |  | 5.55 | 0.001 | 1099398.405 | 0.059 | 55.914 | 0.0062 | 18499473.125 | Pipeline Natural Gas |  | Combined cycle |  | Dry Low NOx Burners,Selective Catalytic Reduction |  |  | ARP, CSNOX, CSOSG3, CSSO2G1, RGGI | 60368 CT1 | 2018-03-26 | 2623 |  | Y | 0.041375 | 80.51% | Electric Utility | Siemens SGT6-5000F 3x1 | Frame | 0.0062728
PA | Hummel Station | 60368 | CT2 |  | 2023 | 8088 | 8078.38 | 2706229.81 |  | 5.588 | 0.001 | 1106841.023 | 0.059 | 56.161 | 0.0061 | 18624683.42 | Pipeline Natural Gas |  | Combined cycle |  | Dry Low NOx Burners,Selective Catalytic Reduction |  |  | ARP, CSNOX, CSOSG3, CSSO2G1, RGGI | 60368 CT2 | 2018-03-23 | 2625 |  | Y | 0.041505 | 80.99% | Electric Utility | Siemens SGT6-5000F 3x1 | Frame | 0.0062475
PA | Hummel Station | 60368 | CT3 |  | 2023 | 7376 | 7365.35 | 2455699.96 |  | 5.015 | 0.001 | 993346.774 | 0.059 | 50.472 | 0.0062 | 16714955.973 | Pipeline Natural Gas |  | Combined cycle |  | Dry Low NOx Burners,Selective Catalytic Reduction |  |  | ARP, CSNOX, CSOSG3, CSSO2G1, RGGI | 60368 CT3 | 2018-03-25 | 2580 |  | Y | 0.041106 | 73.96% | Electric Utility | Siemens SGT6-5000F 3x1 | Frame | 0.0066915
OH | Clean Energy Future - Lordstown, LLC | 60376 | 1 |  | 2023 | 7699 | 7680.74 | 3184899.51 |  | 6.33 | 0.001 | 1253965.521 | 0.059 | 64.666 | 0.0064 | 21100364.544 | Pipeline Natural Gas |  | Combined cycle |  | Dry Low NOx Burners,Selective Catalytic Reduction |  |  | ARP, CSNOX, CSOSG3, CSSO2G1, NSPS4T | 60376 1 | 2018-07-13 | 3630 |  | Y | 0.040608 | 66.36% | Electric Utility | Siemens SGT6-8000H 2x1 | Frame | 0.0060498
OH | Clean Energy Future - Lordstown, LLC | 60376 | 2 |  | 2023 | 7702 | 7687.28 | 3157728.63 |  | 6.278 | 0.001 | 1243619.223 | 0.059 | 70.554 | 0.0069 | 20926236.882 | Pipeline Natural Gas |  | Combined cycle |  | Dry Low NOx Burners,Selective Catalytic Reduction |  |  | ARP, CSNOX, CSOSG3, CSSO2G1, NSPS4T | 60376 2 | 2018-07-14 | 3630 |  | Y | 0.044687 | 65.81% | Electric Utility | Siemens SGT6-8000H 2x1 | Frame | 0.0063175
IL | Invenergy Nelson Expansion LLC | 60387 | 3 |  | 2023 | 1122 | 1025.52 | 137290.95 |  | 0.454 | 0.001 | 88439.015 | 0.0593 | 19.923 | 0.0323 | 1480909.344 | Pipeline Natural Gas | Diesel Oil | Combustion turbine (Started Apr 19, 2023) |  | Dry Low NOx Burners (Began Apr 19, 2023),Water Injection (Began Apr 19, 2023) |  |  | ARP, CSNOX, CSOSG3, CSSO2G1 | 60387 3 | 2023-04-19 | 2180 |  |  | 0.29023 | 7.755% | Electric Utility | GE 7FA.03 | Frame | 0.026906 | 7.2916
IL | Invenergy Nelson Expansion LLC | 60387 | 4 |  | 2023 | 1016 | 912.94 | 121697.27 |  | 0.416 | 0.001 | 79446.713 | 0.0596 | 21.432 | 0.0406 | 1321041.96 | Pipeline Natural Gas | Diesel Oil | Combustion turbine (Started Apr 27, 2023) |  | Dry Low NOx Burners (Began Apr 27, 2023),Water Injection (Began Apr 27, 2023) |  |  | ARP, CSNOX, CSOSG3, CSSO2G1 | 60387 4 | 2023-04-27 | 2180 |  |  | 0.35222 | 6.918% | Electric Utility | GE 7FA.03 | Frame | 0.032447 | 8.7932
KY | H L Spurlock | 6041 | 1 |  | 2023 | 6135 | 6125.61 | 1485258.94 |  | 525.018 | 0.0649 | 1476704.227 | 0.103 | 603.083 | 0.0844 | 14392887.101 | Coal |  | Dry bottom wall-fired boiler | Wet Limestone | Selective Catalytic Reduction,Low NOx Burner Technology (Dry Bottom only) | Electrostatic Precipitator,Wet ESP,Wet Scrubber |  | ARP, CSNOX, CSOSG2E, CSSO2G1, MATS | 6041 1 | 1977-09-01 | 3641 |  | Y | 0.81209 | 45.13% | Electric Utility |  |  | #N/A
KY | H L Spurlock | 6041 | 2 |  | 2023 | 7306 | 7300.08 | 3110384.4 |  | 1735.447 | 0.1026 | 3263558.071 | 0.103 | 1392.119 | 0.0876 | 31808596.174 | Coal |  | Tangentially-fired | Wet Limestone | Selective Catalytic Reduction,Low NOx Burner Technology w/ Closed-coupled OFA | Wet ESP,Wet Scrubber,Electrostatic Precipitator |  | ARP, CSNOX, CSOSG2E, CSSO2G1, MATS | 6041 2 | 1981-03-02 | 6314.9 |  | Y | 0.89514 | 57.5% | Electric Utility |  |  | #N/A
KY | H L Spurlock | 6041 | 3 |  | 2023 | 7360 | 7356.18 | 1868724.7 |  | 1100.603 | 0.1397 | 1712124.087 | 0.103 | 531.81 | 0.0661 | 16687339.849 | Coal |  | Circulating fluidized bed boiler | Dry Lime FGD,Fluidized Bed Limestone Injection | Selective Non-catalytic Reduction | Baghouse |  | ARP, CSNOX, CSOSG2E, CSSO2G1, MATS | 6041 3 | 2005-03-01 | 3112.5 |  | Y | 0.56917 | 61.2% | Electric Utility |  |  | #N/A
KY | H L Spurlock | 6041 | 4 |  | 2023 | 7449 | 7439.08 | 1911076.53 |  | 722.967 | 0.1194 | 1655896.331 | 0.103 | 500.744 | 0.0641 | 16139300.677 | Coal |  | Circulating fluidized bed boiler | Dry Lime FGD,Fluidized Bed Limestone Injection | Selective Non-catalytic Reduction | Baghouse |  | ARP, CSNOX, CSOSG2E, CSSO2G1, MATS | 6041 4 | 2008-12-08 | 2800 |  | Y | 0.52404 | 65.8% | Electric Utility |  |  | #N/A
FL | Manatee | 6042 | MTCT3A |  | 2023 | 7006 | 6967.67 | 1852818.92 |  | 3.675 | 0.001 | 727893.059 | 0.059 | 44.057 | 0.008 | 12248150.457 | Pipeline Natural Gas |  | Combined cycle |  | Dry Low NOx Burners,Selective Catalytic Reduction |  |  | ARP | 6042 MTCT3A | 2005-05-23 | 2294.5 |  | Y | 0.047557 | 60.94% | Electric Utility | GE PG7241(FA)/Toshiba-Unknown | Frame | 0.0085535
FL | Manatee | 6042 | MTCT3B |  | 2023 | 6883 | 6836.59 | 1818732.31 |  | 3.615 | 0.001 | 716152.739 | 0.059 | 49.43 | 0.0092 | 12050668.29 | Pipeline Natural Gas |  | Combined cycle |  | Dry Low NOx Burners,Selective Catalytic Reduction |  |  | ARP | 6042 MTCT3B | 2005-05-23 | 2294.5 |  | Y | 0.054357 | 59.95% | Electric Utility |  |  | 0.0088647
FL | Manatee | 6042 | MTCT3C |  | 2023 | 6231 | 6115.93 | 1598366.56 |  | 3.196 | 0.001 | 632992.029 | 0.059 | 45.598 | 0.0117 | 10651238.108 | Pipeline Natural Gas |  | Combined cycle |  | Dry Low NOx Burners,Selective Catalytic Reduction |  |  | ARP | 6042 MTCT3C | 2005-05-23 | 2294.5 |  | Y | 0.057056 | 52.99% | Electric Utility |  |  | 0.0090598
FL | Manatee | 6042 | MTCT3D |  | 2023 | 5719 | 5560.76 | 1449713.37 |  | 2.876 | 0.001 | 569694.4 | 0.059 | 49.831 | 0.0157 | 9586096.049 | Pipeline Natural Gas |  | Combined cycle |  | Dry Low NOx Burners,Selective Catalytic Reduction |  |  | ARP | 6042 MTCT3D | 2005-05-23 | 2294.5 |  | Y | 0.068746 | 47.69% | Electric Utility |  |  | 0.0096838
FL | Manatee | 6042 | PMT1 |  | 2023 | 137 | 133.31 | 21182.06 |  | 5.847 | 0.0177 | 16109.611 | 0.0597 | 9.335 | 0.0592 | 264787.06 | Pipeline Natural Gas | Residual Oil | Dry bottom wall-fired boiler |  | Low NOx Burner Technology (Dry Bottom only) | Cyclone |  | ARP | 6042 PMT1 | 1976-10-26 | 8650 |  |  | 0.88141 | 0.3494% | Electric Utility |  |  | #N/A
FL | Manatee | 6042 | PMT2 |  | 2023 | 76 | 74.51 | 6681.79 |  | 0.36 | 0.0028 | 5135.808 | 0.0593 | 4.732 | 0.0657 | 86048.863 | Pipeline Natural Gas | Residual Oil | Dry bottom wall-fired boiler |  | Low NOx Burner Technology (Dry Bottom only) | Cyclone |  | ARP | 6042 PMT2 | 1977-12-07 | 8650 |  |  | 1.4164 | 0.1136% | Electric Utility |  |  | #N/A
FL | Martin | 6043 | HRSG3A |  | 2023 | 4149 | 3994.76 | 726041.13 |  | 1.632 | 0.001 | 323190.66 | 0.059 | 78.152 | 0.0378 | 5438238.888 | Pipeline Natural Gas |  | Combined cycle |  | Dry Low NOx Burners |  |  | ARP | 6043 HRSG3A | 1993-06-01 | 2022 |  |  | 0.21528 | 30.7% | Electric Utility |  |  | 0.029847
FL | Martin | 6043 | HRSG3B |  | 2023 | 4317 | 4142.65 | 757666.97 |  | 1.694 | 0.001 | 335569.925 | 0.059 | 79.349 | 0.0378 | 5646621.745 | Pipeline Natural Gas |  | Combined cycle |  | Dry Low NOx Burners |  |  | ARP | 6043 HRSG3B | 1993-06-01 | 2022 |  |  | 0.20946 | 31.88% | Electric Utility |  |  | 0.029299
FL | Martin | 6043 | HRSG4A |  | 2023 | 4300 | 4129.23 | 775638.97 |  | 1.718 | 0.001 | 340381.168 | 0.059 | 82.502 | 0.0392 | 5727611.945 | Pipeline Natural Gas |  | Combined cycle |  | Dry Low NOx Burners |  |  | ARP | 6043 HRSG4A | 1993-06-12 | 2022 |  |  | 0.21273 | 32.34% | Electric Utility |  |  | 0.031189
FL | Martin | 6043 | HRSG4B |  | 2023 | 4410 | 4247.05 | 793752.16 |  | 1.768 | 0.001 | 350292.998 | 0.059 | 86.409 | 0.0399 | 5894361.379 | Pipeline Natural Gas |  | Combined cycle |  | Dry Low NOx Burners |  |  | ARP | 6043 HRSG4B | 1993-06-12 | 2022 |  |  | 0.21772 | 33.28% | Electric Utility |  |  | 0.027958
FL | Martin | 6043 | PMR8A |  | 2023 | 6287 | 6118.75 | 1441384.48 |  | 2.984 | 0.001 | 591041.702 | 0.059 | 40.375 | 0.0116 | 9945315.932 | Pipeline Natural Gas | Diesel Oil | Combined cycle |  | Selective Catalytic Reduction,Dry Low NOx Burners,Water Injection |  |  | ARP | 6043 PMR8A | 2001-06-14 | 2306 |  | Y | 0.056023 | 49.23% | Electric Utility |  |  | 0.0079408
FL | Martin | 6043 | PMR8B |  | 2023 | 6737 | 6572.41 | 1517080.33 |  | 3.139 | 0.001 | 621649.848 | 0.059 | 44.821 | 0.0126 | 10459685.292 | Pipeline Natural Gas | Diesel Oil | Combined cycle |  | Selective Catalytic Reduction,Dry Low NOx Burners,Water Injection |  |  | ARP | 6043 PMR8B | 2001-06-14 | 2306 |  | Y | 0.059088 | 51.78% | Electric Utility |  |  | 0.0081717
FL | Martin | 6043 | PMR8C |  | 2023 | 5340 | 5195.69 | 1250491.54 |  | 2.534 | 0.001 | 501246.318 | 0.059 | 33.538 | 0.0109 | 8430425.296 | Pipeline Natural Gas | Diesel Oil | Combined cycle |  | Dry Low NOx Burners,Water Injection,Selective Catalytic Reduction |  |  | ARP | 6043 PMR8C | 2004-12-15 | 2306 |  | Y | 0.05364 | 41.73% | Electric Utility |  |  | 0.0077726
FL | Martin | 6043 | PMR8D |  | 2023 | 5953 | 5819.38 | 1377514.23 |  | 2.787 | 0.001 | 552038.477 | 0.059 | 35.34 | 0.0101 | 9289137.428 | Pipeline Natural Gas | Diesel Oil | Combined cycle |  | Dry Low NOx Burners,Water Injection,Selective Catalytic Reduction |  |  | ARP | 6043 PMR8D | 2004-12-10 | 2306 |  | Y | 0.05131 | 45.98% | Electric Utility |  |  | 0.0081327
TX | Port Comfort Peaking Facility | 60459 | CT1 |  | 2023 | 1504 | 1182.64 | 41112.77 |  | 0.132 | 0.001 | 26173.156 | 0.0592 | 2.526 | 0.0147 | 440429.522 | Pipeline Natural Gas |  | Combustion turbine |  | Water Injection,Selective Catalytic Reduction |  |  | ARP, CSOSG2 | 60459 CT1 | 2017-07-24 | 475 |  | Y | 0.12288 | 10.58% | Electric Utility | GE LM6000 | Aeroderivative | 0.027774
TX | Port Comfort Peaking Facility | 60459 | CT2 |  | 2023 | 1122 | 870.66 | 29568.32 |  | 0.095 | 0.001 | 18861.531 | 0.0593 | 1.877 | 0.0165 | 317413.268 | Pipeline Natural Gas |  | Combustion turbine |  | Water Injection,Selective Catalytic Reduction |  |  | ARP, CSOSG2 | 60459 CT2 | 2017-07-29 | 475 |  | Y | 0.12696 | 7.628% | Electric Utility | GE LM6000 | Aeroderivative | 0.022993
FL | Debary | 6046 | **10 |  | 2023 | 58 | 43.88 | 1955.33 |  | 0.245 | 0.017 | 2295.857 | 0.081 | 1.879 | 0.163 | 28294.296 | Diesel Oil |  | Combustion turbine |  | Water Injection |  |  | ARP | 6046 **10 | 1992-11-01 | 1159 |  |  | 1.9219 | 0.2787% | Electric Utility | GE Unknown |  | 0.13555
FL | Debary | 6046 | **7 |  | 2023 | 917 | 744.4 | 40781.77 |  | 0.293 | 0.0014 | 33276.493 | 0.0597 | 21.097 | 0.0789 | 554357.248 | Pipeline Natural Gas | Diesel Oil | Combustion turbine |  | Water Injection |  |  | ARP | 6046 **7 | 1992-11-01 | 1228.5 |  |  | 1.0346 | 5.151% | Electric Utility | GE Unknown |  | 0.078249
FL | Debary | 6046 | **8 |  | 2023 | 689 | 568.02 | 30981.56 |  | 0.33 | 0.0019 | 26336.897 | 0.0604 | 14.977 | 0.0751 | 434511.414 | Pipeline Natural Gas | Diesel Oil | Combustion turbine |  | Water Injection |  |  | ARP | 6046 **8 | 1992-11-01 | 1228.5 |  |  | 0.96683 | 4.038% | Electric Utility | GE Unknown |  | 0.07951
FL | Debary | 6046 | **9 |  | 2023 | 692 | 564.91 | 29804.64 |  | 0.305 | 0.002 | 25035.753 | 0.0605 | 15.65 | 0.0997 | 413310.386 | Pipeline Natural Gas | Diesel Oil | Combustion turbine |  | Water Injection |  |  | ARP | 6046 **9 | 1992-11-01 | 1228.5 |  |  | 1.0502 | 3.841% | Electric Utility | GE Unknown |  | 0.077498
TX | Chamon Power, LLC | 60460 | CT1 |  | 2023 | 2155 | 1782.7 | 64525.24 |  | 0.174 | 0.001 | 34471.464 | 0.0593 | 3.752 | 0.0203 | 580038.961 | Pipeline Natural Gas |  | Combustion turbine |  | Water Injection,Selective Catalytic Reduction |  |  | ARP, CSOSG2 | 60460 CT1 | 2017-10-03 | 520 |  | Y | 0.1163 | 12.73% | Electric Utility | GE LM6000 | Aeroderivative | 0.024784
TX | Chamon Power, LLC | 60460 | CT2 |  | 2023 | 1914 | 1574.63 | 57479.43 |  | 0.187 | 0.001 | 37108.93 | 0.0592 | 3.466 | 0.0171 | 624427.938 | Pipeline Natural Gas |  | Combustion turbine |  | Water Injection,Selective Catalytic Reduction |  |  | ARP, CSOSG2 | 60460 CT2 | 2017-10-05 | 520 |  | Y | 0.1206 | 13.71% | Electric Utility | GE LM6000 | Aeroderivative | 0.020742
PA | Tenaska Westmoreland Generating Station | 60464 | 101 |  | 2023 | 7361 | 7355.78 | 3372259.52 |  | 6.787 | 0.001 | 1314634.304 | 0.058 | 54.707 | 0.0049 | 22621473.855 | Pipeline Natural Gas |  | Combined cycle |  | Dry Low NOx Burners,Selective Catalytic Reduction |  |  | ARP, CSNOX, CSOSG3, CSSO2G1, NSPS4T, RGGI | 60464 101 | 2018-09-29 | 3725 |  | Y | 0.032445 | 69.33% | Electric Utility | Mitsubishi 501J 2x1 | Frame | 0.0048375
PA | Tenaska Westmoreland Generating Station | 60464 | 102 |  | 2023 | 7487 | 7482.05 | 3443481.39 |  | 6.948 | 0.001 | 1345976.033 | 0.058 | 55.514 | 0.0048 | 23160832.319 | Pipeline Natural Gas |  | Combined cycle |  | Dry Low NOx Burners,Selective Catalytic Reduction |  |  | ARP, CSNOX, CSOSG3, CSSO2G1, NSPS4T, RGGI | 60464 102 | 2018-09-25 | 3725 |  | Y | 0.032243 | 70.98% | Electric Utility | Mitsubishi 501J 2x1 | Frame | 0.0048433
TX | Tejas Power Generation Unit 1 | 60468 | CT-1 |  | 2023 | 1133 | 948.82 | 89626.08 |  | 0.342 | 0.001 | 67708.086 | 0.059 | 10.249 | 0.0264 | 1139318.818 | Pipeline Natural Gas |  | Combustion turbine |  | Water Injection,Selective Catalytic Reduction |  |  | ARP, CSOSG2 | 60468 CT-1 | 2018-05-09 | 1500 |  | Y | 0.22871 | 8.671% | Electric Utility | Siemens 501D5 | Frame | 0.063904
LA | Big Cajun 2 | 6055 | 2B1 |  | 2023 | 1069 | 1054.84 | 334795.13 |  | 512.679 | 0.2713 | 336267.67 | 0.0989 | 209.65 | 0.118 | 3236152.007 | Coal | Pipeline Natural Gas | Dry bottom wall-fired boiler | Dry Sorbent Injection | Low NOx Burner Technology w/ Overfire Air,Selective Non-catalytic Reduction | Electrostatic Precipitator | Halogenated PAC Sorbent Injection | ARP, CSOSG2E, MATS | 6055 2B1 | 1980-07-01 | 6420 |  | Y | 1.2524 | 5.754% | Electric Utility |  |  | #N/A
LA | Big Cajun 2 | 6055 | 2B2 |  | 2023 | 3520 | 3507.93 | 1002917.61 |  | 3.21 | 0.001 | 648926.642 | 0.0609 | 430.449 | 0.0778 | 10705073.204 | Pipeline Natural Gas |  | Dry bottom wall-fired boiler |  | Low NOx Burner Technology w/ Overfire Air,Selective Non-catalytic Reduction,Other |  |  | ARP, CSOSG2E | 6055 2B2 | 1981-03-01 | 6420 |  | Y | 0.85839 | 19.03% | Electric Utility |  |  | #N/A
LA | Big Cajun 2 | 6055 | 2B3 |  | 2023 | 3249 | 3236.18 | 1127781.49 |  | 3170.279 | 0.4738 | 1322833.618 | 0.1034 | 748.685 | 0.1144 | 12642603.004 | Coal | Pipeline Natural Gas | Dry bottom wall-fired boiler |  | Low NOx Burner Technology w/ Overfire Air,Selective Non-catalytic Reduction | Electrostatic Precipitator | Additives to Enhance PAC and Existing Equipment Performance | ARP, CSOSG2E, MATS | 6055 2B3 | 1984-01-01 | 6420 |  | Y | 1.3277 | 22.48% | Electric Utility |  |  | #N/A
MN | Cascade Creek | 6058 | CT1 |  | 2023 | 207 | 157.94 | 0 |  | 0.913 | 0.0467 |  |  | 25.656 | 0.7459 | 70757.4 | Pipeline Natural Gas | Diesel Oil | Combustion turbine |  | Water Injection |  |  | CSNOX, CSSO2G2 | 6058 CT1 | 1976-09-01 | 448 |  |  |  | 1.803% | Electric Utility | Siemens Unknown |  | 0.71083
MN | Cascade Creek | 6058 | CT2 |  | 2023 | 1036 | 837.4 | 16634.09 |  | 0.112 | 0.0015 | 11442.327 | 0.0596 | 7.286 | 0.085 | 191551.372 | Pipeline Natural Gas | Diesel Oil | Combustion turbine |  | Water Injection |  |  | ARP, CSNOX, CSSO2G2 | 6058 CT2 | 2002-04-18 | 290 |  |  | 0.87603 | 7.54% | Electric Utility | Pratt & Whitney FT8 Twinpac | Aeroderivative | 0.10441
MN | Cascade Creek | 6058 | CT3 |  | 2023 | 1039 | 838.91 | 15840.49 |  | 0.111 | 0.0015 | 10865.828 | 0.0597 | 7.688 | 0.0931 | 181820.785 | Pipeline Natural Gas | Diesel Oil | Combustion turbine |  | Water Injection |  |  | ARP, CSNOX, CSSO2G2 | 6058 CT3 | 2002-04-18 | 305.9 |  |  | 0.97068 | 6.785% | Electric Utility |  |  | 0.10638
PA | CPV Fairview, LLC | 60589 | CT-1 |  | 2023 | 7777 | 7774.79 | 3860191.81 |  | 3.4 | 0 | 1429863.797 | 0.058 | 73.127 | 0.0062 | 24523049.694 | Natural Gas | Diesel Oil, Other Gas | Combined cycle |  | Dry Low NOx Burners,Selective Catalytic Reduction |  |  | ARP, CSNOX, CSOSG3, CSSO2G1, NSPS4T, RGGI | 60589 CT-1 | 2019-09-22 | 3763 |  | Y | 0.037888 | 74.39% | Electric Utility | GE 7HA.02 2x1 | Frame | 0.0057967 | 1.5709
PA | CPV Fairview, LLC | 60589 | CT-2 |  | 2023 | 7020 | 7015.3 | 3481993.2 |  | 3.059 | 0 | 1286035.708 | 0.058 | 67.372 | 0.0069 | 22060496.313 | Natural Gas | Diesel Oil, Other Gas | Combined cycle |  | Dry Low NOx Burners,Selective Catalytic Reduction |  |  | ARP, CSNOX, CSOSG3, CSSO2G1, NSPS4T, RGGI | 60589 CT-2 | 2019-09-27 | 3763 |  | Y | 0.038697 | 66.92% | Electric Utility | GE 7HA.02 2x1 | Frame | 0.0058552 | 1.5867
MS | R D Morrow Senior Generating Plant | 6061 | 3 |  | 2023 | 6536 | 6500.61 | 3423953.45 |  | 5.616 | 0.001 | 1112468.211 | 0.059 | 172.081 | 0.0185 | 18719080.685 | Pipeline Natural Gas |  | Combined cycle |  | Dry Low NOx Burners,Selective Catalytic Reduction |  |  | ARP, CSOSG2, NSPS4T | 6061 3 | 2022-08-26 | 4122 |  | Y | 0.10052 | 51.84% | Electric Utility | 0.100515969339478 0.518408868688782 | Frame | 0.01864 | 5.0515
IA | Electrifarm | 6063 | 1 |  | 2023 | 117 | 117 | 3530 |  | 0.145 | 0.0095 |  |  | 8.092 | 0.363 | 44742.6 | Pipeline Natural Gas | Diesel Oil | Combustion turbine |  |  |  |  | CSNOX, CSOSG2, CSSO2G1 | 6063 1 | 1975-05-01 | 843.6 |  |  | 4.5847 | 0.6055% | Electric Utility | GE Unknown |  | 0.37358
IA | Electrifarm | 6063 | 2 |  | 2023 | 146 | 146 | 4114 |  | 0.198 | 0.0252 |  |  | 8.272 | 0.3383 | 54036.1 | Pipeline Natural Gas | Diesel Oil | Combustion turbine |  | Water Injection |  |  | CSNOX, CSOSG2, CSSO2G1 | 6063 2 | 1977-04-29 | 903.1 |  |  | 4.0214 | 0.683% | Electric Utility | GE Unknown |  | 0.25893
IA | Electrifarm | 6063 | 3 |  | 2023 | 137 | 137 | 4164 |  | 0.055 | 0.0083 |  |  | 7.434 | 0.239 | 62644.5 | Pipeline Natural Gas | Diesel Oil | Combustion turbine |  | Water Injection |  |  | CSNOX, CSOSG2, CSSO2G1 | 6063 3 | 1976-04-17 | 925.1 |  |  | 3.5706 | 0.773% | Electric Utility | GE Unknown |  | 0.25867
KS | Nearman Creek | 6064 | CT4 |  | 2023 | 1579 | 1436.85 | 88437.3 |  | 0.339 | 0.001 | 67469.081 | 0.0596 | 15.005 | 0.0308 | 1125382.997 | Pipeline Natural Gas | Diesel Oil | Combustion turbine |  | Dry Low NOx Burners,Water Injection |  |  | ARP, CSNOX, CSOSG2, CSSO2G2 | 6064 CT4 | 2005-11-15 | 1136 |  |  | 0.33934 | 11.31% | Electric Utility | GE PG7121(EA) | Frame | 0.0384
KS | Nearman Creek | 6064 | N1 |  | 2023 | 3889 | 3872.14 | 781858.68 |  | 527.831 | 0.1158 | 917853.034 | 0.1039 | 825.386 | 0.1837 | 8760557.055 | Coal |  | Dry bottom wall-fired boiler | Dry Lime FGD | Low NOx Burner Technology w/ Overfire Air,Selective Catalytic Reduction | Baghouse | Untreated PAC Sorbent Injection | ARP, CSNOX, CSOSG2, CSSO2G2, MATS | 6064 N1 | 1981-02-01 | 2510 |  | Y | 2.1113 | 39.84% | Electric Utility |  |  | #N/A
MO | Iatan | 6065 | 1 |  | 2023 | 4896 | 4872.96 | 2364218.73 |  | 227.604 | 0.0171 | 2253539.242 | 0.105 | 587.548 | 0.0567 | 21486849.054 | Coal |  | Dry bottom wall-fired boiler | Wet Lime FGD | Low NOx Burner Technology w/ Overfire Air,Overfire Air,Selective Catalytic Reduction | Baghouse | Halogenated PAC Sorbent Injection | ARP, CSNOX, CSOSG2, CSSO2G1, MATS | 6065 1 | 1980-05-08 | 7800 |  | Y | 0.49703 | 31.45% | Electric Utility |  |  | #N/A
MO | Iatan | 6065 | 2 |  | 2023 | 4316 | 4291.81 | 2982549.31 |  | 146.461 | 0.0096 | 2860365.279 | 0.105 | 722.832 | 0.0526 | 27272775.927 | Coal |  | Dry bottom wall-fired boiler | Wet Lime FGD | Low NOx Burner Technology w/ Overfire Air,Overfire Air,Selective Catalytic Reduction | Baghouse | Halogenated PAC Sorbent Injection | ARP, CSNOX, CSOSG2, CSSO2G1, MATS | 6065 2 | 2010-07-20 | 8100 |  | Y | 0.48471 | 38.44% | Electric Utility |  |  | #N/A
KS | Jeffrey Energy Center | 6068 | 1 |  | 2023 | 5542 | 5515.31 | 3078667.43 |  | 128.721 | 0.0077 | 2984612.336 | 0.1044 | 612.432 | 0.0434 | 28468349.023 | Coal |  | Tangentially-fired | Wet Limestone | Low NOx Burner Technology w/ Closed-coupled/Separated OFA,Selective Catalytic Reduction | Electrostatic Precipitator | Halogenated PAC Sorbent Injection | ARP, CSNOX, CSOSG2, CSSO2G2, MATS | 6068 1 | 1978-07-31 | 8500 |  | Y | 0.39786 | 38.23% | Electric Utility |  |  | #N/A
KS | Jeffrey Energy Center | 6068 | 2 |  | 2023 | 6576 | 6557.23 | 3561379.68 |  | 175.692 | 0.0087 | 3722003.712 | 0.1047 | 1997.601 | 0.1096 | 35497307.453 | Coal |  | Tangentially-fired | Wet Limestone | Low NOx Burner Technology w/ Closed-coupled/Separated OFA,Selective Non-catalytic Reduction | Electrostatic Precipitator | Halogenated PAC Sorbent Injection | ARP, CSNOX, CSOSG2, CSSO2G2, MATS | 6068 2 | 1980-05-01 | 8500 |  | Y | 1.1218 | 47.67% | Electric Utility |  |  | #N/A
KS | Jeffrey Energy Center | 6068 | 3 |  | 2023 | 3 | 2.8 | 2.8 |  | 0 | 0 | 11.048 | 0.089 | 0 | 0.0053 | 123.888 | Coal |  | Tangentially-fired | Wet Limestone | Low NOx Burner Technology w/ Closed-coupled/Separated OFA,Selective Non-catalytic Reduction | Electrostatic Precipitator | Halogenated PAC Sorbent Injection | ARP, CSNOX, CSOSG2, CSSO2G2, MATS | 6068 3 | 1983-05-27 | 8500 |  | Y | 0 | 0.0001664% | Electric Utility |  |  | #N/A
CA | Stanton Energy Reliability Center | 60698 | D1 |  | 2023 | 80 | 46.65 | 1380.93 |  | 0.004 | 0.001 | 875.567 | 0.0593 | 0.078 | 0.0161 | 14731.477 | Pipeline Natural Gas |  | Combustion turbine |  | Water Injection,Selective Catalytic Reduction |  |  | ARP | 60698 D1 | 2020-04-20 | 500 |  | Y | 0.11297 | 0.3363% | Electric Utility | GE LM6000 | Aeroderivative | 0.0085999 | 2.3306
CA | Stanton Energy Reliability Center | 60698 | D7 |  | 2023 | 91 | 52.28 | 1418.26 |  | 0.005 | 0.001 | 923.511 | 0.0593 | 0.08 | 0.0148 | 15542.087 | Pipeline Natural Gas |  | Combustion turbine |  | Water Injection,Selective Catalytic Reduction |  |  | ARP | 60698 D7 | 2020-04-17 | 500 |  | Y | 0.11281 | 0.3548% | Electric Utility | GE LM6000 | Aeroderivative | 0.0080449 | 2.1802
WA | Fredonia Generating Station | 607 | CT3 |  | 2023 | 3102 | 2973.7 | 150831.75 |  | 1.406 | 0.002 | 92146.767 | 0.0593 | 16.512 | 0.023 | 1546729.354 | Natural Gas | Diesel Oil | Combustion turbine |  | Water Injection,Selective Catalytic Reduction |  |  | ARP | 607 CT3 | 2001-07-08 | 675 |  | Y | 0.21895 | 26.16% | Electric Utility | Pratt & Whitney FT8 Twinpac | Aeroderivative | 0.085318
WA | Fredonia Generating Station | 607 | CT4 |  | 2023 | 2905 | 2781.34 | 139710.56 |  | 1.348 | 0.002 | 88292.393 | 0.0593 | 14.948 | 0.0237 | 1482540.84 | Natural Gas | Diesel Oil | Combustion turbine |  | Water Injection,Selective Catalytic Reduction |  |  | ARP | 607 CT4 | 2001-07-15 | 675 |  | Y | 0.21399 | 25.07% | Electric Utility | Pratt & Whitney FT8 Twinpac |  | 0.073741
KY | Trimble County | 6071 | 1 |  | 2023 | 7962 | 7956.19 | 3591531.33 |  | 1555.354 | 0.0958 | 3275101.484 | 0.103 | 1046.031 | 0.0659 | 31921022.377 | Coal | Diesel Oil | Tangentially-fired | Wet Limestone | Low NOx Burner Technology w/ Closed-coupled OFA,Selective Catalytic Reduction | Baghouse,Electrostatic Precipitator,Wet Scrubber | Additives to Enhance PAC and Existing Equipment Performance,Untreated PAC Sorbent Injection | ARP, CSNOX, CSOSG2E, CSSO2G1, MATS | 6071 1 | 1990-01-01 | 6000 |  | Y | 0.5825 | 60.73% | Electric Utility |  |  | #N/A
KY | Trimble County | 6071 | 10 |  | 2023 | 583 | 518.23 | 76267.22 |  | 0.243 | 0.001 | 48138.837 | 0.059 | 13.843 | 0.0422 | 810010.084 | Pipeline Natural Gas |  | Combustion turbine |  | Dry Low NOx Burners |  |  | ARP, CSNOX, CSOSG2E, CSSO2G1 | 6071 10 | 2004-04-07 | 2050 |  |  | 0.36301 | 4.511% | Electric Utility | GE MS7001FA GT | Frame | 0.031831
KY | Trimble County | 6071 | 2 | MS-2A, MS-2B | 2023 | 7159 | 7146.88 | 4614178.25 |  | 1275.692 | 0.064 | 4099943.863 | 0.105 | 764.838 | 0.041 | 39091737.551 | Coal |  | Dry bottom wall-fired boiler | Wet Limestone | Selective Catalytic Reduction | Baghouse,Electrostatic Precipitator,Wet ESP,Wet Scrubber | Additives to Enhance PAC and Existing Equipment Performance,Untreated PAC Sorbent Injection | ARP, CSNOX, CSOSG2E, CSSO2G1, MATS | 6071 2 | 2010-05-18 | 7490 |  | Y | 0.33152 | 59.58% | Electric Utility |  |  | #N/A
KY | Trimble County | 6071 | 5 |  | 2023 | 260 | 231.85 | 33190.51 |  | 0.109 | 0.001 | 21567.287 | 0.059 | 7.674 | 0.0533 | 362918.747 | Pipeline Natural Gas |  | Combustion turbine |  | Dry Low NOx Burners |  |  | ARP, CSNOX, CSOSG2E, CSSO2G1 | 6071 5 | 2002-05-15 | 2050 |  |  | 0.46242 | 2.021% | Electric Utility | GE MS7001FA GT | Frame | 0.034409
KY | Trimble County | 6071 | 6 |  | 2023 | 1012 | 921.51 | 134578.61 |  | 0.441 | 0.001 | 87405.699 | 0.059 | 24.742 | 0.0404 | 1470757.035 | Pipeline Natural Gas |  | Combustion turbine |  | Dry Low NOx Burners |  |  | ARP, CSNOX, CSOSG2E, CSSO2G1 | 6071 6 | 2002-05-15 | 2065 |  |  | 0.3677 | 8.13% | Electric Utility | GE MS7001FA GT | Frame | 0.033311
KY | Trimble County | 6071 | 7 |  | 2023 | 796 | 744.27 | 105344.31 |  | 0.342 | 0.001 | 67701.325 | 0.059 | 19.921 | 0.0454 | 1139230.015 | Pipeline Natural Gas |  | Combustion turbine |  | Dry Low NOx Burners |  |  | ARP, CSNOX, CSOSG2E, CSSO2G1 | 6071 7 | 2004-02-18 | 2050 |  |  | 0.37821 | 6.344% | Electric Utility | GE MS7001FA GT | Frame | 0.03406
KY | Trimble County | 6071 | 8 |  | 2023 | 248 | 219.17 | 34376.05 |  | 0.11 | 0.001 | 21878.074 | 0.059 | 5.899 | 0.044 | 368128.059 | Pipeline Natural Gas |  | Combustion turbine |  | Dry Low NOx Burners |  |  | ARP, CSNOX, CSOSG2E, CSSO2G1 | 6071 8 | 2004-02-21 | 2050 |  |  | 0.3432 | 2.05% | Electric Utility | GE MS7001FA GT | Frame | 0.0313
KY | Trimble County | 6071 | 9 |  | 2023 | 333 | 290.79 | 41753.62 |  | 0.135 | 0.001 | 26818.828 | 0.059 | 7.836 | 0.0448 | 451268.916 | Pipeline Natural Gas |  | Combustion turbine |  | Dry Low NOx Burners |  |  | ARP, CSNOX, CSOSG2E, CSSO2G1 | 6071 9 | 2004-03-26 | 2050 |  |  | 0.37534 | 2.513% | Electric Utility | GE MS7001FA GT | Frame | 0.033635
MS | Daniel Electric Generating Plant | 6073 | 1 |  | 2023 | 780 | 770.32 | 190825.21 |  | 25.559 | 0.0254 | 218397.823 | 0.1028 | 227.357 | 0.1968 | 2128641.701 | Coal | Residual Oil | Tangentially-fired | Wet Limestone |  | Electrostatic Precipitator |  | ARP, CSOSG2, MATS | 6073 1 | 1977-09-06 | 5461 |  |  | 2.3829 | 4.45% | Electric Utility |  |  | #N/A
MS | Daniel Electric Generating Plant | 6073 | 2 |  | 2023 | 5334 | 5325.55 | 1525879 |  | 144.667 | 0.0152 | 1770502.217 | 0.103 | 2590.833 | 0.298 | 17256349.523 | Coal | Residual Oil | Tangentially-fired |  |  | Electrostatic Precipitator |  | ARP, CSOSG2, MATS | 6073 2 | 1981-06-01 | 5461 |  |  | 3.3959 | 36.07% | Electric Utility |  |  | #N/A
MS | Daniel Electric Generating Plant | 6073 | 3A |  | 2023 | 8255 | 8247.24 | 2284391.88 |  | 4.648 | 0.001 | 920691.651 | 0.059 | 54.534 | 0.0072 | 15492456.795 | Pipeline Natural Gas |  | Combined cycle |  | Dry Low NOx Burners,Selective Catalytic Reduction |  |  | ARP, CSOSG2 | 6073 3A | 2001-01-08 | 2105 |  | Y | 0.047745 | 84.02% | Electric Utility |  |  | 0.0075179
MS | Daniel Electric Generating Plant | 6073 | 3B |  | 2023 | 8277 | 8271.61 | 2286743.02 |  | 4.63 | 0.001 | 917062.395 | 0.059 | 73.545 | 0.0093 | 15431479.501 | Pipeline Natural Gas |  | Combined cycle |  | Dry Low NOx Burners,Selective Catalytic Reduction |  |  | ARP, CSOSG2 | 6073 3B | 2001-01-18 | 2105 |  | Y | 0.064323 | 83.69% | Electric Utility |  |  | 0.0079805
MS | Daniel Electric Generating Plant | 6073 | 4A |  | 2023 | 8101 | 8095.48 | 2286125.91 |  | 4.514 | 0.001 | 894259.762 | 0.059 | 52.817 | 0.0071 | 15047610.442 | Pipeline Natural Gas |  | Combined cycle |  | Dry Low NOx Burners,Selective Catalytic Reduction |  |  | ARP, CSOSG2 | 6073 4A | 2000-12-07 | 2105 |  | Y | 0.046207 | 81.6% | Electric Utility |  |  | 0.0072553
MS | Daniel Electric Generating Plant | 6073 | 4B |  | 2023 | 8059 | 8053.23 | 2183483.45 |  | 4.302 | 0.001 | 852076.068 | 0.059 | 50.11 | 0.0071 | 14338004.211 | Pipeline Natural Gas |  | Combined cycle |  | Dry Low NOx Burners,Selective Catalytic Reduction |  |  | ARP, CSOSG2 | 6073 4B | 2000-12-12 | 2105 |  | Y | 0.045899 | 77.76% | Electric Utility |  |  | 0.0073656
MO | Greenwood Energy Center | 6074 | 1 |  | 2023 | 2039 | 1801.4 | 28312.44 |  | 4.542 | 0.0288 |  |  | 71.263 | 0.2844 | 545744.6 | Pipeline Natural Gas | Diesel Oil | Combustion turbine |  |  |  |  | CSNOX, CSOSG2, CSSO2G1 | 6074 1 | 1975-06-01 | 1010 |  |  | 5.034 | 6.168% | Electric Utility |  |  | 0.2777
MO | Greenwood Energy Center | 6074 | 2 |  | 2023 | 2057 | 1821.7 | 35820.47 |  | 2.223 | 0.0111 |  |  | 99.147 | 0.2636 | 781527.5 | Pipeline Natural Gas | Diesel Oil | Combustion turbine |  |  |  |  | CSNOX, CSOSG2, CSSO2G1 | 6074 2 | 1975-06-01 | 1010 |  |  | 5.5358 | 8.833% | Electric Utility |  |  | 0.26871
MO | Greenwood Energy Center | 6074 | 3 |  | 2023 | 1605 | 1403.93 | 19239.75 |  | 1.01 | 0.0108 |  |  | 49.771 | 0.228 | 462025.2 | Pipeline Natural Gas | Diesel Oil | Combustion turbine |  |  |  |  | CSNOX, CSOSG2, CSSO2G1 | 6074 3 | 1977-06-01 | 1010 |  |  | 5.1738 | 5.222% | Electric Utility |  |  | 0.2294
MO | Greenwood Energy Center | 6074 | 4 |  | 2023 | 1508 | 1333.35 | 22135.42 |  | 1.16 | 0.0134 |  |  | 55.585 | 0.2622 | 450528.2 | Pipeline Natural Gas | Diesel Oil | Combustion turbine |  |  |  |  | CSNOX, CSOSG2, CSSO2G1 | 6074 4 | 1979-06-01 | 1010 |  |  | 5.0223 | 5.092% | Electric Utility |  |  | 0.2569
MT | Colstrip | 6076 | 3 |  | 2023 | 8160 | 8145.91 | 5986980.15 |  | 2554.686 | 0.1214 | 5873809.053 | 0.1044 | 4090.174 | 0.1432 | 56019880.592 | Coal |  | Tangentially-fired | Wet Lime FGD | Low NOx Burner Technology w/ Closed-coupled/Separated OFA | Wet Scrubber | Additives to Enhance PAC and Existing Equipment Performance | ARP, MATS | 6076 3 | 1984-01-10 | 8900 |  |  | 1.3664 | 71.85% | Electric Utility |  |  | #N/A
MT | Colstrip | 6076 | 4 |  | 2023 | 8099 | 8089.4 | 5925548.84 |  | 2723.398 | 0.1229 | 6118602.848 | 0.1045 | 4561.587 | 0.1537 | 58354245.151 | Coal |  | Tangentially-fired | Wet Lime FGD | Low NOx Burner Technology w/ Closed-coupled/Separated OFA | Wet Scrubber | Additives to Enhance PAC and Existing Equipment Performance | ARP, MATS | 6076 4 | 1986-04-01 | 8900 |  |  | 1.5396 | 74.85% | Electric Utility |  |  | #N/A
NE | Gerald Gentleman Station | 6077 | 1 |  | 2023 | 7903 | 7894 | 4016849 |  | 10201.933 | 0.541 | 3862612.775 | 0.105 | 3941.425 | 0.2037 | 36828895.4 | Coal |  | Dry bottom wall-fired boiler |  | Low NOx Burner Technology w/ Overfire Air | Baghouse | Halogenated PAC Sorbent Injection | ARP, CSNOX, CSSO2G2, MATS | 6077 1 | 1979-04-02 | 7964 |  |  | 1.9624 | 52.79% | Electric Utility |  |  | #N/A
NE | Gerald Gentleman Station | 6077 | 2 |  | 2023 | 7685 | 7681.25 | 4150454.75 |  | 10674.89 | 0.5477 | 4021734.85 | 0.105 | 3241.42 | 0.168 | 38346064.225 | Coal |  | Dry bottom wall-fired boiler |  | Low NOx Burner Technology w/ Overfire Air | Baghouse | Halogenated PAC Sorbent Injection | ARP, CSNOX, CSSO2G2, MATS | 6077 2 | 1982-01-01 | 8251 |  |  | 1.562 | 53.05% | Electric Utility |  |  | #N/A
MA | Stony Brook Energy Center | 6081 | 1 |  | 2023 | 81 | 76.5 | 6350.25 |  |  |  | 4798.525 | 0.0734 | 6.558 | 0.203 | 64201.075 | Pipeline Natural Gas | Diesel Oil | Combined cycle |  | Steam Injection |  |  | RGGI, SIPNOX | 6081 1 | 1981-11-30 | 1050 |  |  | 2.0654 | 0.698% | Electric Utility |  |  | 0.16627
MA | Stony Brook Energy Center | 6081 | 2 |  | 2023 | 49 | 44.25 | 3509 |  |  |  | 2772.8 | 0.0779 | 2.84 | 0.1632 | 35501.1 | Pipeline Natural Gas | Diesel Oil | Combined cycle |  | Water Injection,Dry Low NOx Burners |  |  | RGGI, SIPNOX | 6081 2 | 1981-11-30 | 1050 |  |  | 1.6187 | 0.386% | Electric Utility |  |  | 0.15806
MA | Stony Brook Energy Center | 6081 | 3 |  | 2023 | 65 | 63.25 | 5606.75 |  |  |  | 4037.425 | 0.0732 | 5.064 | 0.1875 | 54219.875 | Pipeline Natural Gas | Diesel Oil | Combined cycle |  | Steam Injection |  |  | RGGI, SIPNOX | 6081 3 | 1981-11-30 | 1050 |  |  | 1.8064 | 0.5895% | Electric Utility |  |  | 0.15047
MA | Stony Brook Energy Center | 6081 | 4 |  | 2023 | 82 | 64.5 | 2758.5 |  |  |  | 3584.8 | 0.0812 | 26.549 | 1.2001 | 44247.2 | Diesel Oil |  | Combustion turbine |  | Water Injection |  |  | RGGI, SIPNOX | 6081 4 | 1982-11-30 | 1050 |  |  | 19.2489 | 0.4811% | Electric Utility |  |  | 1.2
MA | Stony Brook Energy Center | 6081 | 5 |  | 2023 | 63 | 63 | 2284 |  |  |  | 2906.2 | 0.081 | 21.526 | 1.2 | 35877.3 | Diesel Oil |  | Combustion turbine |  | Water Injection |  |  | RGGI, SIPNOX | 6081 5 | 1982-11-30 | 1050 |  |  | 18.8494 | 0.3901% | Electric Utility |  |  | 1.2
IN | R M Schahfer Generating Station | 6085 | 16A |  | 2023 | 238 | 170.9 | 7839.53 |  | 0.039 | 0.001 |  |  | 12.444 | 0.1787 | 130612.022 | Pipeline Natural Gas |  | Combustion turbine |  |  |  |  | CSNOX, CSOSG3, CSSO2G1 | 6085 16A | 1979-12-31 | 1490 |  |  | 3.1747 | 1.001% | Electric Utility | Siemens Unknown |  | 0.24063
IN | R M Schahfer Generating Station | 6085 | 16B |  | 2023 | 284 | 240.97 | 15937.42 |  | 0.01 | 0.001 |  |  | 3.687 | 0.2209 | 33495.236 | Pipeline Natural Gas |  | Combustion turbine |  |  |  |  | CSNOX, CSOSG3, CSSO2G1 | 6085 16B | 1979-12-31 | 1450 |  |  | 0.46268 | 0.2637% | Electric Utility | Siemens Unknown |  | 0.2269
IN | R M Schahfer Generating Station | 6085 | 17 |  | 2023 | 4615 | 4604.64 | 1046265.59 |  | 226.381 | 0.0442 | 1101153.526 | 0.1029 | 762.963 | 0.1379 | 10732496.864 | Coal |  | Tangentially-fired | Wet Limestone | Low NOx Burner Technology w/ Closed-coupled/Separated OFA | Electrostatic Precipitator |  | ARP, CSNOX, CSOSG3, CSSO2G1, MATS | 6085 17 | 1983-04-28 | 4950 |  |  | 1.4584 | 24.75% | Electric Utility |  |  | #N/A
IN | R M Schahfer Generating Station | 6085 | 18 |  | 2023 | 3966 | 3952.83 | 840983.04 |  | 237.868 | 0.0546 | 846467.191 | 0.103 | 578.185 | 0.1329 | 8250151.675 | Coal |  | Tangentially-fired | Wet Limestone | Low NOx Burner Technology w/ Closed-coupled/Separated OFA | Electrostatic Precipitator |  | ARP, CSNOX, CSOSG3, CSSO2G1, MATS | 6085 18 | 1986-02-14 | 4950 |  |  | 1.375 | 19.03% | Electric Utility |  |  | #N/A
FL | Cape Canaveral | 609 | CCCT3A |  | 2023 | 7466 | 7366.74 | 2583453.91 |  | 5.003 | 0.001 | 988923.537 | 0.0591 | 63.195 | 0.0087 | 16629373.069 | Pipeline Natural Gas | Diesel Oil | Combined cycle |  | Dry Low NOx Burners,Water Injection,Selective Catalytic Reduction |  |  | ARP | 609 CCCT3A | 2012-12-16 | 3046 |  | Y | 0.048923 | 62.32% | Electric Utility |  |  | 0.0077378
FL | Cape Canaveral | 609 | CCCT3B |  | 2023 | 6488 | 6412.29 | 2270466.53 |  | 4.405 | 0.001 | 871309.95 | 0.0591 | 55.148 | 0.0087 | 14654472.17 | Pipeline Natural Gas | Diesel Oil | Combined cycle |  | Dry Low NOx Burners,Water Injection,Selective Catalytic Reduction |  |  | ARP | 609 CCCT3B | 2012-12-06 | 3046 |  | Y | 0.048579 | 54.92% | Electric Utility |  |  | 0.0076814
FL | Cape Canaveral | 609 | CCCT3C |  | 2023 | 6859 | 6727.08 | 2375012.7 |  | 4.638 | 0.001 | 917070.606 | 0.0591 | 60.307 | 0.0095 | 15422458.641 | Pipeline Natural Gas | Diesel Oil | Combined cycle |  | Dry Low NOx Burners,Water Injection,Selective Catalytic Reduction |  |  | ARP | 609 CCCT3C | 2012-11-23 | 3046 |  | Y | 0.050785 | 57.8% | Electric Utility |  |  | 0.007856
MN | Sherburne County | 6090 | 1 | CS1 | 2023 | 6314 | 6303.74 | 2895569.15 |  | 187.342 | 0.0115 | 3205016.685 | 0.105 | 1988.32 | 0.1257 | 30558933.624 | Coal | Diesel Oil | Tangentially-fired | Wet Limestone | Low NOx Burner Technology w/ Closed-coupled/Separated OFA | Wet ESP,Wet Scrubber | Halogenated PAC Sorbent Injection | ARP, CSNOX, CSSO2G2, MATS | 6090 1 | 1976-05-01 | 7935 |  |  | 1.3734 | 43.96% | Electric Utility |  |  | #N/A
MN | Sherburne County | 6090 | 2 | CS1 | 2023 | 3038 | 3026.71 | 1262596.47 |  | 107.744 | 0.0157 | 1390649.461 | 0.105 | 805.787 | 0.1203 | 13259419.518 | Coal | Diesel Oil | Tangentially-fired | Wet Limestone | Low NOx Burner Technology w/ Closed-coupled/Separated OFA | Wet ESP,Wet Scrubber | Halogenated PAC Sorbent Injection | ARP, CSNOX, CSSO2G2, MATS | 6090 2 | 1977-04-01 | 8115 |  |  | 1.2764 | 18.65% | Electric Utility |  |  | #N/A
MN | Sherburne County | 6090 | 3 |  | 2023 | 4841 | 4833.54 | 3206841.91 |  | 2340.79 | 0.15 | 3263881.936 | 0.1044 | 2067.215 | 0.126 | 31137479.637 | Coal | Diesel Oil | Dry bottom wall-fired boiler | Dry Lime FGD | Low NOx Burner Technology (Dry Bottom only) | Baghouse | Halogenated PAC Sorbent Injection | ARP, CSNOX, CSSO2G2, MATS | 6090 3 | 1987-11-01 | 10696 |  |  | 1.2893 | 33.23% | Electric Utility |  |  | #N/A
MA | Salem Harbor Station NGCC | 60903 | 1 |  | 2023 | 1768 | 1591.77 | 401677.45 |  | 0.857 | 0.001 | 169799.743 | 0.059 | 10.965 | 0.0119 | 2857207.607 | Pipeline Natural Gas |  | Combined cycle |  | Dry Low NOx Burners,Selective Catalytic Reduction |  |  | ARP, RGGI, SIPNOX | 60903 1 | 2017-12-22 | 2700 |  | Y | 0.054596 | 12.08% | Electric Utility | GE 7HA.02 1x1 | Frame | 0.0090887
MA | Salem Harbor Station NGCC | 60903 | 2 |  | 2023 | 1458 | 1297.8 | 322967.72 |  | 0.687 | 0.001 | 135997.024 | 0.059 | 8.693 | 0.0118 | 2288416.425 | Pipeline Natural Gas |  | Combined cycle |  | Dry Low NOx Burners,Selective Catalytic Reduction |  |  | ARP, RGGI, SIPNOX | 60903 2 | 2018-02-10 | 2700 |  | Y | 0.053832 | 9.675% | Electric Utility | GE 7FA.05 1x1 | Frame | 0.0098827
TX | NET Power La Porte Station | 60910 | 1GT |  | 2023 | 0 | 0 | [9 empty] | Pipeline Natural Gas |  | Combustion turbine |  |  |  |  | ARP, CSOSG2 | 60910 1GT | 2021-11-15 | 172 |  |  |  | 0% | Electric Utility |  |  | 0.7 | 189.7
TX | Montgomery County Power Station | 60925 | CT1 |  | 2023 | 8133 | 8126.57 | 3226173.81 |  | 6.606 | 0.001 | 1308511.99 | 0.059 | 67.222 | 0.0063 | 22018081.255 | Pipeline Natural Gas |  | Combined cycle |  | Dry Low NOx Burners,Selective Catalytic Reduction |  |  | ARP, CSOSG2 | 60925 CT1 | 2020-08-30 | 3800 |  | Y | 0.041673 | 66.14% | Electric Utility | Mitsubishi 501GAC 2x1 | Frame | 0.0064907 | 1.759
TX | Montgomery County Power Station | 60925 | CT2 |  | 2023 | 7972 | 7968.06 | 3128407.07 |  | 6.366 | 0.001 | 1261062.741 | 0.059 | 64.893 | 0.0062 | 21219779.509 | Pipeline Natural Gas |  | Combined cycle |  | Dry Low NOx Burners,Selective Catalytic Reduction |  |  | ARP, CSOSG2 | 60925 CT2 | 2020-09-04 | 3800 |  | Y | 0.041486 | 63.75% | Electric Utility | Mitsubishi 501GAC 2x1 | Frame | 0.006375 | 1.7276
LA | St. Charles Power Station | 60926 | 1A |  | 2023 | 7143 | 7111.14 | 2649709.13 |  | 5.522 | 0.001 | 1093886.287 | 0.059 | 75.173 | 0.011 | 18406747.834 | Pipeline Natural Gas |  | Combined cycle |  | Dry Low NOx Burners,Selective Catalytic Reduction |  |  | ARP, CSOSG2E | 60926 1A | 2019-02-28 | 3750 |  | Y | 0.056741 | 56.03% | Electric Utility | Mitsubishi 501GAC 2x1 | Frame | 0.0073683 | 1.9968
LA | St. Charles Power Station | 60926 | 1B |  | 2023 | 6730 | 6698.11 | 2529765.3 |  | 5.268 | 0.001 | 1043486.106 | 0.059 | 69.12 | 0.0111 | 17558657.867 | Pipeline Natural Gas |  | Combined cycle |  | Dry Low NOx Burners,Selective Catalytic Reduction |  |  | ARP, CSOSG2E | 60926 1B | 2019-02-24 | 3620 |  | Y | 0.054645 | 55.37% | Electric Utility | Mitsubishi 501GAC 2x1 | Frame | 0.0071767 | 1.9449
LA | Lake Charles Power Station | 60927 | 1A |  | 2023 | 7884 | 7875.63 | 3031583.59 |  | 5.866 | 0.001 | 1161893.028 | 0.059 | 75.106 | 0.0084 | 19551087.781 | Pipeline Natural Gas |  | Combined cycle |  | Dry Low NOx Burners,Selective Catalytic Reduction |  |  | ARP, CSOSG2E | 60927 1A | 2020-01-05 | 3650 |  | Y | 0.049549 | 61.15% | Electric Utility | Mitsubishi 501JAC 2x1 | Frame | 0.0067476 | 1.8286
LA | Lake Charles Power Station | 60927 | 1B |  | 2023 | 7821 | 7808.89 | 3001122.44 |  | 5.812 | 0.001 | 1151354.132 | 0.059 | 70.902 | 0.0081 | 19373752.475 | Pipeline Natural Gas |  | Combined cycle |  | Dry Low NOx Burners,Selective Catalytic Reduction |  |  | ARP, CSOSG2E | 60927 1B | 2020-01-12 | 3550 |  | Y | 0.04725 | 62.3% | Electric Utility | Mitsubishi 501JAC 2x1 | Frame | 0.0071607 | 1.9405
OK | Sooner | 6095 | 1 |  | 2023 | 2211 | 2192.05 | 548936.59 |  | 30.929 | 0.0123 | 591543.58 | 0.1023 | 349.293 | 0.1155 | 5652877.91 | Coal | Diesel Oil | Tangentially-fired | Fluidized Bed Limestone Injection | Low NOx Burner Technology w/ Closed-coupled/Separated OFA,Overfire Air | Electrostatic Precipitator | Halogenated PAC Sorbent Injection | ARP, CSOSG2, MATS | 6095 1 | 1979-11-10 | 6128 |  |  | 1.2726 | 10.53% | Electric Utility |  |  | #N/A
OK | Sooner | 6095 | 2 |  | 2023 | 1895 | 1883.48 | 529056.08 |  | 29.414 | 0.0112 | 567782.258 | 0.1018 | 328.047 | 0.1101 | 5427778.971 | Coal | Diesel Oil | Tangentially-fired | Fluidized Bed Limestone Injection | Low NOx Burner Technology w/ Closed-coupled/Separated OFA,Overfire Air | Electrostatic Precipitator | Halogenated PAC Sorbent Injection | ARP, CSOSG2, MATS | 6095 2 | 1980-12-29 | 6115 |  |  | 1.2401 | 10.13% | Electric Utility |  |  | #N/A
NE | Nebraska City Station | 6096 | 1 |  | 2023 | 7850 | 7844.42 | 3507397.13 |  | 9291.779 | 0.5414 | 3567553.608 | 0.1042 | 3375.47 | 0.198 | 34062186.554 | Coal |  | Dry bottom wall-fired boiler |  | Low NOx Burner Technology w/ Overfire Air | Electrostatic Precipitator | Halogenated PAC Sorbent Injection | ARP, CSNOX, CSSO2G2, MATS | 6096 1 | 1979-05-30 | 7100 |  |  | 1.9248 | 54.77% | Electric Utility |  |  | #N/A
NE | Nebraska City Station | 6096 | 2 |  | 2023 | 6870 | 6861.65 | 2984210.86 |  | 1324.546 | 0.0942 | 2912202.843 | 0.1035 | 858.729 | 0.061 | 27822456.203 | Coal |  | Dry bottom wall-fired boiler | Dry Lime FGD | Selective Catalytic Reduction | Baghouse |  | ARP, CSNOX, CSSO2G2, MATS | 6096 2 | 2008-10-31 | 7900 |  | Y | 0.57551 | 40.2% | Electric Utility |  |  | #N/A
SD | Big Stone | 6098 | 1 |  | 2023 | 6738 | 6723.47 | 1658505.34 |  | 726.938 | 0.0776 | 2094916.223 | 0.105 | 794 | 0.0809 | 19974388.52 | Coal | Diesel Oil, Wood | Cyclone boiler | Dry Lime FGD | Overfire Air,Selective Catalytic Reduction | Baghouse | Halogenated PAC Sorbent Injection | ARP, MATS | 6098 1 | 1975-05-01 | 5609 |  | Y | 0.95749 | 40.65% | Electric Utility |  |  | #N/A
WY | Wyodak | 6101 | BW91 |  | 2023 | 7824 | 7810.45 | 2041923.98 |  | 1802.985 | 0.1554 | 2441975.826 | 0.105 | 2672.879 | 0.227 | 23283557.773 | Coal |  | Dry bottom wall-fired boiler | Dry Lime FGD | Low NOx Burner Technology w/ Overfire Air | Baghouse | Untreated PAC Sorbent Injection,Additives to Enhance PAC and Existing Equipment Performance | ARP, MATS | 6101 BW91 | 1978-09-01 | 5302 |  |  | 2.618 | 50.13% | Electric Utility |  |  | #N/A
PA | Hickory Run Energy Station | 61028 | CT1 |  | 2023 | 7442 | 7429.39 | 3366138.96 |  | 6.727 | 0.001 | 1332547.985 | 0.059 | 68.007 | 0.0062 | 22422731.275 | Pipeline Natural Gas |  | Combined cycle |  | Dry Low NOx Burners,Selective Catalytic Reduction |  |  | ARP, CSNOX, CSOSG3, CSSO2G1, NSPS4T, RGGI | 61028 CT1 | 2019-10-30 | 3550 |  | Y | 0.040407 | 72.1% | Electric Utility | Siemens SGT6-8000H 2x1 | Frame | 0.0062032 | 1.6811
PA | Hickory Run Energy Station | 61028 | CT2 |  | 2023 | 7470 | 7460.94 | 3323733.45 |  | 6.722 | 0.001 | 1331642.427 | 0.059 | 68.027 | 0.0062 | 22407492.822 | Pipeline Natural Gas |  | Combined cycle |  | Dry Low NOx Burners,Selective Catalytic Reduction |  |  | ARP, CSNOX, CSOSG3, CSSO2G1, NSPS4T, RGGI | 61028 CT2 | 2019-11-04 | 3550 |  | Y | 0.040934 | 72.05% | Electric Utility | Siemens SGT6-8000H 2x1 | Frame | 0.0063564 | 1.7226
PA | Birdsboro Power | 61035 | 1 |  | 2023 | 7187 | 7170.99 | 3311168.26 |  | 6.194 | 0.001 | 1226872.754 | 0.059 | 61.835 | 0.0067 | 20644469.497 | Pipeline Natural Gas |  | Combined cycle |  | Dry Low NOx Burners,Selective Catalytic Reduction |  |  | ARP, CSNOX, CSOSG3, CSSO2G1, NSPS4T, RGGI | 61035 1 | 2019-02-07 | 3345 |  | Y | 0.037349 | 70.45% | Electric Utility | GE 7HA.02 1x1 | Frame | 0.0061867 | 1.6766
CO | Fort St. Vrain | 6112 | 2 |  | 2023 | 6861 | 6836.04 | 1268400.81 |  | 2.818 | 0.001 | 558148.326 | 0.059 | 125.391 | 0.0276 | 9391822.845 | Pipeline Natural Gas |  | Combined cycle |  | Dry Low NOx Burners |  |  | ARP | 6112 2 | 1996-05-06 | 2242 |  |  | 0.19772 | 47.82% | Electric Utility |  |  | 0.030372
CO | Fort St. Vrain | 6112 | 3 |  | 2023 | 7913 | 7895.15 | 1431916.73 |  | 3.039 | 0.001 | 601996.497 | 0.059 | 138.637 | 0.0282 | 10129747.712 | Pipeline Natural Gas |  | Combined cycle |  | Dry Low NOx Burners |  |  | ARP | 6112 3 | 1999-03-01 | 2242 |  |  | 0.19364 | 51.58% | Electric Utility |  |  | 0.032508
CO | Fort St. Vrain | 6112 | 4 |  | 2023 | 7283 | 7261.58 | 1338764.29 |  | 2.994 | 0.001 | 593115.879 | 0.059 | 47.428 | 0.01 | 9980317.412 | Pipeline Natural Gas |  | Combined cycle |  | Selective Catalytic Reduction |  |  | ARP | 6112 4 | 2001-05-03 | 2242 |  | Y | 0.070853 | 50.82% | Electric Utility |  |  | 0.01283
CO | Fort St. Vrain | 6112 | 5 |  | 2023 | 709 | 625.35 | 51264.27 |  | 0.192 | 0.001 | 38032.938 | 0.0592 | 10.376 | 0.0417 | 639975.957 | Pipeline Natural Gas |  | Combustion turbine |  | Dry Low NOx Burners |  |  | ARP | 6112 5 | 2009-04-22 | 1700 |  |  | 0.4048 | 4.297% | Electric Utility | GE MS7001FA GT | Frame | 0.033922
CO | Fort St. Vrain | 6112 | 6 |  | 2023 | 713 | 633.47 | 52091.13 |  | 0.195 | 0.001 | 38704.103 | 0.0591 | 9.877 | 0.0371 | 651256.337 | Pipeline Natural Gas |  | Combustion turbine |  | Dry Low NOx Burners |  |  | ARP | 6112 6 | 2009-04-25 | 1700 |  |  | 0.37922 | 4.373% | Electric Utility | GE MS7001FA GT | Frame | 0.031322
IN | Gibson | 6113 | 1 |  | 2023 | 7681 | 7671.24 | 2674166.4 |  | 931.126 | 0.0623 | 2683693.117 | 0.103 | 1021.622 | 0.0801 | 26156866.903 | Coal | Diesel Oil | Dry bottom wall-fired boiler | Wet Limestone | Low NOx Burner Technology w/ Overfire Air,Selective Catalytic Reduction | Electrostatic Precipitator,Wet Scrubber |  | ARP, CSNOX, CSOSG3, CSSO2G1, MATS | 6113 1 | 1976-05-03 | 6500 |  | Y | 0.76407 | 45.94% | Electric Utility |  |  | #N/A
IN | Gibson | 6113 | 2 |  | 2023 | 6124 | 6113.61 | 2160829.93 |  | 879.368 | 0.0704 | 2182569.594 | 0.103 | 760.117 | 0.0707 | 21272620.376 | Coal | Diesel Oil | Dry bottom wall-fired boiler | Wet Limestone | Low NOx Burner Technology w/ Overfire Air,Selective Catalytic Reduction | Electrostatic Precipitator,Wet Scrubber |  | ARP, CSNOX, CSOSG3, CSSO2G1, MATS | 6113 2 | 1975-04-16 | 7100 |  | Y | 0.70354 | 34.2% | Electric Utility |  |  | #N/A
IN | Gibson | 6113 | 3 |  | 2023 | 3403 | 3390.82 | 1094648.85 |  | 430.812 | 0.0743 | 1115176.962 | 0.1029 | 463.446 | 0.0903 | 10869189.032 | Coal | Diesel Oil | Dry bottom wall-fired boiler | Wet Limestone | Low NOx Burner Technology w/ Overfire Air,Selective Catalytic Reduction | Wet Scrubber,Electrostatic Precipitator |  | ARP, CSNOX, CSOSG3, CSSO2G1, MATS | 6113 3 | 1978-03-28 | 7300 |  | Y | 0.84675 | 17% | Electric Utility |  |  | #N/A
IN | Gibson | 6113 | 4 |  | 2023 | 4143 | 4126.9 | 1335459.04 |  | 1081.088 | 0.1386 | 1392847.696 | 0.1027 | 458.795 | 0.0719 | 13575555.048 | Coal | Diesel Oil | Dry bottom wall-fired boiler | Wet Limestone | Low NOx Burner Technology w/ Overfire Air,Selective Catalytic Reduction | Wet Scrubber,Electrostatic Precipitator |  | ARP, CSNOX, CSOSG3, CSSO2G1, MATS | 6113 4 | 1979-03-27 | 7100 |  | Y | 0.6871 | 21.83% | Electric Utility |  |  | #N/A
IN | Gibson | 6113 | 5 |  | 2023 | 5975 | 5959.92 | 1665642.44 |  | 1191.24 | 0.1312 | 1667241.162 | 0.103 | 867.218 | 0.1114 | 16249946.729 | Coal | Diesel Oil | Dry bottom wall-fired boiler | Wet Limestone | Low NOx Burner Technology w/ Overfire Air,Selective Catalytic Reduction | Electrostatic Precipitator,Wet Scrubber |  | ARP, CSNOX, CSOSG3, CSSO2G1, MATS | 6113 5 | 1982-10-01 | 6700 |  | Y | 1.0413 | 27.69% | Electric Utility |  |  | #N/A
SD | Astoria Station | 61144 | 1 |  | 2023 | 2108 | 1870.32 | 407920.4 |  | 1.267 | 0.001 | 250974.584 | 0.059 | 50.956 | 0.0256 | 4223136.667 | Pipeline Natural Gas |  | Combustion turbine |  | Dry Low NOx Burners |  |  | ARP, NSPS4T | 61144 1 | 2021-02-02 | 3000 |  |  | 0.24983 | 16.07% | Electric Utility | Mitsubishi M501GAC | Frame | 0.024084 | 6.5269
FL | Fort Myers | 612 | FMCT2A |  | 2023 | 7035 | 6993.49 | 1683241.47 |  | 3.495 | 0.001 | 692220.282 | 0.059 | 153.992 | 0.0276 | 11647890.646 | Pipeline Natural Gas |  | Combined cycle |  | Dry Low NOx Burners |  |  | ARP | 612 FMCT2A | 2000-09-22 | 2190 |  |  | 0.18297 | 60.72% | Electric Utility |  |  | 0.024681
FL | Fort Myers | 612 | FMCT2B |  | 2023 | 6935 | 6860.66 | 1651863.08 |  | 3.366 | 0.001 | 666777.27 | 0.059 | 153.035 | 0.0294 | 11219756.501 | Pipeline Natural Gas |  | Combined cycle |  | Dry Low NOx Burners |  |  | ARP | 612 FMCT2B | 2000-09-22 | 2190 |  |  | 0.18529 | 58.48% | Electric Utility |  |  | 0.027415
FL | Fort Myers | 612 | FMCT2C |  | 2023 | 7530 | 7486.95 | 1817775.19 |  | 3.727 | 0.001 | 738247.422 | 0.059 | 161.879 | 0.027 | 12422388.862 | Pipeline Natural Gas |  | Combined cycle |  | Dry Low NOx Burners |  |  | ARP | 612 FMCT2C | 2001-01-01 | 2190 |  |  | 0.17811 | 64.75% | Electric Utility |  |  | 0.0277
FL | Fort Myers | 612 | FMCT2D |  | 2023 | 7316 | 7231.6 | 1778114.33 |  | 3.608 | 0.001 | 714749.28 | 0.059 | 155.239 | 0.0278 | 12027023.733 | Pipeline Natural Gas |  | Combined cycle |  | Dry Low NOx Burners |  |  | ARP | 612 FMCT2D | 2001-04-01 | 2190 |  |  | 0.17461 | 62.69% | Electric Utility |  |  | 0.02657
FL | Fort Myers | 612 | FMCT2E |  | 2023 | 7707 | 7661.73 | 1860209.64 |  | 3.865 | 0.001 | 765695.932 | 0.059 | 161.98 | 0.0263 | 12884243.694 | Pipeline Natural Gas |  | Combined cycle |  | Dry Low NOx Burners |  |  | ARP | 612 FMCT2E | 2001-04-01 | 2190 |  |  | 0.17415 | 67.16% | Electric Utility |  |  | 0.026901
FL | Fort Myers | 612 | FMCT2F |  | 2023 | 7286 | 7232.82 | 1732242.76 |  | 3.584 | 0.001 | 709979.653 | 0.059 | 161.545 | 0.0295 | 11946811.671 | Pipeline Natural Gas |  | Combined cycle |  | Dry Low NOx Burners |  |  | ARP | 612 FMCT2F | 2001-04-22 | 2190 |  |  | 0.18652 | 62.27% | Electric Utility |  |  | 0.027469
FL | Fort Myers | 612 | PFM3A |  | 2023 | 864 | 729.02 | 91626.69 |  | 0.742 | 0.0019 | 60849.405 | 0.0594 | 16.295 | 0.0366 | 1017403.741 | Pipeline Natural Gas | Diesel Oil | Combustion turbine |  | Dry Low NOx Burners,Water Injection |  |  | ARP | 612 PFM3A | 2003-04-14 | 2093 |  |  | 0.35568 | 5.549% | Electric Utility | GE MS7001FA GT | Frame | 0.036715
FL | Fort Myers | 612 | PFM3B |  | 2023 | 764 | 640.23 | 70292.33 |  | 0.9 | 0.0022 | 53961.968 | 0.0595 | 15.758 | 0.0408 | 898653.594 | Pipeline Natural Gas | Diesel Oil | Combustion turbine |  | Dry Low NOx Burners,Water Injection |  |  | ARP | 612 PFM3B | 2003-03-18 | 2093 |  |  | 0.44836 | 4.901% | Electric Utility | GE MS7001FA GT | Frame | 0.039763
FL | Fort Myers | 612 | PFM3C |  | 2023 | 732 | 619.58 | 93182.74 |  | 0.549 | 0.0016 | 60081.754 | 0.0593 | 14.354 | 0.0311 | 1007310.746 | Pipeline Natural Gas | Diesel Oil | Combustion turbine |  | Dry Low NOx Burners,Water Injection |  |  | ARP | 612 PFM3C | 2016-11-01 | 2454 |  |  | 0.30808 | 4.686% | Electric Utility | GE 7HA.04 | Frame | 0.15087
FL | Fort Myers | 612 | PFM3D |  | 2023 | 1014 | 870.64 | 122941.16 |  | 0.599 | 0.0013 | 81516.269 | 0.0592 | 20.01 | 0.0328 | 1368861.645 | Pipeline Natural Gas | Diesel Oil | Combustion turbine |  | Dry Low NOx Burners,Water Injection |  |  | ARP | 612 PFM3D | 2016-11-19 | 2454 |  |  | 0.32552 | 6.368% | Electric Utility | GE 7HA.02 | Frame | 0.035486
GA | McIntosh (6124) | 6124 | CT1 |  | 2023 | 74 | 74 | 3426 |  | 0.123 | 0.0076 | 2299.7 | 0.0617 | 5.011 | 0.3797 | 37302.2 | Pipeline Natural Gas | Diesel Oil | Combustion turbine |  | Water Injection |  |  | ARP, CSNOX, CSOSG1, CSSO2G2 | 6124 CT1 | 1995-05-18 | 1419 |  |  | 2.9253 | 0.3001% | Electric Utility | ABB Power Generation Ltd-Unknown |  | 0.57269
GA | McIntosh (6124) | 6124 | CT2 |  | 2023 | 84 | 84 | 4096 |  | 0.097 | 0.0057 | 2886.4 | 0.0612 | 5.432 | 0.3261 | 47672.6 | Pipeline Natural Gas | Diesel Oil | Combustion turbine |  | Water Injection |  |  | ARP, CSNOX, CSOSG1, CSSO2G2 | 6124 CT2 | 1995-04-13 | 1419 |  |  | 2.6523 | 0.3835% | Electric Utility | ABB Power Generation Ltd-Unknown |  | 0.61145
GA | McIntosh (6124) | 6124 | CT3 |  | 2023 | 71 | 71 | 3082 |  | 0.148 | 0.0147 | 2053.1 | 0.065 | 4.287 | 0.4503 | 32736.1 | Pipeline Natural Gas | Diesel Oil | Combustion turbine |  | Water Injection |  |  | ARP, CSNOX, CSOSG1, CSSO2G2 | 6124 CT3 | 1994-06-04 | 1419 |  |  | 2.782 | 0.2634% | Electric Utility | ABB Power Generation Ltd-Unknown |  | 0.64058
GA | McIntosh (6124) | 6124 | CT4 |  | 2023 | 102 | 102 | 4749 |  | 0.113 | 0.0068 | 3312.2 | 0.0616 | 6.857 | 0.3665 | 54708.7 | Pipeline Natural Gas | Diesel Oil | Combustion turbine |  | Water Injection |  |  | ARP, CSNOX, CSOSG1, CSSO2G2 | 6124 CT4 | 1994-05-31 | 1419 |  |  | 2.8878 | 0.4401% | Electric Utility | ABB Power Generation Ltd-Unknown |  | 0.62237
GA | McIntosh (6124) | 6124 | CT5 |  | 2023 | 40 | 40 | 1957 |  | 0.064 | 0.0059 | 1308.5 | 0.0611 | 2.196 | 0.2955 | 21318.3 | Pipeline Natural Gas | Diesel Oil | Combustion turbine |  | Water Injection |  |  | ARP, CSNOX, CSOSG1, CSSO2G2 | 6124 CT5 | 1994-05-01 | 1419 |  |  | 2.2443 | 0.1715% | Electric Utility | ABB Power Generation Ltd-Unknown |  | 0.61597
GA | McIntosh (6124) | 6124 | CT6 |  | 2023 | 129 | 129 | 6427 |  | 0.17 | 0.0052 | 4594.2 | 0.0609 | 8.415 | 0.3113 | 75682 | Pipeline Natural Gas | Diesel Oil | Combustion turbine |  | Water Injection |  |  | ARP, CSNOX, CSOSG1, CSSO2G2 | 6124 CT6 | 1994-05-07 | 1419 |  |  | 2.6186 | 0.6088% | Electric Utility | ABB Power Generation Ltd-Unknown |  | 0.58871
GA | McIntosh (6124) | 6124 | CT7 |  | 2023 | 84 | 84 | 3962 |  | 0.193 | 0.0097 | 2788.8 | 0.0629 | 6.122 | 0.3898 | 44575.1 | Pipeline Natural Gas | Diesel Oil | Combustion turbine |  | Water Injection |  |  | ARP, CSNOX, CSOSG1, CSSO2G2 | 6124 CT7 | 1994-04-27 | 1419 |  |  | 3.0904 | 0.3586% | Electric Utility | ABB Power Generation Ltd-Unknown |  | 0.61399
GA | McIntosh (6124) | 6124 | CT8 |  | 2023 | 55 | 55 | 2554 |  | 0.083 | 0.0072 | 1634.4 | 0.0618 | 3.313 | 0.3557 | 26587.1 | Pipeline Natural Gas | Diesel Oil | Combustion turbine |  | Water Injection |  |  | ARP, CSNOX, CSOSG1, CSSO2G2 | 6124 CT8 | 1994-02-28 | 1419 |  |  | 2.5944 | 0.2139% | Electric Utility | ABB Power Generation Ltd-Unknown |  | 0.59945
TX | Victoria City Peaking Facility | 61241 | CT1 |  | 2023 | 1010 | 835.01 | 29731.35 |  | 0.084 | 0.001 | 16559.263 | 0.0593 | 1.575 | 0.0216 | 278648.812 | Pipeline Natural Gas |  | Combustion turbine |  | Ammonia Injection,Selective Catalytic Reduction |  |  | ARP, CSOSG2 | 61241 CT1 | 2019-12-17 | 473 |  | Y | 0.10595 | 6.725% | Electric Utility | GE LM6000PC Sprint | Aeroderivative | 0.014979 | 4.0592
TX | Victoria City Peaking Facility | 61241 | CT2 |  | 2023 | 427 | 341.51 | 13209.12 |  | 0.037 | 0.001 | 7255.519 | 0.0592 | 0.767 | 0.0225 | 122098.964 | Pipeline Natural Gas |  | Combustion turbine |  | Ammonia Injection,Selective Catalytic Reduction |  |  | ARP, CSOSG2 | 61241 CT2 | 2019-12-17 | 473 |  | Y | 0.11613 | 2.947% | Electric Utility | GE LM6000PC Sprint | Aeroderivative | 0.021536 | 5.8362
TX | Victoria Port Peaking Facility | 61242 | CT1 |  | 2023 | 845 | 725.42 | 30394.85 |  | 0.082 | 0.001 | 16143.059 | 0.0593 | 1.664 | 0.0218 | 271617.181 | Pipeline Natural Gas |  | Combustion turbine |  | Ammonia Injection,Selective Catalytic Reduction |  |  | ARP, CSOSG2 | 61242 CT1 | 2019-03-25 | 473 |  | Y | 0.10949 | 6.555% | Electric Utility | GE LM6000 | Aeroderivative | 0.058698 | 15.9073
TX | Victoria Port Peaking Facility | 61242 | CT2 |  | 2023 | 816 | 644.58 | 26518.06 |  | 0.073 | 0.001 | 14508.186 | 0.0592 | 1.409 | 0.0257 | 244123.993 | Pipeline Natural Gas |  | Combustion turbine |  | Ammonia Injection,Selective Catalytic Reduction |  |  | ARP, CSOSG2 | 61242 CT2 | 2019-04-02 | 473 |  | Y | 0.10627 | 5.892% | Electric Utility | GE LM6000 | Aeroderivative | 0.036848 | 9.9858
FL | Lauderdale | 613 | PFL6A |  | 2023 | 462 | 364.49 | 53676 |  | 0.192 | 0.001 | 36168.254 | 0.0598 | 9.82 | 0.0383 | 598584.626 | Pipeline Natural Gas | Diesel Oil | Combustion turbine |  | Dry Low NOx Burners,Water Injection |  |  | ARP | 613 PFL6A | 2016-11-25 | 2454 |  |  | 0.3659 | 2.784% | Electric Utility | GE 7HA.03 | Frame | 0.034304
FL | Lauderdale | 613 | PFL6B |  | 2023 | 440 | 354.25 | 51122.75 |  | 0.2 | 0.001 | 36012.081 | 0.0604 | 10.793 | 0.0411 | 587562.693 | Pipeline Natural Gas | Diesel Oil | Combustion turbine |  | Dry Low NOx Burners,Water Injection |  |  | ARP | 613 PFL6B | 2016-11-12 | 2454 |  |  | 0.42224 | 2.733% | Electric Utility | GE 7HA.03 | Frame | 0.035181
FL | Lauderdale | 613 | PFL6C |  | 2023 | 359 | 276.77 | 40721.77 |  | 0.16 | 0.0011 | 27805.982 | 0.0611 | 8.71 | 0.0434 | 447778.715 | Pipeline Natural Gas | Diesel Oil | Combustion turbine |  | Dry Low NOx Burners,Water Injection |  |  | ARP | 613 PFL6C | 2016-11-10 | 2454 |  |  | 0.42778 | 2.083% | Electric Utility | GE 7HA.03 | Frame | 0.03392
FL | Lauderdale | 613 | PFL6D |  | 2023 | 621 | 510.21 | 72109.99 |  | 0.288 | 0.0011 | 49430.226 | 0.0614 | 14.569 | 0.0388 | 792046.763 | Pipeline Natural Gas | Diesel Oil | Combustion turbine |  | Dry Low NOx Burners,Water Injection |  |  | ARP | 613 PFL6D | 2016-10-31 | 2454 |  |  | 0.40408 | 3.684% | Electric Utility | GE 7HA.03 | Frame | 0.035078
FL | Lauderdale | 613 | PFL6E |  | 2023 | 522 | 427.92 | 63596.83 |  | 0.235 | 0.001 | 41678.262 | 0.0609 | 12.426 | 0.0404 | 676142.524 | Pipeline Natural Gas | Diesel Oil | Combustion turbine |  | Dry Low NOx Burners,Water Injection |  |  | ARP | 613 PFL6E | 2016-09-14 | 2454 |  |  | 0.39077 | 3.145% | Electric Utility | GE 7HA.03 | Frame | 0.033894
FL | Lauderdale | 613 | PFL7A |  | 2023 | 6061 | 6037.39 | 2847463.29 |  | 5.465 | 0.001 | 1079140.88 | 0.0591 | 64.525 | 0.008 | 18139829.814 | Pipeline Natural Gas | Diesel Oil | Combined cycle |  | Dry Low NOx Burners,Selective Catalytic Reduction |  |  | ARP, NSPS4T | 613 PFL7A | 2022-01-28 | 4040 |  | Y | 0.045321 | 51.26% | Electric Utility | GE 7HA.03 2x1 | Frame | 0.007016 | 1.9013
FL | Lauderdale | 613 | PFL7B |  | 2023 | 7112 | 7083.71 | 3373778.23 |  | 6.456 | 0.001 | 1278914.182 | 0.059 | 74.106 | 0.0078 | 21520056.205 | Pipeline Natural Gas | Diesel Oil | Combined cycle |  | Dry Low NOx Burners,Selective Catalytic Reduction |  |  | ARP, NSPS4T | 613 PFL7B | 2022-01-26 | 4040 |  | Y | 0.043931 | 60.81% | Electric Utility | GE 7HA.03 2x1 | Frame | 0.006887 | 1.8664
OH | Long Ridge Energy Generation | 61322 | CC1 |  | 2023 | 7995 | 7984.57 | 3946910.76 |  | 7.348 | 0.001 | 1455495.402 | 0.059 | 69.665 | 0.0057 | 24491545.963 | Pipeline Natural Gas |  | Combined cycle |  | Dry Low NOx Burners,Selective Catalytic Reduction |  |  | ARP, CSNOX, CSOSG3, CSSO2G1, NSPS4T | 61322 CC1 | 2021-06-01 | 3400 |  | Y | 0.035301 | 82.23% | Electric Utility | GE 7HA.02 1x1 | Frame | 0.0056809 | 1.5395
IN | A B Brown Generating Station | 6137 | 1 |  | 2023 | 4925 | 4901.74 | 875876.14 |  | 1248.332 | 0.2683 | 951917.928 | 0.103 | 483.945 | 0.1046 | 9277955.788 | Coal |  | Dry bottom wall-fired boiler | Dual Alkali | Selective Catalytic Reduction | Baghouse | Sodium Based | ARP, CSNOX, CSOSG3, CSSO2G1, MATS | 6137 1 | 1979-04-19 | 3632 |  | Y | 1.1051 | 29.16% | Electric Utility |  |  | #N/A
IN | A B Brown Generating Station | 6137 | 2 |  | 2023 | 6058 | 6048.53 | 1126251.41 |  | 1469.411 | 0.2552 | 1191010.568 | 0.103 | 615.295 | 0.1055 | 11608285.064 | Coal |  | Dry bottom wall-fired boiler | Dual Alkali | Selective Catalytic Reduction | Electrostatic Precipitator | Sodium Based | ARP, CSNOX, CSOSG3, CSSO2G1, MATS | 6137 2 | 1984-02-19 | 4469 |  | Y | 1.0926 | 29.65% | Electric Utility |  |  | #N/A
IN | A B Brown Generating Station | 6137 | 3 |  | 2023 | 422 | 339.88 | 13996.2 |  | 0.493 | 0.0049 | 10901.977 | 0.0597 | 14.751 | 0.15 | 181572.983 | Pipeline Natural Gas | Diesel Oil | Combustion turbine |  | Water Injection |  |  | ARP, CSNOX, CSOSG3, CSSO2G1 | 6137 3 | 1991-06-03 | 1108 |  |  | 2.1079 | 1.871% | Electric Utility |  |  | 0.1709
IN | A B Brown Generating Station | 6137 | 4 |  | 2023 | 414 | 335.41 | 17011.01 |  | 0.07 | 0.001 | 13814.578 | 0.0591 | 2.977 | 0.0374 | 232459.54 | Pipeline Natural Gas |  | Combustion turbine |  | Dry Low NOx Burners,Water Injection |  |  | ARP, CSNOX, CSOSG3, CSSO2G1 | 6137 4 | 2002-07-01 | 1406 |  |  | 0.35001 | 1.887% | Electric Utility |  |  | 0.02465
AR | Flint Creek Power Plant | 6138 | 1 |  | 2023 | 7821 | 7808.42 | 2276365.06 |  | 642.987 | 0.0569 | 2491950.095 | 0.105 | 2574.732 | 0.218 | 23759994.669 | Coal |  | Dry bottom wall-fired boiler | Dry Lime FGD | Low NOx Burner Technology w/ Overfire Air | Baghouse,Electrostatic Precipitator | Halogenated PAC Sorbent Injection | ARP, CSOSG2, MATS | 6138 1 | 1978-01-30 | 6324 |  |  | 2.2621 | 42.89% | Electric Utility |  |  | #N/A
TX | Welsh Power Plant | 6139 | 1 |  | 2023 | 6253 | 6246.99 | 2096619.99 |  | 5239.412 | 0.4497 | 2402954.948 | 0.105 | 2079.077 | 0.177 | 22911483.723 | Coal |  | Dry bottom wall-fired boiler |  | Low NOx Burner Technology w/ Overfire Air | Baghouse,Electrostatic Precipitator | Halogenated PAC Sorbent Injection | ARP, CSOSG2, MATS, TXSO2 | 6139 1 | 1977-03-31 | 6896 |  |  | 1.9833 | 37.93% | Electric Utility |  |  | #N/A
TX | Welsh Power Plant | 6139 | 3 |  | 2023 | 5453 | 5441.44 | 1760180.24 |  | 4256.261 | 0.4409 | 1969204.226 | 0.105 | 1937.705 | 0.2082 | 18775756.434 | Coal |  | Dry bottom wall-fired boiler |  | Low NOx Burner Technology w/ Overfire Air | Baghouse,Electrostatic Precipitator | Halogenated PAC Sorbent Injection | ARP, CSOSG2, MATS, TXSO2 | 6139 3 | 1982-02-10 | 6909 |  |  | 2.2017 | 31.02% | Electric Utility |  |  | #N/A
TX | Martin Lake | 6146 | 1 |  | 2023 | 7720 | 7713.61 | 4400579.29 |  | 4190.201 | 0.1517 | 4889416.286 | 0.105 | 3200.12 | 0.1437 | 46619126.146 | Coal |  | Tangentially-fired | Wet Limestone | Low NOx Burner Technology w/ Separated OFA | Electrostatic Precipitator | Untreated PAC Sorbent Injection | ARP, CSOSG2, MATS, TXSO2 | 6146 1 | 1977-05-16 | 9210 |  |  | 1.4544 | 57.78% | Electric Utility |  |  | #N/A
TX | Martin Lake | 6146 | 2 |  | 2023 | 8254 | 8245.57 | 4436025.28 |  | 4633.157 | 0.1733 | 4598687.206 | 0.105 | 2856.385 | 0.1279 | 43847126.509 | Coal |  | Tangentially-fired | Wet Limestone | Low NOx Burner Technology w/ Separated OFA | Electrostatic Precipitator |  | ARP, CSOSG2, MATS, TXSO2 | 6146 2 | 1978-05-23 | 9257 |  |  | 1.2878 | 54.07% | Electric Utility |  |  | #N/A
TX | Martin Lake | 6146 | 3 |  | 2023 | 7145 | 7130.04 | 4189019.44 |  | 4473.805 | 0.1725 | 4497728.571 | 0.1049 | 3082.258 | 0.1436 | 42884523.184 | Coal |  | Tangentially-fired | Wet Limestone | Low NOx Burner Technology w/ Separated OFA | Electrostatic Precipitator |  | ARP, CSOSG2, MATS, TXSO2 | 6146 3 | 1979-04-01 | 9484 |  |  | 1.4716 | 51.62% | Electric Utility |  |  | #N/A
MO | Rush Island | 6155 | 1 |  | 2023 | 905 | 894.12 | 413675.78 |  | 947.26 | 0.4375 | 412162.484 | 0.1048 | 176.275 | 0.0996 | 3929846.04 | Coal |  | Tangentially-fired |  | Low NOx Burner Technology w/ Closed-coupled/Separated OFA | Electrostatic Precipitator |  | ARP, CSNOX, CSOSG2, CSSO2G1, MATS | 6155 1 | 1976-02-01 | 5922 |  |  | 0.85224 | 7.575% | Electric Utility |  |  | #N/A
MO | Rush Island | 6155 | 2 |  | 2023 | 1044 | 1027.86 | 477359.97 |  | 1101.786 | 0.4701 | 449357.906 | 0.1049 | 191.021 | 0.0983 | 4284491.892 | Coal |  | Tangentially-fired |  | Low NOx Burner Technology w/ Closed-coupled/Separated OFA | Electrostatic Precipitator |  | ARP, CSNOX, CSOSG2, CSSO2G1, MATS | 6155 2 | 1977-02-01 | 5922 |  |  | 0.80032 | 8.259% | Electric Utility |  |  | #N/A
CT | New Haven Harbor | 6156 | NHB1 |  | 2023 | 219 | 205.2 | 30569.55 |  | 28.685 | 0.1109 | 27295.075 | 0.0671 | 19.361 | 0.0762 | 381566.218 | Residual Oil | Diesel Oil, Pipeline Natural Gas | Tangentially-fired |  |  | Electrostatic Precipitator |  | ARP, MATS, RGGI, SIPNOX | 6156 NHB1 | 1975-08-31 | 5130 |  |  | 1.2667 | 0.8491% | Electric Utility |  |  | #N/A
CT | New Haven Harbor | 6156 | NHHS2 |  | 2023 | 49 | 34.41 | 1442.01 |  | 0.004 | 0.0005 | 1048.133 | 0.0758 | 0.151 | 0.0295 | 13592.722 | Diesel Oil | Pipeline Natural Gas | Combustion turbine |  | Water Injection,Selective Catalytic Reduction |  |  | ARP, RGGI, SIPNOX | 6156 NHHS2 | 2012-05-07 | 485 |  | Y | 0.20943 | 0.3199% | Electric Utility | GE LM6000 | Aeroderivative | 0.026772
CT | New Haven Harbor | 6156 | NHHS3 |  | 2023 | 56 | 38.29 | 1585.31 |  | 0.004 | 0.0006 | 1123.32 | 0.0779 | 0.135 | 0.0301 | 14565.687 | Diesel Oil | Pipeline Natural Gas | Combustion turbine |  | Water Injection,Selective Catalytic Reduction |  |  | ARP, RGGI, SIPNOX | 6156 NHHS3 | 2012-04-26 | 485 |  | Y | 0.17031 | 0.3428% | Electric Utility | GE LM6000 | Aeroderivative | 0.02016
CT | New Haven Harbor | 6156 | NHHS4 |  | 2023 | 43 | 31.61 | 1329.14 |  | 0.004 | 0.0006 | 948.745 | 0.0774 | 0.119 | 0.022 | 12375.088 | Diesel Oil | Pipeline Natural Gas | Combustion turbine |  | Water Injection,Selective Catalytic Reduction |  |  | ARP, RGGI, SIPNOX | 6156 NHHS4 | 2012-04-11 | 485 |  | Y | 0.17906 | 0.2913% | Electric Utility | GE LM6000 | Aeroderivative | 0.019803
UT | Hunter | 6165 | 1 |  | 2023 | 7330 | 7322.65 | 1754820.66 |  | 660.496 | 0.0726 | 1791288.655 | 0.103 | 1562.887 | 0.1781 | 17458972.477 | Coal |  | Tangentially-fired | Wet Lime FGD | Low NOx Burner Technology w/ Closed-coupled/Separated OFA | Baghouse |  | ARP, MATS | 6165 1 | 1978-06-10 | 5348 |  |  | 1.7812 | 37.27% | Electric Utility |  |  | #N/A
UT | Hunter | 6165 | 2 |  | 2023 | 7217 | 7196.86 | 1641758.71 |  | 658.237 | 0.077 | 1715668.084 | 0.103 | 1345.796 | 0.1556 | 16721935.347 | Coal |  | Tangentially-fired | Wet Lime FGD | Low NOx Burner Technology w/ Closed-coupled/Separated OFA | Baghouse |  | ARP, MATS | 6165 2 | 1980-06-04 | 6130 |  |  | 1.6395 | 31.14% | Electric Utility |  |  | #N/A
UT | Hunter | 6165 | 3 |  | 2023 | 6569 | 6552.14 | 1293720.39 |  | 621.49 | 0.0898 | 1408901.659 | 0.1029 | 1745.747 | 0.2493 | 13732018.68 | Coal |  | Dry bottom wall-fired boiler | Wet Lime FGD | Low NOx Burner Technology w/ Overfire Air | Wet Scrubber,Baghouse |  | ARP, MATS | 6165 3 | 1983-06-01 | 5742 |  |  | 2.6988 | 27.3% | Electric Utility |  |  | #N/A
IN | Rockport | 6166 | MB1 | CS012 | 2023 | 2510 | 2501.94 | 1534815.92 |  | 1039.288 | 0.1257 | 1772350.335 | 0.105 | 599.959 | 0.0704 | 16898845.074 | Coal |  | Dry bottom wall-fired boiler | Sodium Based | Low NOx Burner Technology (Dry Bottom only),Selective Catalytic Reduction | Electrostatic Precipitator | Halogenated PAC Sorbent Injection | ARP, CSNOX, CSOSG3, CSSO2G1, MATS | 6166 MB1 | 1984-12-10 | 13400 |  | Y | 0.7818 | 14.4% | Electric Utility |  |  | #N/A
IN | Rockport | 6166 | MB2 | CS012 | 2023 | 2330 | 2322.71 | 1455227.45 |  | 968.998 | 0.1371 | 1616215.326 | 0.105 | 538.542 | 0.0703 | 15410150.108 | Coal |  | Dry bottom wall-fired boiler | Sodium Based | Low NOx Burner Technology (Dry Bottom only),Selective Catalytic Reduction | Electrostatic Precipitator | Halogenated PAC Sorbent Injection | ARP, CSNOX, CSOSG3, CSSO2G1, MATS | 6166 MB2 | 1989-12-01 | 13400 |  | Y | 0.74015 | 13.13% | Electric Utility |  |  | #N/A
FL | Port Everglades | 617 | PECT5A |  | 2023 | 6021 | 5946.6 | 1880307.23 |  | 3.661 | 0.001 | 723344.63 | 0.0591 | 47.208 | 0.0092 | 12161238.984 | Pipeline Natural Gas | Diesel Oil | Combined cycle |  | Dry Low NOx Burners,Water Injection,Selective Catalytic Reduction |  |  | ARP | 617 PECT5A | 2015-07-21 | 2700 |  | Y | 0.050213 | 51.42% | Electric Utility | Siemens SGT6-8000H 3x1 | Frame | 0.0073601
FL | Port Everglades | 617 | PECT5B |  | 2023 | 6468 | 6392.99 | 2046800.67 |  | 3.954 | 0.001 | 781872.243 | 0.0591 | 49.937 | 0.0086 | 13148800.849 | Pipeline Natural Gas | Diesel Oil | Combined cycle |  | Dry Low NOx Burners,Water Injection,Selective Catalytic Reduction |  |  | ARP | 617 PECT5B | 2015-07-31 | 2700 |  | Y | 0.048795 | 55.59% | Electric Utility | Siemens SGT6-8000H 3x1 | Frame | 0.0074685
FL | Port Everglades | 617 | PECT5C |  | 2023 | 5842 | 5758.57 | 1885366.6 |  | 3.679 | 0.001 | 727401.766 | 0.0591 | 46.957 | 0.0088 | 12232656.182 | Pipeline Natural Gas | Diesel Oil | Combined cycle |  | Dry Low NOx Burners,Water Injection,Selective Catalytic Reduction |  |  | ARP | 617 PECT5C | 2015-11-07 | 2700 |  | Y | 0.049812 | 51.72% | Electric Utility | Siemens SGT6-8000H 3x1 | Frame | 0.0075603
AZ | Coronado Generating Station | 6177 | U1B |  | 2023 | 6080 | 6064.38 | 1578842.93 |  | 65.552 | 0.0068 | 1787975.847 | 0.1044 | 2141.75 | 0.2359 | 17060443.206 | Coal | Diesel Oil | Dry bottom turbo-fired boiler | Wet Limestone | Low NOx Burner Technology w/ Overfire Air | Electrostatic Precipitator |  | ARP, MATS | 6177 U1B | 1979-12-01 | 4829.9 |  |  | 2.7131 | 40.32% | Electric Utility |  |  | #N/A
AZ | Coronado Generating Station | 6177 | U2B |  | 2023 | 6832 | 6826.25 | 1938229.22 |  | 60.199 | 0.0048 | 2217280.782 | 0.1045 | 679.693 | 0.0628 | 21168693.204 | Coal | Diesel Oil | Dry bottom turbo-fired boiler | Wet Limestone | Low NOx Burner Technology w/ Overfire Air,Selective Catalytic Reduction | Electrostatic Precipitator |  | ARP, MATS | 6177 U2B | 1980-10-01 | 4963 |  | Y | 0.70135 | 48.69% | Electric Utility |  |  | #N/A
TX | Coleto Creek | 6178 | 1 |  | 2023 | 6160 | 6140.1 | 2851065.68 |  | 9577.27 | 0.6382 | 3013749.179 | 0.105 | 2121.567 | 0.1511 | 28735198.007 | Coal |  | Tangentially-fired |  | Low NOx Burner Technology w/ Closed-coupled/Separated OFA | Baghouse | Additives to Enhance PAC and Existing Equipment Performance | ARP, CSOSG2, MATS, TXSO2 | 6178 1 | 1980-06-30 | 7685 |  |  | 1.4883 | 42.68% | Electric Utility |  |  | #N/A
TX | Sam Seymour | 6179 | 1 |  | 2023 | 8431 | 8429.79 | 2932694.71 |  | 144.854 | 0.0092 | 3195360.801 | 0.105 | 1845.929 | 0.1323 | 30466870.694 | Coal | Diesel Oil, Other Solid Fuel | Tangentially-fired | Wet Limestone | Low NOx Burner Technology w/ Closed-coupled/Separated OFA | Electrostatic Precipitator |  | ARP, CSOSG2, MATS, TXSO2 | 6179 1 | 1979-06-01 | 8673.9 |  |  | 1.2589 | 40.1% | Electric Utility |  |  | #N/A
TX | Sam Seymour | 6179 | 2 |  | 2023 | 8559 | 8554.16 | 3021247.11 |  | 255.1 | 0.0148 | 3441232.536 | 0.105 | 1903.536 | 0.1256 | 32811145.885 | Coal | Diesel Oil, Other Solid Fuel | Tangentially-fired | Wet Limestone | Low NOx Burner Technology w/ Closed-coupled/Separated OFA | Electrostatic Precipitator |  | ARP, CSOSG2, MATS, TXSO2 | 6179 2 | 1980-05-21 | 8673.9 |  |  | 1.2601 | 43.18% | Electric Utility |  |  | #N/A
TX | Sam Seymour | 6179 | 3 |  | 2023 | 6438 | 6435.79 | 2315265.07 |  | 178.406 | 0.0134 | 2611498.55 | 0.105 | 1614.624 | 0.1365 | 24899886.941 | Coal | Diesel Oil, Other Solid Fuel | Tangentially-fired | Wet Limestone | Low NOx Burner Technology w/ Closed-coupled/Separated OFA | Electrostatic Precipitator |  | ARP, CSOSG2, MATS | 6179 3 | 1988-04-29 | 6333.3 |  |  | 1.3948 | 44.88% | Electric Utility |  |  | #N/A
TX | Oak Grove | 6180 | 1 |  | 2023 | 8253 | 8240.85 | 6567981.88 |  | 4102.414 | 0.1267 | 6860505.428 | 0.1086 | 2294.468 | 0.0709 | 63042079.818 | Coal | Pipeline Natural Gas | Tangentially-fired | Wet Limestone | Low NOx Burner Technology w/ Separated OFA,Ammonia Injection,Selective Catalytic Reduction | Baghouse |  | ARP, CSOSG2, MATS | 6180 1 | 2009-08-07 | 9940 |  | Y | 0.69868 | 72.4% | Electric Utility |  |  | #N/A
TX | Oak Grove | 6180 | 2 |  | 2023 | 8197 | 8183.03 | 6443900.45 |  | 4093.119 | 0.133 | 6572744.752 | 0.1084 | 2078.794 | 0.0705 | 60399833.457 | Coal | Pipeline Natural Gas | Dry bottom wall-fired boiler | Wet Limestone | Low NOx Burner Technology (Dry Bottom only),Ammonia Injection,Selective Catalytic Reduction | Baghouse |  | ARP, CSOSG2, MATS | 6180 2 | 2010-01-01 | 9835 |  | Y | 0.6452 | 70.11% | Electric Utility |  |  | #N/A
TX | San Miguel | 6183 | SM-1 |  | 2023 | 5648 | 5632.45 | 1573373.95 |  | 4615.175 | 0.4761 | 1972164.289 | 0.109 | 1426.175 | 0.1569 | 18114837.765 | Coal |  | Dry bottom wall-fired boiler | Wet Limestone | Overfire Air,Low NOx Burner Technology (Dry Bottom only) | Electrostatic Precipitator,Wet Scrubber |  | ARP, CSOSG2, MATS | 6183 SM-1 | 1982-01-01 | 6815 |  |  | 1.8129 | 30.34% | Electric Utility |  |  | #N/A
FL | Riviera Beach Energy Center | 619 | RBCT5A |  | 2023 | 5927 | 5745.73 | 2053778.45 |  | 3.977 | 0.001 | 784652.45 | 0.0591 | 62.608 | 0.0139 | 13185917.176 | Pipeline Natural Gas | Diesel Oil | Combined cycle |  | Dry Low NOx Burners,Water Injection,Selective Catalytic Reduction |  |  | ARP | 619 RBCT5A | 2013-10-30 | 3046 |  | Y | 0.060969 | 49.42% | Electric Utility | Siemens SGT6-8000H 3x1 | Frame | 0.0082451
FL | Riviera Beach Energy Center | 619 | RBCT5B |  | 2023 | 7510 | 7436.94 | 2798801.68 |  | 5.267 | 0.001 | 1041524.095 | 0.0591 | 66.084 | 0.0085 | 17515884.204 | Pipeline Natural Gas | Diesel Oil | Combined cycle |  | Dry Low NOx Burners,Water Injection,Selective Catalytic Reduction |  |  | ARP | 619 RBCT5B | 2013-10-08 | 3046 |  | Y | 0.047223 | 65.64% | Electric Utility | Siemens SGT6-8000H 3x1 | Frame | 0.0078941
FL | Riviera Beach Energy Center | 619 | RBCT5C |  | 2023 | 6621 | 6485.51 | 2526752.04 |  | 4.743 | 0.001 | 938029.175 | 0.0591 | 62.439 | 0.0102 | 15775689.218 | Pipeline Natural Gas | Diesel Oil | Combined cycle |  | Dry Low NOx Burners,Water Injection,Selective Catalytic Reduction |  |  | ARP | 619 RBCT5C | 2013-09-22 | 3046 |  | Y | 0.049422 | 59.12% | Electric Utility | Siemens SGT6-8000H 3x1 | Frame | 0.007861
LA | Brame Energy Center | 6190 | 1 |  | 2023 | 6670 | 6652.48 | 1435751.92 |  | 4.383 | 0.001 | 868289.673 | 0.0589 | 1656.669 | 0.2113 | 14610686.766 | Pipeline Natural Gas |  | Dry bottom wall-fired boiler |  |  |  |  | ARP, CSOSG2E | 6190 1 | 1975-06-01 | 5004 |  |  | 2.3077 | 33.33% | Electric Utility |  |  | #N/A
LA | Brame Energy Center | 6190 | 2 |  | 2023 | 7811 | 7799.26 | 1833395.19 |  | 2379.127 | 0.2469 | 2069013.854 | 0.1048 | 1919.472 | 0.1941 | 19730318.266 | Coal |  | Dry bottom wall-fired boiler |  | Low NOx Burner Technology w/ Overfire Air,Selective Non-catalytic Reduction | Baghouse,Electrostatic Precipitator | Untreated PAC Sorbent Injection | ARP, CSOSG2E, MATS | 6190 2 | 1982-08-01 | 6534 |  | Y | 2.0939 | 34.47% | Electric Utility |  |  | #N/A
LA | Brame Energy Center | 6190 | 2024-03-01 |  | 2023 | 2293 | 2285.03 | 537377.67 |  | 334.862 | 0.1117 | 618544.632 | 0.1028 | 94.764 | 0.0317 | 5882073.286 | Petroleum Coke | Coal | Circulating fluidized bed boiler | Dry Lime FGD | Selective Non-catalytic Reduction | Baghouse | Untreated PAC Sorbent Injection | ARP, CSOSG2E, MATS | 6190 45352 | 2009-11-14 | 3750 |  | Y | 0.35269 | 17.91% | Electric Utility |  |  | #N/A
LA | Brame Energy Center | 6190 | 2024-03-02 |  | 2023 | 2816 | 2813.57 | 729254.87 |  | 447.737 | 0.1135 | 824683.699 | 0.1045 | 113.703 | 0.0284 | 7825611.368 | Petroleum Coke | Coal | Circulating fluidized bed boiler | Dry Lime FGD | Selective Non-catalytic Reduction | Baghouse | Untreated PAC Sorbent Injection | ARP, CSOSG2E, MATS | 6190 45353 | 2009-11-05 | 3750 |  | Y | 0.31183 | 23.82% | Electric Utility |  |  | #N/A
TX | Harrington Station | 6193 | 061B |  | 2023 | 5742 | 5690.29 | 1136647.21 |  | 3519.516 | 0.542 | 1294692.543 | 0.1011 | 742.666 | 0.1127 | 12409152.463 | Coal | Pipeline Natural Gas | Tangentially-fired |  | Low NOx Burner Technology w/ Separated OFA,Overfire Air | Electrostatic Precipitator | Halogenated PAC Sorbent Injection | ARP, CSOSG2, MATS, TXSO2 | 6193 061B | 1976-07-01 | 4631 |  |  | 1.3068 | 30.59% | Electric Utility |  |  | #N/A
TX | Harrington Station | 6193 | 062B |  | 2023 | 4790 | 4764.23 | 1009126.12 |  | 2929.332 | 0.5725 | 1039712.872 | 0.1026 | 627.796 | 0.1204 | 9938342.79 | Coal | Pipeline Natural Gas | Tangentially-fired |  | Low NOx Burner Technology w/ Closed-coupled/Separated OFA,Overfire Air | Baghouse | Halogenated PAC Sorbent Injection | ARP, CSOSG2, MATS, TXSO2 | 6193 062B | 1978-05-01 | 4222 |  |  | 1.2442 | 26.87% | Electric Utility |  |  | #N/A
TX | Harrington Station | 6193 | 063B |  | 2023 | 6749 | 6715.99 | 1397386.63 |  | 4083.016 | 0.5599 | 1466200.22 | 0.1027 | 946.728 | 0.1331 | 14016206.945 | Coal | Pipeline Natural Gas | Tangentially-fired |  | Low NOx Burner Technology w/ Closed-coupled/Separated OFA,Overfire Air | Baghouse | Halogenated PAC Sorbent Injection | ARP, CSOSG2, MATS, TXSO2 | 6193 063B | 1980-05-01 | 4397 |  |  | 1.355 | 36.39% | Electric Utility |  |  | #N/A
TX | Tolk Station | 6194 | 171B |  | 2023 | 5727 | 5693.22 | 1545733.37 |  | 4454.198 | 0.535 | 1642795.416 | 0.1023 | 1191.753 | 0.1542 | 15719901.147 | Coal |  | Tangentially-fired |  | Low NOx Burner Technology w/ Separated OFA,Overfire Air | Baghouse | Halogenated PAC Sorbent Injection | ARP, CSOSG2, MATS, TXSO2 | 6194 171B | 1982-07-01 | 6331 |  |  | 1.542 | 28.34% | Electric Utility |  |  | #N/A
TX | Tolk Station | 6194 | 172B |  | 2023 | 5574 | 5543.83 | 1369851.78 |  | 3975.69 | 0.5281 | 1459982.426 | 0.1022 | 981.59 | 0.1333 | 13975940.544 | Coal |  | Tangentially-fired |  | Low NOx Burner Technology w/ Separated OFA,Overfire Air | Baghouse | Halogenated PAC Sorbent Injection | ARP, CSOSG2, MATS, TXSO2 | 6194 172B | 1985-04-01 | 6454 |  |  | 1.4331 | 24.72% | Electric Utility |  |  | #N/A
MO | John Twitty Energy Center | 6195 | 1 |  | 2023 | 6817 | 6801.71 | 952624.77 |  | 2091.507 | 0.4456 | 959463.595 | 0.1031 | 503.507 | 0.1089 | 9237022.425 | Coal | Diesel Oil, Natural Gas, Pipeline Natural Gas | Dry bottom wall-fired boiler |  | Other,Selective Catalytic Reduction | Baghouse | Halogenated PAC Sorbent Injection | ARP, CSNOX, CSOSG2, CSSO2G1, MATS | 6195 1 | 1976-06-01 | 1990 |  | Y | 1.0571 | 52.99% | Electric Utility |  |  | #N/A
MO | John Twitty Energy Center | 6195 | 2 |  | 2023 | 5935 | 5921.54 | 1124081.6 |  | 417.293 | 0.0807 | 1063764.021 | 0.103 | 366.077 | 0.0725 | 10207597.48 | Coal | Natural Gas, Pipeline Natural Gas | Dry bottom wall-fired boiler | Dry Lime FGD | Selective Catalytic Reduction | Baghouse | Other (Non PAC) Sorbent Injection | ARP, CSNOX, CSOSG2, CSSO2G1, MATS | 6195 2 | 2010-11-01 | 2724 |  | Y | 0.65134 | 42.78% | Electric Utility |  |  | #N/A
MO | John Twitty Energy Center | 6195 | CT1A |  | 2023 | 1658 | 1397.07 | 26608.61 |  | 0.161 | 0.001 | 23606.859 | 0.0593 | 30.745 | 0.1647 | 397197.043 | Natural Gas |  | Combustion turbine |  | Water Injection |  |  | CSNOX, CSOSG2, CSSO2G1 | 6195 CT1A | 1982-12-18 | 376 |  |  | 2.3109 | 12.06% | Electric Utility | Pratt & Whitney Unknown |  | 0.14372
MO | John Twitty Energy Center | 6195 | CT1B |  | 2023 | 980 | 826.07 | 14307.92 |  | 0.083 | 0.001 | 12356.511 | 0.0594 | 15.217 | 0.1507 | 207888.59 | Natural Gas |  | Combustion turbine |  | Water Injection |  |  | CSNOX, CSOSG2, CSSO2G1 | 6195 CT1B | 1982-12-18 | 376 |  |  | 2.1271 | 6.312% | Electric Utility |  |  | 0.14118
MO | John Twitty Energy Center | 6195 | CT2A |  | 2023 | 1178 | 993.27 | 15881.05 |  | 0.102 | 0.001 | 15416.32 | 0.0593 | 18.98 | 0.152 | 259388.965 | Natural Gas |  | Combustion turbine |  | Water Injection |  |  | CSNOX, CSOSG2, CSSO2G1 | 6195 CT2A | 1982-12-18 | 376 |  |  | 2.3903 | 7.875% | Electric Utility |  |  | 0.13556
MO | John Twitty Energy Center | 6195 | CT2B |  | 2023 | 1789 | 1498.04 | 26055.17 |  | 0.167 | 0.001 | 24571.065 | 0.0593 | 31.766 | 0.1543 | 413472.004 | Natural Gas |  | Combustion turbine |  | Water Injection |  |  | CSNOX, CSOSG2, CSSO2G1 | 6195 CT2B | 1982-12-18 | 376 |  |  | 2.4384 | 12.55% | Electric Utility |  |  | 0.13413
TX | Victoria Port Power II Peaking Facility | 61966 | CT1 |  | 2023 | 1827 | 1441.65 | 56406.63 |  | 0.186 | 0.001 | 36905.382 | 0.0592 | 2.068 | 0.0086 | 621005.907 | Pipeline Natural Gas |  | Combustion turbine |  | Selective Catalytic Reduction |  |  | ARP, CSOSG2 | 61966 CT1 | 2021-11-11 | 515 |  | Y | 0.073325 | 13.77% | Electric Utility | GE LM6000 | Aeroderivative | 0.006368 | 1.7257
TX | Victoria Port Power II Peaking Facility | 61966 | CT2 |  | 2023 | 1956 | 1566.71 | 61155.52 |  | 0.204 | 0.001 | 40337.083 | 0.0592 | 3.597 | 0.0164 | 678747.308 | Pipeline Natural Gas |  | Combustion turbine |  | Selective Catalytic Reduction |  |  | ARP, CSOSG2 | 61966 CT2 | 2021-09-21 | 515 |  | Y | 0.11763 | 15.05% | Electric Utility | GE LM6000 | Aeroderivative | 0.097982 | 26.5531
FL | Sanford | 620 | SNCT4A |  | 2023 | 5823 | 5716.7 | 1203321.11 |  | 2.51 | 0.001 | 497212.686 | 0.059 | 109.351 | 0.0284 | 8366569.21 | Pipeline Natural Gas |  | Combined cycle |  | Dry Low NOx Burners |  |  | ARP | 620 SNCT4A | 2002-12-06 | 2070 |  |  | 0.18175 | 46.14% | Electric Utility |  |  | 0.0298
FL | Sanford | 620 | SNCT4B |  | 2023 | 4858 | 4736.41 | 998475.38 |  | 2.079 | 0.001 | 411738.961 | 0.059 | 90.689 | 0.0287 | 6928367.391 | Pipeline Natural Gas |  | Combined cycle |  | Dry Low NOx Burners |  |  | ARP | 620 SNCT4B | 2002-12-07 | 2070 |  |  | 0.18165 | 38.21% | Electric Utility |  |  | 0.02968
FL | Sanford | 620 | SNCT4C |  | 2023 | 5285 | 5183.78 | 1088090.43 |  | 2.252 | 0.001 | 446072.843 | 0.059 | 97.06 | 0.0283 | 7506038.872 | Pipeline Natural Gas |  | Combined cycle |  | Dry Low NOx Burners |  |  | ARP | 620 SNCT4C | 2002-12-01 | 2070 |  |  | 0.1784 | 41.39% | Electric Utility |  |  | 0.029555
FL | Sanford | 620 | SNCT4D |  | 2023 | 4551 | 4365.73 | 912375.37 |  | 1.915 | 0.001 | 379237.076 | 0.059 | 89.328 | 0.032 | 6381363.445 | Pipeline Natural Gas |  | Combined cycle |  | Dry Low NOx Burners |  |  | ARP | 620 SNCT4D | 2002-12-01 | 2070 |  |  | 0.19581 | 35.19% | Electric Utility |  |  | 0.029284
FL | Sanford | 620 | SNCT5A |  | 2023 | 4914 | 4737.82 | 1033681.46 |  | 2.181 | 0.001 | 432011.103 | 0.059 | 96.839 | 0.0305 | 7269404.648 | Pipeline Natural Gas |  | Combined cycle |  | Dry Low NOx Burners |  |  | ARP | 620 SNCT5A | 2002-02-21 | 2110 |  |  | 0.18737 | 39.33% | Electric Utility |  |  | 0.029225
FL | Sanford | 620 | SNCT5B |  | 2023 | 4360 | 4176.54 | 896590.94 |  | 1.86 | 0.001 | 368346.944 | 0.059 | 85.961 | 0.0315 | 6198104.725 | Pipeline Natural Gas |  | Combined cycle |  | Dry Low NOx Burners |  |  | ARP | 620 SNCT5B | 2002-02-25 | 2010 |  |  | 0.19175 | 35.2% | Electric Utility |  |  | 0.030361
FL | Sanford | 620 | SNCT5C |  | 2023 | 4861 | 4686.69 | 1016585.05 |  | 2.148 | 0.001 | 425498.808 | 0.059 | 95.373 | 0.0301 | 7159831.165 | Pipeline Natural Gas |  | Combined cycle |  | Dry Low NOx Burners |  |  | ARP | 620 SNCT5C | 2002-03-04 | 2070 |  |  | 0.18763 | 39.48% | Electric Utility |  |  | 0.030082
FL | Sanford | 620 | SNCT5D |  | 2023 | 4360 | 4194.62 | 900125.03 |  | 1.885 | 0.001 | 373315.657 | 0.059 | 93.891 | 0.0332 | 6281746.133 | Pipeline Natural Gas |  | Combined cycle |  | Dry Low NOx Burners |  |  | ARP | 620 SNCT5D | 2002-03-11 | 2080 |  |  | 0.20862 | 34.48% | Electric Utility |  |  | 0.02999
WY | Laramie River | 6204 | 1 |  | 2023 | 5223 | 5210.68 | 2135455.13 |  | 1293.028 | 0.1031 | 2615610.552 | 0.105 | 600.521 | 0.0491 | 24939115.449 | Coal |  | Dry bottom wall-fired boiler | Wet Limestone | Overfire Air,Selective Catalytic Reduction,Low NOx Burner Technology (Dry Bottom only) | Electrostatic Precipitator | Halogenated PAC Sorbent Injection | ARP, MATS | 6204 1 | 1980-06-15 | 7540 |  | Y | 0.56243 | 37.76% | Electric Utility |  |  | #N/A
WY | Laramie River | 6204 | 2 |  | 2023 | 8453 | 8445.89 | 4051784.71 |  | 2249.682 | 0.1064 | 4377557.709 | 0.105 | 2959.87 | 0.14 | 41738797.863 | Coal |  | Dry bottom wall-fired boiler | Wet Limestone | Overfire Air,Selective Non-catalytic Reduction,Low NOx Burner Technology (Dry Bottom only) | Electrostatic Precipitator | Halogenated PAC Sorbent Injection | ARP, MATS | 6204 2 | 1981-06-15 | 7000 |  | Y | 1.461 | 68.07% | Electric Utility |  |  | #N/A
WY | Laramie River | 6204 | 3 |  | 2023 | 8581 | 8573.28 | 4052006.85 |  | 3087.692 | 0.1289 | 5014801.03 | 0.105 | 3336.836 | 0.1383 | 47814656.742 | Coal |  | Dry bottom wall-fired boiler | Dry Lime FGD | Overfire Air,Selective Non-catalytic Reduction,Low NOx Burner Technology (Dry Bottom only) | Electrostatic Precipitator | Halogenated PAC Sorbent Injection | ARP, MATS | 6204 3 | 1982-12-18 | 7750 |  | Y | 1.647 | 70.43% | Electric Utility |  |  | #N/A
FL | Turkey Point | 621 | TPCT5A |  | 2023 | 7799 | 7758.85 | 1792832.25 |  | 3.641 | 0.001 | 718641.427 | 0.059 | 42.962 | 0.0075 | 12091484.196 | Pipeline Natural Gas | Diesel Oil | Combined cycle |  | Dry Low NOx Burners,Water Injection,Ammonia Injection,Selective Catalytic Reduction |  |  | ARP | 621 TPCT5A | 2006-12-20 | 2325 |  | Y | 0.047926 | 59.37% | Electric Utility |  |  | 0.0077955
FL | Turkey Point | 621 | TPCT5B |  | 2023 | 7354 | 7279.54 | 1689087.03 |  | 3.43 | 0.001 | 672661.034 | 0.059 | 41.228 | 0.0081 | 11315750.845 | Pipeline Natural Gas | Diesel Oil | Combined cycle |  | Dry Low NOx Burners,Water Injection,Ammonia Injection,Selective Catalytic Reduction |  |  | ARP | 621 TPCT5B | 2006-12-27 | 2325 |  | Y | 0.048817 | 55.56% | Electric Utility |  |  | 0.0076141
FL | Turkey Point | 621 | TPCT5C |  | 2023 | 7341 | 7306.52 | 1711776 |  | 3.442 | 0.001 | 680884.587 | 0.059 | 41.073 | 0.0076 | 11456713.372 | Pipeline Natural Gas | Diesel Oil | Combined cycle |  | Dry Low NOx Burners,Water Injection,Ammonia Injection,Selective Catalytic Reduction |  |  | ARP | 621 TPCT5C | 2006-12-12 | 2325 |  | Y | 0.047989 | 56.25% | Electric Utility |  |  | 0.0077574
FL | Turkey Point | 621 | TPCT5D |  | 2023 | 6795 | 6693.62 | 1561880.05 |  | 3.155 | 0.001 | 623032.887 | 0.059 | 39.345 | 0.0088 | 10482928.828 | Pipeline Natural Gas | Diesel Oil | Combined cycle |  | Dry Low NOx Burners,Water Injection,Ammonia Injection,Selective Catalytic Reduction |  |  | ARP | 621 TPCT5D | 2006-12-04 | 2325 |  | Y | 0.050382 | 51.47% | Electric Utility |  |  | 0.0078256
IN | Merom | 6213 | 1SG1 |  | 2023 | 6895 | 6877.78 | 2482094.93 |  | 1269.823 | 0.0954 | 2608357.524 | 0.103 | 711.958 | 0.0574 | 25422608.189 | Coal |  | Dry bottom turbo-fired boiler | Wet Limestone | Selective Catalytic Reduction,Low NOx Burner Technology w/ Overfire Air | Electrostatic Precipitator | Untreated PAC Sorbent Injection | ARP, CSNOX, CSOSG3, CSSO2G1, MATS | 6213 1SG1 | 1983-09-01 | 5800 |  | Y | 0.57368 | 50.04% | Electric Utility |  |  | #N/A
IN | Merom | 6213 | 2SG1 |  | 2023 | 5763 | 5751.39 | 2136893.6 |  | 1568.429 | 0.1261 | 2466924.62 | 0.103 | 656.464 | 0.0559 | 24044082.456 | Coal |  | Dry bottom turbo-fired boiler | Wet Limestone | Selective Catalytic Reduction,Low NOx Burner Technology w/ Overfire Air | Electrostatic Precipitator | Untreated PAC Sorbent Injection | ARP, CSNOX, CSOSG3, CSSO2G1, MATS | 6213 2SG1 | 1982-02-01 | 7000 |  | Y | 0.61441 | 39.21% | Electric Utility |  |  | #N/A
MI | Blue Water Energy Center | 62192 | 11 |  | 2023 | 7646 | 7637.79 | 4165389.42 |  | 7.687 | 0.001 | 1522809.645 | 0.059 | 85.205 | 0.0067 | 25624238.067 | Pipeline Natural Gas |  | Combined cycle |  | Dry Low NOx Burners,Selective Catalytic Reduction |  |  | ARP, CSNOX, CSOSG3, CSSO2G1, NSPS4T | 62192 11 | 2021-11-03 | 4458 |  | Y | 0.040911 | 65.62% | Electric Utility | GE H-Class 1x1 | Frame | 0.0068399 | 1.8536
MI | Blue Water Energy Center | 62192 | 12 |  | 2023 | 7666 | 7662.3 | 4191967.61 |  | 7.724 | 0.001 | 1530011.613 | 0.059 | 84.82 | 0.0066 | 25745425.878 | Pipeline Natural Gas |  | Combined cycle |  | Dry Low NOx Burners,Selective Catalytic Reduction |  |  | ARP, CSNOX, CSOSG3, CSSO2G1, NSPS4T | 62192 12 | 2021-11-14 | 4458 |  | Y | 0.040468 | 65.93% | Electric Utility | GE H-Class 1x1 | Frame | 0.0068331 | 1.8518
MO | Empire District Elec Co Energy Ctr | 6223 | 1 |  | 2023 | 1050 | 968.75 | 48019.29 |  | 0.265 | 0.0011 | 45180.731 | 0.0606 | 56.359 | 0.1594 | 749806.454 | Pipeline Natural Gas | Diesel Oil | Combustion turbine |  | Water Injection |  |  | CSNOX, CSOSG2, CSSO2G1 | 6223 1 | 1978-02-24 | 1336.9 |  |  | 2.3473 | 6.402% | Electric Utility | Siemens Unknown |  | 0.18661
MO | Empire District Elec Co Energy Ctr | 6223 | 2 |  | 2023 | 901 | 822.74 | 43493.36 |  | 0.228 | 0.0012 | 39963.997 | 0.061 | 46.662 | 0.1604 | 661825.281 | Pipeline Natural Gas | Diesel Oil | Combustion turbine |  | Water Injection |  |  | CSNOX, CSOSG2, CSSO2G1 | 6223 2 | 1981-05-05 | 1352.6 |  |  | 2.1457 | 5.586% | Electric Utility | Siemens Unknown |  | 0.18311
MO | Empire District Elec Co Energy Ctr | 6223 | 3A |  | 2023 | 2565 | 2248.41 | 39451.34 |  | 0.157 | 0.0011 | 28248.153 | 0.0602 | 20.239 | 0.0926 | 470592.138 | Pipeline Natural Gas | Diesel Oil | Combustion turbine |  | Water Injection |  |  | ARP, CSNOX, CSOSG2, CSSO2G1 | 6223 3A | 2003-03-15 | 313 |  |  | 1.026 | 17.16% | Electric Utility | Pratt & Whitney FT8 Twinpac | Aeroderivative | 0.082874
MO | Empire District Elec Co Energy Ctr | 6223 | 3B |  | 2023 | 2513 | 2185.02 | 37002.58 |  | 0.147 | 0.0011 | 26215.071 | 0.0604 | 19.024 | 0.0976 | 436633.16 | Pipeline Natural Gas | Diesel Oil | Combustion turbine |  | Water Injection |  |  | ARP, CSNOX, CSOSG2, CSSO2G1 | 6223 3B | 2003-03-15 | 313 |  |  | 1.0283 | 15.92% | Electric Utility | Pratt & Whitney FT8 Twinpac | Aeroderivative | 0.084458
MO | Empire District Elec Co Energy Ctr | 6223 | 4A |  | 2023 | 2425 | 2106.85 | 34364.25 |  | 0.137 | 0.0011 | 24302.407 | 0.0602 | 17.525 | 0.0933 | 404491.192 | Pipeline Natural Gas | Diesel Oil | Combustion turbine |  | Water Injection |  |  | ARP, CSNOX, CSOSG2, CSSO2G1 | 6223 4A | 2003-04-01 | 313 |  |  | 1.02 | 14.75% | Electric Utility | Pratt & Whitney FT8 Twinpac | Aeroderivative | 0.084487
MO | Empire District Elec Co Energy Ctr | 6223 | 4B |  | 2023 | 2451 | 2134.14 | 38618.26 |  | 0.152 | 0.0011 | 27139.149 | 0.0602 | 19.579 | 0.0937 | 451801.201 | Pipeline Natural Gas | Diesel Oil | Combustion turbine |  | Water Injection |  |  | ARP, CSNOX, CSOSG2, CSSO2G1 | 6223 4B | 2003-04-01 | 315 |  |  | 1.014 | 16.37% | Electric Utility | Pratt & Whitney FT8 Twinpac | Aeroderivative | 0.085599
TX | Roland C. Dansby Power Plant | 6243 | 1 |  | 2023 | 5584 | 5573.26 | 114611.25 |  | 0.274 | 0.001 | 54349.559 | 0.0594 | 38.791 | 0.0841 | 914505.511 | Pipeline Natural Gas | Diesel Oil | Dry bottom wall-fired boiler |  | Overfire Air |  |  | ARP, CSOSG2 | 6243 1 | 1978-09-01 | 1300 |  |  | 0.67691 | 8.03% | Electric Utility |  |  | #N/A
TX | Roland C. Dansby Power Plant | 6243 | 2 |  | 2023 | 1322 | 1118.19 | 48857.81 |  | 0.143 | 0.001 | 28259.925 | 0.0592 | 2.951 | 0.0168 | 475534.658 | Pipeline Natural Gas |  | Combustion turbine |  | Water Injection,Selective Catalytic Reduction |  |  | ARP, CSOSG2 | 6243 2 | 2003-12-12 | 500 |  | Y | 0.1208 | 10.86% | Electric Utility | GE Unknown |  | 0.015718
TX | Roland C. Dansby Power Plant | 6243 | 3 |  | 2023 | 1284 | 1100.2 | 49009.5 |  | 0.144 | 0.001 | 28439.229 | 0.0592 | 4.744 | 0.0248 | 478557.847 | Pipeline Natural Gas | Diesel Oil | Combustion turbine |  | Water Injection,Selective Catalytic Reduction |  |  | ARP, CSOSG2 | 6243 3 | 2010-01-19 | 932 |  | Y | 0.1936 | 5.862% | Electric Utility | GE LM6000PC | Aeroderivative | 0.021607
CO | Pawnee | 6248 | 1 |  | 2023 | 8299 | 8295.13 | 3008781.52 |  | 1518.024 | 0.0952 | 3398439.339 | 0.1047 | 782.381 | 0.0476 | 32408952.602 | Coal | Natural Gas | Dry bottom wall-fired boiler | Dry Lime FGD | Low NOx Burner Technology w/ Overfire Air,Selective Catalytic Reduction | Baghouse | Halogenated PAC Sorbent Injection | ARP, MATS | 6248 1 | 1981-12-02 | 6700 |  | Y | 0.52007 | 55.22% | Electric Utility |  |  | #N/A
SC | Winyah | 6249 | 1 |  | 2023 | 5117 | 5101.41 | 919143.29 |  | 382.133 | 0.0833 | 943585.503 | 0.103 | 396.592 | 0.0869 | 9196733.872 | Coal |  | Dry bottom wall-fired boiler | Wet Limestone | Low NOx Burner Technology w/ Overfire Air,Selective Catalytic Reduction | Electrostatic Precipitator |  | ARP, CSNOX, CSSO2G2, MATS, SIPNOX | 6249 1 | 1975-03-01 | 3224 |  | Y | 0.86296 | 32.56% | Electric Utility |  |  | #N/A
SC | Winyah | 6249 | 2 |  | 2023 | 5976 | 5960.26 | 1030036.92 |  | 453.573 | 0.0782 | 1034374.393 | 0.103 | 521.993 | 0.1049 | 10081631.256 | Coal |  | Dry bottom turbo-fired boiler | Wet Limestone | Overfire Air,Selective Catalytic Reduction | Electrostatic Precipitator |  | ARP, CSNOX, CSSO2G2, MATS, SIPNOX | 6249 2 | 1977-07-01 | 3858 |  | Y | 1.0135 | 29.83% | Electric Utility |  |  | #N/A
SC | Winyah | 6249 | 3 |  | 2023 | 3362 | 3334.19 | 506387.55 |  | 493.219 | 0.1522 | 581453.284 | 0.103 | 287.452 | 0.101 | 5667191.964 | Coal |  | Dry bottom turbo-fired boiler | Wet Limestone | Selective Catalytic Reduction | Electrostatic Precipitator |  | ARP, CSNOX, CSSO2G2, MATS, SIPNOX | 6249 3 | 1980-05-01 | 3864 |  | Y | 1.1353 | 16.74% | Electric Utility |  |  | #N/A
SC | Winyah | 6249 | 4 |  | 2023 | 3451 | 3437.33 | 609204.49 |  | 343.174 | 0.1079 | 617368.67 | 0.1028 | 306.322 | 0.1047 | 6017249.221 | Coal |  | Dry bottom turbo-fired boiler | Wet Limestone | Selective Catalytic Reduction | Electrostatic Precipitator |  | ARP, CSNOX, CSSO2G2, MATS, SIPNOX | 6249 4 | 1981-11-01 | 3605 |  | Y | 1.0056 | 19.05% | Electric Utility |  |  | #N/A
NC | Mayo | 6250 | 1A | CS005A | 2023 | 3483 | 3468.92 |  | 5548383.83 | 983.016 | 0.227 | 793106.665 | 0.1011 | 429.498 | 0.1186 | 7744552.187 | Coal | Diesel Oil | Dry bottom wall-fired boiler | Wet Lime FGD | Low NOx Burner Technology (Dry Bottom only),Selective Catalytic Reduction | Wet Scrubber,Electrostatic Precipitator |  | ARP, CSNOX, CSSO2G1, MATS, SIPNOX | 6250 1A | 1982-12-01 | 4900 |  | Y |  | 18.04% | Electric Utility |  |  | #N/A
NC | Mayo | 6250 | 1B | CS005A | 2023 | 3482 | 3467.93 |  | 4903671.92 | 853.772 | 0.227 | 704403.791 | 0.1011 | 385.959 | 0.1187 | 6871302.242 | Coal | Diesel Oil | Dry bottom wall-fired boiler | Wet Lime FGD | Low NOx Burner Technology (Dry Bottom only),Selective Catalytic Reduction | Wet Scrubber,Electrostatic Precipitator |  | ARP, CSNOX, CSSO2G1, MATS, SIPNOX | 6250 1B | 1982-12-01 | 4900 |  | Y |  | 16.01% | Electric Utility |  |  | #N/A
WI | Germantown Power Plant | 6253 | **5 |  | 2023 | 278 | 239.16 | 14421.52 |  | 0.055 | 0.001 | 10835.839 | 0.0591 | 2.668 | 0.029 | 182317.512 | Pipeline Natural Gas | Diesel Oil | Combustion turbine |  | Water Injection |  |  | ARP, CSNOX, CSOSG3, CSSO2G1 | 6253 **5 | 2000-05-08 | 1219 |  |  | 0.37 | 1.707% | Electric Utility | GE MS7001EA | Frame | 0.11708
WI | Germantown Power Plant | 6253 | P30 |  | 2023 | 34 | 22 |  |  | 0.18 | 0.05 | 579.1 | 0.081 | 4.291 | 1.2 | 7150.7 | Diesel Oil |  | Combustion turbine |  |  |  |  | CSNOX, CSOSG3, CSSO2G1 | 6253 P30 | 1978-04-15 | 632 |  |  |  | 0.1292% | Electric Utility | Pratt & Whitney Unknown |  | 1.2001
WI | Germantown Power Plant | 6253 | P31 |  | 2023 | 38 | 26.75 |  |  | 0.219 | 0.05 | 704 | 0.081 | 5.217 | 1.2 | 8694.4 | Diesel Oil |  | Combustion turbine |  |  |  |  | CSNOX, CSOSG3, CSSO2G1 | 6253 P31 | 1978-04-03 | 632 |  |  |  | 0.157% | Electric Utility |  |  | 1.2001
WI | Germantown Power Plant | 6253 | P32 |  | 2023 | 31 | 22 |  |  | 0.18 | 0.05 | 579 | 0.081 | 4.291 | 1.2 | 7150.5 | Diesel Oil |  | Combustion turbine |  |  |  |  | CSNOX, CSOSG3, CSSO2G1 | 6253 P32 | 1978-04-03 | 632 |  |  |  | 0.1292% | Electric Utility | Pratt & Whitney Unknown |  | 1.2001
WI | Germantown Power Plant | 6253 | P33 |  | 2023 | 20 | 12.77 |  |  | 0.105 | 0.0498 | 336.2 | 0.0808 | 2.49 | 1.2 | 4150.5 | Diesel Oil |  | Combustion turbine |  |  |  |  | CSNOX, CSOSG3, CSSO2G1 | 6253 P33 | 1978-03-21 | 632 |  |  |  | 0.07497% | Electric Utility |  |  | 1.2001
WI | Germantown Power Plant | 6253 | P34 |  | 2023 | 26 | 18.5 |  |  | 0.152 | 0.05 | 486.8 | 0.081 | 3.608 | 1.2 | 6013 | Diesel Oil |  | Combustion turbine |  |  |  |  | CSNOX, CSOSG3, CSSO2G1 | 6253 P34 | 1978-03-21 | 632 |  |  |  | 0.1086% | Electric Utility | Pratt & Whitney Unknown |  | 1.2001
WI | Germantown Power Plant | 6253 | P35 |  | 2023 | 27 | 19.25 |  |  | 0.158 | 0.05 | 506.5 | 0.081 | 3.754 | 1.2 | 6256.8 | Diesel Oil |  | Combustion turbine |  |  |  |  | CSNOX, CSOSG3, CSSO2G1 | 6253 P35 | 1978-03-21 | 632 |  |  |  | 0.113% | Electric Utility |  |  | 1.2001
WI | Germantown Power Plant | 6253 | P36 |  | 2023 | 27 | 18.25 |  |  | 0.15 | 0.05 | 480.5 | 0.081 | 3.559 | 1.2 | 5931.6 | Diesel Oil |  | Combustion turbine |  |  |  |  | CSNOX, CSOSG3, CSSO2G1 | 6253 P36 | 1978-03-21 | 632 |  |  |  | 0.1071% | Electric Utility | Pratt & Whitney Unknown |  | 1.2001
WI | Germantown Power Plant | 6253 | P37 |  | 2023 | 30 | 19.5 |  |  | 0.16 | 0.05 | 513.4 | 0.081 | 3.803 | 1.2 | 6338 | Diesel Oil |  | Combustion turbine |  |  |  |  | CSNOX, CSOSG3, CSSO2G1 | 6253 P37 | 1978-03-21 | 632 |  |  |  | 0.1145% | Electric Utility |  |  | 1.2001
IA | Ottumwa | 6254 | 1 |  | 2023 | 6706 | 6696.21 | 3433325.23 |  | 1015.917 | 0.0567 | 3756421.45 | 0.1046 | 1003.454 | 0.0596 | 35825535.131 | Coal |  | Tangentially-fired | Dry Lime FGD | Low NOx Burner Technology w/ Separated OFA,Selective Catalytic Reduction | Other,Baghouse,Electrostatic Precipitator | Additives to Enhance PAC and Existing Equipment Performance | ARP, CSNOX, CSOSG2, CSSO2G1, MATS | 6254 1 | 1981-05-05 | 10060 |  | Y | 0.58454 | 40.65% | Electric Utility |  |  | #N/A
TX | SJRR Power Peaking Facility | 62548 | CT1 | CP1 | 2023 | 2535 | 2132.3 | 80331.65 |  | 0.262 | 0.001 | 51826.285 | 0.059 | 5.319 | 0.0132 | 872099.76 | Pipeline Natural Gas |  | Combustion turbine |  | Selective Catalytic Reduction |  |  | ARP, CSOSG2 | 62548 CT1 | 2022-05-26 | 550 |  | Y | 0.13243 | 18.1% | Electric Utility | GE LM6000PD | Aeroderivative | 0.012651 | 3.4283
TX | SJRR Power Peaking Facility | 62548 | CT2 | CP1 | 2023 | 2300 | 1931.49 | 71971.92 |  | 0.235 | 0.001 | 46443.879 | 0.059 | 5.241 | 0.0152 | 781527.182 | Pipeline Natural Gas |  | Combustion turbine |  | Selective Catalytic Reduction |  |  | ARP, CSOSG2 | 62548 CT2 | 2022-05-25 | 510 |  | Y | 0.14564 | 17.49% | Electric Utility | GE LM6000PD | Aeroderivative | 0.01429 | 3.8725
PA | Hill Top Energy Center | 62565 | 1 |  | 2023 | 6513 | 6492.36 | 4035893.91 |  | 8 | 0.001 | 1584743.003 | 0.059 | 63.23 | 0.0049 | 26666341.302 | Pipeline Natural Gas |  | Combined cycle |  | Dry Low NOx Burners,Selective Catalytic Reduction |  |  | ARP, CSNOX, CSOSG3, CSSO2G1, NSPS4T, RGGI | 62565 1 | 2021-04-01 | 4550 |  | Y | 0.031334 | 66.9% | Electric Utility | GE 7HA.02 1x1 | Frame | 0.0044659 | 1.2103
GA | Scherer | 6257 | 1 | MS1BYP, MS1FGD | 2023 | 8176 | 8168.32 | 3852255.16 |  | 352.658 | 0.0162 | 4374575.079 | 0.105 | 3264.307 | 0.1766 | 41710327.117 | Coal |  | Tangentially-fired | Wet Lime FGD | Other,Selective Catalytic Reduction | Baghouse,Electrostatic Precipitator | Halogenated PAC Sorbent Injection | ARP, CSNOX, CSOSG1, CSSO2G2, MATS | 6257 1 | 1982-03-19 | 10200 |  | Y | 1.6948 | 46.68% | Electric Utility |  |  | #N/A
GA | Scherer | 6257 | 2 | MS2BYP, MS2FGD | 2023 | 2707 | 2696.11 | 1332660.73 |  | 128.121 | 0.0174 | 1484139.465 | 0.105 | 720.537 | 0.1139 | 14150820.954 | Coal |  | Tangentially-fired | Wet Lime FGD | Other,Selective Catalytic Reduction | Baghouse,Electrostatic Precipitator | Halogenated PAC Sorbent Injection | ARP, CSNOX, CSOSG1, CSSO2G2, MATS | 6257 2 | 1984-02-01 | 10200 |  | Y | 1.0814 | 15.84% | Electric Utility |  |  | #N/A
GA | Scherer | 6257 | 3 | MS3BYP, MS3FGD | 2023 | 6046 | 6037.77 | 2183956.11 |  | 204.552 | 0.0284 | 2466869.44 | 0.1049 | 1707.37 | 0.1468 | 23520890.582 | Coal |  | Tangentially-fired | Wet Lime FGD | Other,Selective Catalytic Reduction | Baghouse,Electrostatic Precipitator | Halogenated PAC Sorbent Injection | ARP, CSNOX, CSOSG1, CSSO2G2, MATS | 6257 3 | 1987-01-01 | 11000 |  | Y | 1.5636 | 24.41% | Electric Utility |  |  | #N/A
GA | Allen B Wilson Combustion Turbine Plant | 6258 | 1A |  | 2023 | 24 | 24 | 843 |  | 1.296 | 0.5006 |  |  | 3.111 | 1.1997 | 5185 | Diesel Oil |  | Combustion turbine |  |  |  |  | CSNOX, CSOSG1, CSSO2G2 | 6258 1A | 1972-12-01 | 840 |  |  | 7.3808 | 0.07046% | Electric Utility | Siemens Unknown |  | 1.2
GA | Allen B Wilson Combustion Turbine Plant | 6258 | 1B |  | 2023 | 19 | 19 | 644 |  | 2.372 | 0.5 |  |  | 5.693 | 1.2 | 9488 | Diesel Oil |  | Combustion turbine |  |  |  |  | CSNOX, CSOSG1, CSSO2G2 | 6258 1B | 1972-12-01 | 840 |  |  | 17.6801 | 0.1289% | Electric Utility | Siemens Unknown |  | 1.2
GA | Allen B Wilson Combustion Turbine Plant | 6258 | 1C |  | 2023 | 24 | 24 | 606 |  | 2.185 | 0.5002 |  |  | 5.244 | 1.2 | 8739.8 | Diesel Oil |  | Combustion turbine |  |  |  |  | CSNOX, CSOSG1, CSSO2G2 | 6258 1C | 1973-02-01 | 840 |  |  | 17.3069 | 0.1188% | Electric Utility | Siemens Unknown |  | 1.2
GA | Allen B Wilson Combustion Turbine Plant | 6258 | 1D |  | 2023 | 25 | 25 | 364 |  | 1.911 | 0.5 |  |  | 4.587 | 1.2 | 7644.3 | Diesel Oil |  | Combustion turbine |  |  |  |  | CSNOX, CSOSG1, CSSO2G2 | 6258 1D | 1973-02-01 | 840 |  |  | 25.2033 | 0.1039% | Electric Utility | Siemens Unknown |  | 1.2
GA | Allen B Wilson Combustion Turbine Plant | 6258 | 1E |  | 2023 | 26 | 26 | 581 |  | 2.076 | 0.5 |  |  | 4.982 | 1.2 | 8303.1 | Diesel Oil |  | Combustion turbine |  |  |  |  | CSNOX, CSOSG1, CSSO2G2 | 6258 1E | 1973-04-01 | 840 |  |  | 17.1497 | 0.1128% | Electric Utility | Siemens Unknown |  | 1.2
GA | Allen B Wilson Combustion Turbine Plant | 6258 | 1F |  | 2023 | 20 | 20 | 571 |  | 1.951 | 0.5 |  |  | 4.682 | 1.2 | 7803.9 | Diesel Oil |  | Combustion turbine |  |  |  |  | CSNOX, CSOSG1, CSSO2G2 | 6258 1F | 1973-04-01 | 840 |  |  | 16.3993 | 0.1061% | Electric Utility | Siemens Unknown |  | 1.2
WV | Mountaineer (1301) | 6264 | 1 |  | 2023 | 6279 | 6271.41 | 5459659.98 |  | 2805.317 | 0.1061 | 5301427.96 | 0.103 | 2638.458 | 0.1052 | 51670824.911 | Coal |  | Dry bottom wall-fired boiler | Wet Limestone | Low NOx Burner Technology (Dry Bottom only),Selective Catalytic Reduction | Electrostatic Precipitator |  | ARP, CSNOX, CSOSG2E, CSSO2G1, MATS | 6264 1 | 1980-09-15 | 11960 |  | Y | 0.96653 | 49.32% | Electric Utility |  |  | #N/A
FL | Crystal River | 628 | 1GTA |  | 2023 | 7806 | 7798.48 | 3046186.01 |  | 6.113 | 0.001 | 1210979.625 | 0.059 | 512.607 | 0.0508 | 20377065.757 | Pipeline Natural Gas |  | Combined cycle |  | Selective Catalytic Reduction |  |  | ARP, NSPS4T | 628 1GTA | 2018-08-27 | 3292 |  | Y | 0.33656 | 70.66% | Electric Utility | Mitsubishi 501GAC 2x1 | Frame | 0.051707
FL | Crystal River | 628 | 1GTB |  | 2023 | 8092 | 8084.29 | 3131493.81 |  | 6.269 | 0.001 | 1241827.903 | 0.059 | 565.25 | 0.0546 | 20896150.375 | Pipeline Natural Gas |  | Combined cycle |  | Selective Catalytic Reduction |  |  | ARP, NSPS4T | 628 1GTB | 2018-08-23 | 3292 |  | Y | 0.36101 | 72.46% | Electric Utility | Mitsubishi 501GAC 2x1 | Frame | 0.05345
FL | Crystal River | 628 | 2GTA |  | 2023 | 8081 | 8075.95 | 3178655.91 |  | 6.327 | 0.001 | 1253371.124 | 0.059 | 554.327 | 0.0533 | 21090368.935 | Pipeline Natural Gas |  | Combined cycle |  | Selective Catalytic Reduction |  |  | ARP, NSPS4T | 628 2GTA | 2018-10-07 | 3292 |  | Y | 0.34878 | 73.13% | Electric Utility | Mitsubishi 501GAC 2x1 | Frame | 0.053299
FL | Crystal River | 628 | 2GTB |  | 2023 | 8119 | 8111.08 | 3196868.87 |  | 6.343 | 0.001 | 1256499.011 | 0.059 | 575.764 | 0.0553 | 21143004.314 | Pipeline Natural Gas |  | Combined cycle |  | Selective Catalytic Reduction |  |  | ARP, NSPS4T | 628 2GTB | 2018-10-16 | 3292 |  | Y | 0.3602 | 73.32% | Electric Utility | Mitsubishi 501GAC 2x1 | Frame | 0.051559
FL | Crystal River | 628 | 4 |  | 2023 | 5473 | 5456.92 | 2171886.07 |  | 1810.944 | 0.1425 | 2161983.618 | 0.103 | 849.553 | 0.0818 | 21071965.222 | Coal |  | Dry bottom wall-fired boiler | Wet Limestone | Low NOx Burner Technology (Dry Bottom only),Selective Catalytic Reduction | Wet Scrubber,Electrostatic Precipitator |  | ARP, MATS | 628 4 | 1982-12-01 | 9200 |  | Y | 0.78232 | 26.15% | Electric Utility |  |  | #N/A
FL | Crystal River | 628 | 5 |  | 2023 | 5470 | 5458.58 | 2123397.22 |  | 1704.552 | 0.2013 | 2073859.882 | 0.1029 | 912.84 | 0.099 | 20213053.447 | Coal |  | Dry bottom wall-fired boiler | Wet Lime FGD | Low NOx Burner Technology (Dry Bottom only),Selective Catalytic Reduction | Wet Scrubber,Electrostatic Precipitator |  | ARP, MATS | 628 5 | 1984-10-01 | 9932 |  | Y | 0.85979 | 23.23% | Electric Utility |  |  | #N/A
IL | Jackson Generation, LLC | 62926 | CTG-01 |  | 2023 | 6754 | 6668.18 | 3718323.94 |  | 7.282 | 0.001 | 1442491.951 | 0.059 | 69.791 | 0.006 | 24272773.208 | Pipeline Natural Gas |  | Combined cycle |  | Dry Low NOx Burners,Selective Catalytic Reduction |  |  | ARP, CSNOX, CSOSG3, CSSO2G1, NSPS4T | 62926 CTG-01 | 2021-11-28 | 4281 |  | Y | 0.037539 | 64.72% | Electric Utility | Mitsubishi 501JAC 2x1 | Frame | 0.0057796 | 1.5663
IL | Jackson Generation, LLC | 62926 | CTG-02 |  | 2023 | 6538 | 6410.67 | 3520383.57 |  | 6.855 | 0.001 | 1357822.928 | 0.059 | 72.315 | 0.0069 | 22847976.431 | Pipeline Natural Gas |  | Combined cycle |  | Dry Low NOx Burners,Selective Catalytic Reduction |  |  | ARP, CSNOX, CSOSG3, CSSO2G1, NSPS4T | 62926 CTG-02 | 2021-12-27 | 4281 |  | Y | 0.041084 | 60.93% | Electric Utility | Mitsubishi 501JAC 2x1 | Frame | 0.0060461 | 1.6385
OH | Guernsey Power Station | 62949 | P001 |  | 2023 | 5831 | 5809.17 | 3177868.41 |  | 5.936 | 0.001 | 1175878.616 | 0.059 | 61.531 | 0.0063 | 19786390.512 | Pipeline Natural Gas |  | Combined cycle |  | Dry Low NOx Burners,Selective Catalytic Reduction |  |  | ARP, CSNOX, CSOSG3, CSSO2G1, NSPS4T | 62949 P001 | 2022-09-23 | 4500 |  | Y | 0.038725 | 50.19% | Electric Utility | GE 7HA.02 1x1 | Frame | 0.006212 | 1.6835
OH | Guernsey Power Station | 62949 | P002 |  | 2023 | 5103 | 5086.24 | 2730535.27 |  | 5.275 | 0.001 | 1044920.758 | 0.059 | 61.447 | 0.007 | 17582771.438 | Pipeline Natural Gas |  | Combined cycle |  | Dry Low NOx Burners,Selective Catalytic Reduction |  |  | ARP, CSNOX, CSOSG3, CSSO2G1, NSPS4T | 62949 P002 | 2022-09-17 | 4500 |  | Y | 0.045007 | 44.6% | Electric Utility | GE 7HA.02 1x1 | Frame | 0.0070687 | 1.9156
OH | Guernsey Power Station | 62949 | P003 |  | 2023 | 4909 | 4895.2 | 2698316.91 |  | 5.069 | 0.001 | 1004117.608 | 0.059 | 98.503 | 0.0115 | 16896238.342 | Pipeline Natural Gas |  | Combined cycle |  | Dry Low NOx Burners,Selective Catalytic Reduction |  |  | ARP, CSNOX, CSOSG3, CSSO2G1, NSPS4T | 62949 P003 | 2022-11-02 | 4500 |  | Y | 0.073011 | 42.86% | Electric Utility | GE 7HA.02 1x1 | Frame | 0.011874 | 3.2178
MI | Delta Energy Park | 63259 | DEPC2 |  | 2023 | 6481 | 6450.38 | 482363.43 |  | 1.058 | 0.001 | 209484.205 | 0.0591 | 29.534 | 0.0181 | 3524983.974 | Pipeline Natural Gas |  | Combined cycle |  | Dry Low NOx Burners,Selective Catalytic Reduction |  |  | ARP, CSNOX, CSOSG3, CSSO2G1, NSPS4T | 63259 DEPC2 | 2021-05-27 | 871 |  | Y | 0.12246 | 46.2% | Electric Utility | Siemens SGT-800 1x1 | Frame | 0.058084 | 15.7409
MI | Delta Energy Park | 63259 | DEPC3 |  | 2023 | 5972 | 5931.15 | 438524.46 |  | 0.968 | 0.001 | 191682.269 | 0.0591 | 28.585 | 0.0196 | 3225487.905 | Pipeline Natural Gas |  | Combined cycle |  | Dry Low NOx Burners,Selective Catalytic Reduction |  |  | ARP, CSNOX, CSOSG3, CSSO2G1, NSPS4T | 63259 DEPC3 | 2021-05-28 | 871 |  | Y | 0.13037 | 42.27% | Electric Utility | Siemens SGT-800 1x1 | Frame | 0.040459 | 10.9645
MI | Delta Energy Park | 63259 | DEPS1 |  | 2023 | 1254 | 1145.34 | 57305 |  | 0.164 | 0.0009 | 32669.7 | 0.0589 | 23.264 | 0.0838 | 553576.7 | Pipeline Natural Gas |  | Combustion turbine |  | Dry Low NOx Burners |  |  | ARP, CSNOX, CSOSG3, CSSO2G1 | 63259 DEPS1 | 2021-05-27 | 667 |  |  | 0.81194 | 9.474% | Electric Utility | Siemens SGT 800 | Frame | 0.094195 | 25.5269
TX | HO Clarke Generating | 63335 | CT-1 |  | 2023 | 1283 | 1069.98 | 45352.98 |  | 0.138 | 0.001 | 27358.915 | 0.0592 | 3.042 | 0.0294 | 460362.04 | Pipeline Natural Gas |  | Combustion turbine |  | Water Injection,Selective Catalytic Reduction |  |  | ARP, CSOSG2 | 63335 CT-1 | 2020-12-22 | 475 |  | Y | 0.13415 | 11.06% | Electric Utility | GE LM6000 | Aeroderivative | 0.039688 | 10.7554
TX | HO Clarke Generating | 63335 | CT-2 |  | 2023 | 1514 | 1298.95 | 55158.24 |  | 0.167 | 0.001 | 33021.649 | 0.0592 | 3.532 | 0.0249 | 555644.642 | Pipeline Natural Gas |  | Combustion turbine |  | Water Injection,Selective Catalytic Reduction |  |  | ARP, CSOSG2 | 63335 CT-2 | 2020-12-22 | 475 |  | Y | 0.12807 | 13.35% | Electric Utility | GE LM6000 | Aeroderivative | 0.050163 | 13.5943
TX | HO Clarke Generating | 63335 | CT-3 |  | 2023 | 1130 | 960.97 | 39758.19 |  | 0.123 | 0.001 | 24324.433 | 0.0592 | 2.682 | 0.0276 | 409329.745 | Pipeline Natural Gas |  | Combustion turbine |  | Water Injection,Selective Catalytic Reduction |  |  | ARP, CSOSG2 | 63335 CT-3 | 2020-12-19 | 475 |  | Y | 0.13492 | 9.837% | Electric Utility | GE LM6000 | Aeroderivative | 0.047981 | 13.0027
TX | HO Clarke Generating | 63335 | CT-4 |  | 2023 | 1558 | 1334.8 | 58347.22 |  | 0.178 | 0.001 | 35287.76 | 0.0592 | 4.048 | 0.0281 | 593767.025 | Pipeline Natural Gas |  | Combustion turbine |  | Water Injection,Selective Catalytic Reduction |  |  | ARP, CSOSG2 | 63335 CT-4 | 2020-12-19 | 475 |  | Y | 0.13876 | 14.27% | Electric Utility | GE LM6000 | Aeroderivative | 0.030824 | 8.3532
TX | HO Clarke Generating | 63335 | CT-5 |  | 2023 | 1399 | 1185.38 | 52399.03 |  | 0.159 | 0.001 | 31490.67 | 0.0592 | 3.671 | 0.029 | 529881.206 | Pipeline Natural Gas |  | Combustion turbine |  | Water Injection,Selective Catalytic Reduction |  |  | ARP, CSOSG2 | 63335 CT-5 | 2020-12-17 | 475 |  | Y | 0.14012 | 12.73% | Electric Utility | GE LM6000 | Aeroderivative | 0.020915 | 5.668
TX | HO Clarke Generating | 63335 | CT-6 |  | 2023 | 1362 | 1157.71 | 49552.96 |  | 0.151 | 0.001 | 29911.58 | 0.0592 | 3.485 | 0.0276 | 503322.227 | Pipeline Natural Gas |  | Combustion turbine |  | Water Injection,Selective Catalytic Reduction |  |  | ARP, CSOSG2 | 63335 CT-6 | 2020-12-17 | 475 |  | Y | 0.14066 | 12.1% | Electric Utility | GE LM6000 | Aeroderivative | 0.041531 | 11.2548
TX | HO Clarke Generating | 63335 | CT-7 |  | 2023 | 1532 | 1313 | 55648.41 |  | 0.171 | 0.001 | 33957.927 | 0.0592 | 3.551 | 0.0247 | 571403.307 | Pipeline Natural Gas |  | Combustion turbine |  | Water Injection,Selective Catalytic Reduction |  |  | ARP, CSOSG2 | 63335 CT-7 | 2021-09-01 | 475 |  | Y | 0.12762 | 13.73% | Electric Utility | GE LM6000 | Aeroderivative | 0.01765 | 4.7832
TX | HO Clarke Generating | 63335 | CT-8 |  | 2023 | 1660 | 1404.15 | 61268.42 |  | 0.198 | 0.001 | 39240.751 | 0.0592 | 3.685 | 0.0263 | 660292.279 | Pipeline Natural Gas |  | Combustion turbine |  | Water Injection,Selective Catalytic Reduction |  |  | ARP, CSOSG2 | 63335 CT-8 | 2021-09-01 | 475 |  | Y | 0.12029 | 15.87% | Electric Utility | GE LM6000 | Aeroderivative | 0.021178 | 5.7391
FL | P L Bartow | 634 | 4A |  | 2023 | 6559 | 6528.22 | 1600645.12 |  | 3.44 | 0.001 | 683824.601 | 0.059 | 173.234 | 0.0305 | 11506695.473 | Pipeline Natural Gas | Diesel Oil | Combined cycle |  | Dry Low NOx Burners,Water Injection,Selective Catalytic Reduction |  |  | ARP | 634 4A | 2008-12-05 | 2610 |  | Y | 0.21646 | 50.33% | Electric Utility |  |  | 0.03187
FL | P L Bartow | 634 | 4B |  | 2023 | 7527 | 7497.5 | 1690281.02 |  | 3.868 | 0.001 | 766072.644 | 0.059 | 188.665 | 0.0299 | 12889569.106 | Pipeline Natural Gas | Diesel Oil | Combined cycle |  | Dry Low NOx Burners,Water Injection,Selective Catalytic Reduction |  |  | ARP | 634 4B | 2008-11-05 | 2610 |  | Y | 0.22324 | 56.38% | Electric Utility |  |  | 0.030587
FL | P L Bartow | 634 | 4C |  | 2023 | 6932 | 6895.98 | 1676271.38 |  | 3.692 | 0.001 | 727583.849 | 0.059 | 196.814 | 0.0323 | 12243088.383 | Pipeline Natural Gas | Diesel Oil | Combined cycle |  | Dry Low NOx Burners,Water Injection,Selective Catalytic Reduction |  |  | ARP | 634 4C | 2008-11-19 | 2610 |  | Y | 0.23482 | 53.55% | Electric Utility |  |  | 0.031303
FL | P L Bartow | 634 | 4D |  | 2023 | 7654 | 7628.06 | 1735139.38 |  | 3.909 | 0.001 | 777104.652 | 0.059 | 196.627 | 0.0306 | 13076273.041 | Pipeline Natural Gas | Diesel Oil | Combined cycle |  | Dry Low NOx Burners,Water Injection,Selective Catalytic Reduction |  |  | ARP | 634 4D | 2008-12-20 | 2610 |  | Y | 0.22664 | 57.19% | Electric Utility |  |  | 0.032421
MN | Hutchinson - Plant 2 | 6358 | 1 |  | 2023 | 712 | 640.71 | 25383.27 |  | 0.089 | 0.0009 | 16653.913 | 0.0592 | 13.926 | 0.1033 | 280249.154 | Pipeline Natural Gas |  | Combined cycle |  | Water Injection |  |  | ARP, CSNOX, CSSO2G2 | 6358 1 | 1994-11-01 | 530 |  |  | 1.0973 | 6.036% | Electric Utility |  |  | 0.10191
TX | Topaz Generating | 63688 | CT-1 |  | 2023 | 1825 | 1612.08 | 67826.95 |  | 0.207 | 0.001 | 40971.357 | 0.0592 | 4.598 | 0.0228 | 689385.929 | Pipeline Natural Gas |  | Combustion turbine |  | Water Injection,Selective Catalytic Reduction |  |  | ARP, CSOSG2 | 63688 CT-1 | 2021-07-05 | 475 |  | Y | 0.13558 | 16.57% | Electric Utility | GE LM6000 | Aeroderivative | 0.015384 | 4.1689
TX | Topaz Generating | 63688 | CT-10 |  | 2023 | 1760 | 1506.89 | 62948.62 |  | 0.194 | 0.001 | 38343.87 | 0.0592 | 3.774 | 0.0228 | 645188.073 | Pipeline Natural Gas |  | Combustion turbine |  | Water Injection,Selective Catalytic Reduction |  |  | ARP, CSOSG2 | 63688 CT-10 | 2021-08-04 | 475 |  | Y | 0.11991 | 15.51% | Electric Utility | GE LM6000 | Aeroderivative | 0.013231 | 3.5856
TX | Topaz Generating | 63688 | CT-2 |  | 2023 | 2067 | 1814.91 | 77957.19 |  | 0.242 | 0.001 | 47836.431 | 0.0592 | 5.217 | 0.0216 | 804925.77 | Pipeline Natural Gas |  | Combustion turbine |  | Water Injection,Selective Catalytic Reduction |  |  | ARP, CSOSG2 | 63688 CT-2 | 2021-07-05 | 475 |  | Y | 0.13384 | 19.34% | Electric Utility | GE LM6000 | Aeroderivative | 0.014286 | 3.8714
TX | Topaz Generating | 63688 | CT-3 |  | 2023 | 1992 | 1751.61 | 76328.51 |  | 0.236 | 0.001 | 46840.864 | 0.0592 | 5.442 | 0.0227 | 788138.345 | Pipeline Natural Gas |  | Combustion turbine |  | Water Injection,Selective Catalytic Reduction |  |  | ARP, CSOSG2 | 63688 CT-3 | 2021-07-08 | 475 |  | Y | 0.14259 | 18.94% | Electric Utility | GE LM6000 | Aeroderivative | 0.015639 | 4.2382
TX | Topaz Generating | 63688 | CT-4 |  | 2023 | 2001 | 1749.01 | 76958.65 |  | 0.232 | 0.001 | 45889.008 | 0.0592 | 5.221 | 0.0236 | 772148.217 | Pipeline Natural Gas |  | Combustion turbine |  | Water Injection,Selective Catalytic Reduction |  |  | ARP, CSOSG2 | 63688 CT-4 | 2021-07-08 | 475 |  | Y | 0.13568 | 18.56% | Electric Utility | GE LM6000 | Aeroderivative | 0.014187 | 3.8448
TX | Topaz Generating | 63688 | CT-5 |  | 2023 | 2022 | 1765.48 | 78562.99 |  | 0.232 | 0.001 | 45909.353 | 0.0592 | 6.242 | 0.0274 | 772532.806 | Pipeline Natural Gas |  | Combustion turbine |  | Water Injection,Selective Catalytic Reduction |  |  | ARP, CSOSG2 | 63688 CT-5 | 2021-07-12 | 475 |  | Y | 0.1589 | 18.57% | Electric Utility | GE LM6000 | Aeroderivative | 0.016264 | 4.4076
TX | Topaz Generating | 63688 | CT-6 |  | 2023 | 2060 | 1802.9 | 80660.92 |  | 0.241 | 0.001 | 47671.975 | 0.0592 | 5.465 | 0.0239 | 802137.722 | Pipeline Natural Gas |  | Combustion turbine |  | Water Injection,Selective Catalytic Reduction |  |  | ARP, CSOSG2 | 63688 CT-6 | 2021-07-12 | 475 |  | Y | 0.13551 | 19.28% | Electric Utility | GE LM6000 | Aeroderivative | 0.01534 | 4.1571
TX | Topaz Generating | 63688 | CT-7 |  | 2023 | 1895 | 1658.74 | 69931.22 |  | 0.212 | 0.001 | 42060.93 | 0.0592 | 5.399 | 0.0243 | 707738.783 | Pipeline Natural Gas |  | Combustion turbine |  | Water Injection,Selective Catalytic Reduction |  |  | ARP, CSOSG2 | 63688 CT-7 | 2021-07-12 | 475 |  | Y | 0.15441 | 17.01% | Electric Utility | GE LM6000 | Aeroderivative | 0.017654 | 4.7842
TX | Topaz Generating | 63688 | CT-8 |  | 2023 | 1864 | 1613.86 | 66370.25 |  | 0.207 | 0.001 | 40956.633 | 0.0592 | 4.434 | 0.0233 | 689181.669 | Pipeline Natural Gas |  | Combustion turbine |  | Water Injection,Selective Catalytic Reduction |  |  | ARP, CSOSG2 | 63688 CT-8 | 2021-08-04 | 475 |  | Y | 0.13361 | 16.56% | Electric Utility | GE LM6000 | Aeroderivative | 0.013206 | 3.5789
TX | Topaz Generating | 63688 | CT-9 |  | 2023 | 1864 | 1607.83 | 69650.3 |  | 0.213 | 0.001 | 42121.339 | 0.0592 | 4.906 | 0.0258 | 708822.326 | Pipeline Natural Gas |  | Combustion turbine |  | Water Injection,Selective Catalytic Reduction |  |  | ARP, CSOSG2 | 63688 CT-9 | 2021-09-09 | 475 |  | Y | 0.14088 | 17.03% | Electric Utility | GE LM6000 | Aeroderivative | 0.016185 | 4.3861
NE | Rokeby | 6373 | 1 |  | 2023 | 1421 | 1234.25 | 38670.67 |  | 0.198 | 0.001 |  |  | 86.145 | 0.3111 | 555646.7 | Pipeline Natural Gas | Diesel Oil | Combustion turbine |  | Water Injection |  |  | CSNOX, CSSO2G2 | 6373 1 | 1975-06-01 | 860 |  |  | 4.4553 | 7.376% | Electric Utility |  |  | 0.37298
NE | Rokeby | 6373 | 2 |  | 2023 | 430 | 377.21 | 19228.86 |  | 0.256 | 0.0021 | 16084.25 | 0.0602 | 31.967 | 0.2532 | 264748.198 | Pipeline Natural Gas | Diesel Oil | Combustion turbine |  | Dry Low NOx Burners,Water Injection |  |  | ARP, CSNOX, CSSO2G2 | 6373 2 | 1996-11-26 | 882 |  |  | 3.3249 | 3.427% | Electric Utility |  |  | 0.28706
NE | Rokeby | 6373 | 3 |  | 2023 | 479 | 426.4 | 26719.65 |  | 0.213 | 0.0017 | 19545.597 | 0.0597 | 15.095 | 0.1076 | 325004.859 | Pipeline Natural Gas | Diesel Oil | Combustion turbine |  | Dry Low NOx Burners,Water Injection |  |  | ARP, CSNOX, CSSO2G2 | 6373 3 | 2001-03-26 | 1037 |  |  | 1.1299 | 3.578% | Electric Utility |  |  | 0.13116
IL | CPV Three Rivers Energy Center | 63931 | 1 |  | 2023 | 3452 | 3430.8 | 1696534.41 |  | 3.636 | 0.001 | 720343.316 | 0.059 | 33.986 | 0.0057 | 12121207.35 | Pipeline Natural Gas |  | Combined cycle (Started Jan 04, 2023) |  | Selective Catalytic Reduction |  |  | ARP, CSNOX, CSOSG3, CSSO2G1 | 63931 1 | 2023-01-04 | 4650 |  | Y | 0.040065 | 29.76% | Electric Utility | GE 7HA.02 1x1 | Frame | 0.0056077 | 1.5197
IL | CPV Three Rivers Energy Center | 63931 | 2 |  | 2023 | 3733 | 3715.18 | 1789952.12 |  | 3.848 | 0.001 | 762213.733 | 0.059 | 35.258 | 0.0056 | 12825677.943 | Pipeline Natural Gas |  | Combined cycle (Started Apr 29, 2023) |  | Selective Catalytic Reduction |  |  | ARP, CSNOX, CSOSG3, CSSO2G1 | 63931 2 | 2023-04-29 | 4650 |  | The goal would be to compare the | 0.039395 | 31.49% | Electric Utility | GE 7HA.02 1x1 | Frame | 0.005498 | 1.49
FL | Gulf Clean Energy Center | 641 | 4 | CS45 | 2023 | 2650 | 2640.43 | 88297.04 |  | 0.317 | 0.001 | 62596.823 | 0.0594 | 52.586 | 0.0918 | 1052723.965 | Pipeline Natural Gas |  | Tangentially-fired |  |  |  |  | ARP | 641 4 | 1959-07-01 | 1097 |  |  | 1.1911 | 10.95% | Electric Utility |  |  | #N/A
FL | Gulf Clean Energy Center | 641 | 5 | CS45 | 2023 | 2588 | 2570.91 | 87507.75 |  | 0.313 | 0.001 | 61915.294 | 0.0592 | 52.927 | 0.0917 | 1041799.274 | Pipeline Natural Gas |  | Tangentially-fired |  |  |  |  | ARP | 641 5 | 1961-06-01 | 1097 |  |  | 1.2097 | 10.84% | Electric Utility |  |  | #N/A
FL | Gulf Clean Energy Center | 641 | 6 | CS67 | 2023 | 5495 | 5468.76 | 588975.75 |  | 1.967 | 0.001 | 389524.738 | 0.0591 | 357.003 | 0.1028 | 6554553.926 | Pipeline Natural Gas |  | Dry bottom wall-fired boiler |  |  |  |  | ARP | 641 6 | 1970-05-01 | 3705 |  |  | 1.2123 | 20.2% | Electric Utility |  |  | #N/A
FL | Gulf Clean Energy Center | 641 | 7 | CS67 | 2023 | 5737 | 5721.18 | 1359593.48 |  | 4.519 | 0.001 | 895235.251 | 0.059 | 921.736 | 0.1211 | 15063972.277 | Pipeline Natural Gas |  | Dry bottom wall-fired boiler |  |  |  |  | ARP | 641 7 | 1973-08-01 | 6406 |  |  | 1.3559 | 26.84% | Electric Utility |  |  | #N/A
FL | Gulf Clean Energy Center | 641 | 8A |  | 2023 | 657 | 565.63 | 86706.53 |  | 0.277 | 0.001 | 54184.229 | 0.0594 | 12.632 | 0.0319 | 907913.39 | Pipeline Natural Gas | Diesel Oil | Combustion turbine |  | Dry Low NOx Burners,Water Injection |  |  | ARP | 641 8A | 2021-10-23 | 2474.4 |  |  | 0.29137 | 4.189% | Electric Utility | GE 7F.05 | Frame | 0.04247 | 11.5094
FL | Gulf Clean Energy Center | 641 | 8B |  | 2023 | 853 | 736.55 | 113250.87 |  | 0.362 | 0.001 | 70642.65 | 0.0593 | 17.032 | 0.0327 | 1183377.146 | Pipeline Natural Gas | Diesel Oil | Combustion turbine |  | Dry Low NOx Burners,Water Injection |  |  | ARP | 641 8B | 2021-10-01 | 2474.4 |  |  | 0.30078 | 5.459% | Electric Utility | GE 7F.05 | Frame | 0.0391 | 10.596
FL | Gulf Clean Energy Center | 641 | 8C |  | 2023 | 774 | 672.88 | 96830.71 |  | 0.314 | 0.001 | 61546.708 | 0.0593 | 15.625 | 0.0332 | 1031647.984 | Pipeline Natural Gas | Diesel Oil | Combustion turbine |  | Dry Low NOx Burners,Water Injection |  |  | ARP | 641 8C | 2021-09-17 | 2474.4 |  |  | 0.32273 | 4.759% | Electric Utility | GE 7F.05 | Frame | 0.031029 | 8.4087
FL | Gulf Clean Energy Center | 641 | 8D |  | 2023 | 801 | 696.05 | 100239.86 |  | 0.328 | 0.001 | 64209.545 | 0.0594 | 15.259 | 0.0324 | 1076116.518 | Pipeline Natural Gas | Diesel Oil | Combustion turbine |  | Dry Low NOx Burners,Water Injection |  |  | ARP | 641 8D | 2021-11-07 | 2474.4 |  |  | 0.30445 | 4.965% | Electric Utility | GE 7F.05 | Frame | 0.038997 | 10.5682
FL | Lansing Smith Generating Plant | 643 | 4 |  | 2023 | 7218 | 7149.38 | 2090482.45 |  | 4.367 | 0.001 | 865005.461 | 0.059 | 196.611 | 0.0292 | 14555394.525 | Pipeline Natural Gas |  | Combined cycle |  | Dry Low NOx Burners |  |  | ARP | 643 4 | 2002-01-16 | 2918.3 |  |  | 0.1881 | 56.94% | Electric Utility |  |  | 0.030501
FL | Lansing Smith Generating Plant | 643 | 5 |  | 2023 | 7434 | 7398.83 | 2181484.76 |  | 4.541 | 0.001 | 899523.957 | 0.059 | 208.102 | 0.029 | 15136275.966 | Pipeline Natural Gas |  | Combined cycle |  | Dry Low NOx Burners |  |  | ARP | 643 5 | 2002-01-12 | 2918.3 |  |  | 0.19079 | 59.21% | Electric Utility |  |  | 0.030224
TX | Braes Bayou Plant | 64383 | CT-1 |  | 2023 | 1348 | 1192.19 | 46828.42 |  | 0.141 | 0.001 | 27927.449 | 0.0592 | 2.496 | 0.0176 | 469955.159 | Pipeline Natural Gas |  | Combustion turbine |  | Water Injection,Selective Catalytic Reduction |  |  | ARP, CSOSG2 | 64383 CT-1 | 2022-08-22 | 475 |  | Y | 0.1066 | 11.29% | Electric Utility | GE LM6000 | Aeroderivative | 0.011104 | 3.0091
TX | Braes Bayou Plant | 64383 | CT-2 |  | 2023 | 1430 | 1258.67 | 49159.52 |  | 0.147 | 0.001 | 29156.274 | 0.0592 | 2.828 | 0.0199 | 490602.931 | Pipeline Natural Gas |  | Combustion turbine |  | Water Injection,Selective Catalytic Reduction |  |  | ARP, CSOSG2 | 64383 CT-2 | 2022-06-26 | 475 |  | Y | 0.11505 | 11.79% | Electric Utility | GE LM6000 | Aeroderivative | 0.010591 | 2.8702
TX | Braes Bayou Plant | 64383 | CT-3 |  | 2023 | 1038 | 908.27 | 34167.6 |  | 0.107 | 0.001 | 21185.858 | 0.0593 | 2.502 | 0.0234 | 356458.864 | Pipeline Natural Gas |  | Combustion turbine |  | Water Injection,Selective Catalytic Reduction |  |  | ARP, CSOSG2 | 64383 CT-3 | 2022-03-30 | 475 |  | Y | 0.14645 | 8.567% | Electric Utility | GE LM6000 | Aeroderivative | 0.012088 | 3.2758
TX | Braes Bayou Plant | 64383 | CT-4 |  | 2023 | 1011 | 898.18 | 34096.73 |  | 0.105 | 0.001 | 20784.364 | 0.0593 | 2.247 | 0.0197 | 349739.448 | Pipeline Natural Gas |  | Combustion turbine |  | Water Injection,Selective Catalytic Reduction |  |  | ARP, CSOSG2 | 64383 CT-4 | 2022-03-29 | 475 |  | Y | 0.1318 | 8.405% | Electric Utility | GE LM6000 | Aeroderivative | 0.011042 | 2.9923
TX | Braes Bayou Plant | 64383 | CT-5 |  | 2023 | 871 | 761.41 | 27109.25 |  | 0.087 | 0.001 | 17260.406 | 0.0592 | 2.041 | 0.0253 | 290443.614 | Pipeline Natural Gas |  | Combustion turbine |  | Water Injection,Selective Catalytic Reduction |  |  | ARP, CSOSG2 | 64383 CT-5 | 2022-03-22 | 475 |  | Y | 0.15058 | 6.98% | Electric Utility | GE LM6000 | Aeroderivative | 0.013979 | 3.7884
TX | Braes Bayou Plant | 64383 | CT-6 |  | 2023 | 892 | 782.9 | 29059 |  | 0.091 | 0.001 | 18083.245 | 0.0592 | 1.919 | 0.0203 | 304304.387 | Pipeline Natural Gas |  | Combustion turbine |  | Water Injection,Selective Catalytic Reduction |  |  | ARP, CSOSG2 | 64383 CT-6 | 2022-03-14 | 475 |  | Y | 0.13208 | 7.313% | Electric Utility | GE LM6000 | Aeroderivative | 0.010865 | 2.9444
TX | Braes Bayou Plant | 64383 | CT-7 |  | 2023 | 1145 | 1018.94 | 35482.31 |  | 0.114 | 0.001 | 22509.178 | 0.0592 | 2.323 | 0.0213 | 378781.245 | Pipeline Natural Gas |  | Combustion turbine |  | Water Injection,Selective Catalytic Reduction |  |  | ARP, CSOSG2 | 64383 CT-7 | 2022-03-11 | 475 |  | Y | 0.13094 | 9.103% | Electric Utility | GE LM6000 | Aeroderivative | 0.0129 | 3.496
TX | Braes Bayou Plant | 64383 | CT-8 |  | 2023 | 1191 | 1049.62 | 37339.23 |  | 0.12 | 0.001 | 23754.431 | 0.0592 | 2.532 | 0.0234 | 399743.309 | Pipeline Natural Gas |  | Combustion turbine |  | Water Injection,Selective Catalytic Reduction |  |  | ARP, CSOSG2 | 64383 CT-8 | 2022-03-10 | 475 |  | Y | 0.13562 | 9.607% | Electric Utility | GE LM6000 | Aeroderivative | 0.012386 | 3.3567
FL | Big Bend | 645 | BB03 |  | 2023 | 1530 | 1523.05 | 226600 |  | 32.928 | 0.0318 | 172717.655 | 0.0589 | 98.293 | 0.0625 | 2913557.694 | Pipeline Natural Gas | Coal | Wet bottom turbo-fired boiler | Wet Limestone (Retired Apr 26, 2023) | Other,Ammonia Injection,Selective Catalytic Reduction (Retired Apr 26, 2023) | Electrostatic Precipitator (Retired Apr 26, 2023) |  | ARP, MATS | 645 BB03 | 1976-05-01 | 5600 |  | Y | 0.86755 | 5.939% | Electric Utility |  |  | #N/A
FL | Big Bend | 645 | BB04 |  | 2023 | 4578 | 4552.11 | 1085667.28 |  | 572.702 | 0.0973 | 983472.464 | 0.0875 | 450.431 | 0.0794 | 10823642.495 | Coal | Pipeline Natural Gas | Tangentially-fired | Wet Limestone | Low NOx Burner Technology w/ Separated OFA,Ammonia Injection,Selective Catalytic Reduction | Electrostatic Precipitator |  | ARP, MATS | 645 BB04 | 1985-02-01 | 6300 |  | Y | 0.82978 | 19.61% | Electric Utility |  |  | #N/A
FL | Big Bend | 645 | BB05 |  | 2023 | 6747 | 6727.99 | 2711410.4 |  | 5.311 | 0.001 | 1052015.603 | 0.059 | 373.45 | 0.0427 | 17702223.974 | Pipeline Natural Gas |  | Combined cycle |  | Selective Catalytic Reduction,Dry Low NOx Burners |  |  | ARP, NSPS4T | 645 BB05 | 2021-09-28 | 3462 |  | Y | 0.27547 | 58.37% | Electric Utility | GE 7HA.02 2x1 | Frame | 0.042876 | 11.6193
FL | Big Bend | 645 | BB06 |  | 2023 | 6955 | 6934.38 | 2826206.64 |  | 5.501 | 0.001 | 1089789.922 | 0.059 | 367.498 | 0.0405 | 18337780.324 | Pipeline Natural Gas |  | Combined cycle |  | Selective Catalytic Reduction,Dry Low NOx Burners |  |  | ARP, NSPS4T | 645 BB06 | 2021-09-21 | 3462 |  | Y | 0.26006 | 60.47% | Electric Utility | GE 7HA.02 2x1 | Frame | 0.043524 | 11.7949
FL | Big Bend | 645 | CT4A |  | 2023 | 55 | 41.48 | 1005.32 |  | 0.003 | 0.001 | 670.541 | 0.0593 | 0.487 | 0.0919 | 11281.524 | Pipeline Natural Gas | Diesel Oil | Combustion turbine |  | Water Injection |  |  | ARP | 645 CT4A | 2009-08-06 | 572 |  |  | 0.96885 | 0.2251% | Electric Utility | Pratt & Whitney Unknown |  | 0.086349
FL | Big Bend | 645 | CT4B |  | 2023 | 80 | 60.46 | 1415.23 |  | 0.005 | 0.001 | 935.946 | 0.0593 | 0.702 | 0.0927 | 15748.352 | Pipeline Natural Gas | Diesel Oil | Combustion turbine |  | Water Injection |  |  | ARP | 645 CT4B | 2009-08-06 | 572 |  |  | 0.99206 | 0.3143% | Electric Utility |  |  | 0.086756
IA | Dayton Avenue Substation | 6463 | GT2 |  | 2023 | 128 | 110.11 | 2060.13 |  | 0.59 | 0.0507 | 1894.6 | 0.0809 | 1.905 | 0.2782 | 23377.2 | Diesel Oil |  | Combustion turbine |  | Water Injection |  |  | ARP, CSNOX, CSOSG2, CSSO2G1 | 6463 GT2 | 2005-06-12 | 313 |  |  | 1.8494 | 0.8526% | Electric Utility |  |  | 0.19347
ND | Antelope Valley | 6469 | B1 |  | 2023 | 7353 | 7324.52 | 2818455.21 |  | 5970.992 | 0.4299 | 3029705.331 | 0.1088 | 1824.414 | 0.1329 | 27828661.045 | Coal |  | Tangentially-fired | Dry Lime FGD | Low NOx Burner Technology w/ Closed-coupled/Separated OFA | Baghouse | Additives to Enhance PAC and Existing Equipment Performance,Untreated PAC Sorbent Injection,Other (Non PAC) Sorbent Injection | ARP, MATS | 6469 B1 | 1984-07-01 | 6275 |  |  | 1.2946 | 50.63% | Electric Utility |  |  | #N/A
ND | Antelope Valley | 6469 | B2 |  | 2023 | 6495 | 6481.43 | 2455192.77 |  | 5149.25 | 0.3943 | 2866006.519 | 0.1089 | 1794.713 | 0.1387 | 26325042.73 | Coal |  | Tangentially-fired | Dry Lime FGD | Low NOx Burner Technology w/ Closed-coupled/Separated OFA | Baghouse | Additives to Enhance PAC and Existing Equipment Performance,Untreated PAC Sorbent Injection,Other (Non PAC) Sorbent Injection | ARP, MATS | 6469 B2 | 1986-06-01 | 6275 |  |  | 1.462 | 47.89% | Electric Utility |  |  | #N/A
UT | Intermountain | 6481 | 1SGA |  | 2023 | 6369 | 6368.25 | 2565657.25 |  | 387.609 | 0.0293 | 2494554 | 0.103 | 2499.055 | 0.2006 | 24313407.675 | Coal |  | Dry bottom wall-fired boiler | Wet Limestone | Low NOx Burner Technology (Dry Bottom only) | Baghouse |  | ARP, MATS | 6481 1SGA | 1986-07-01 | 10274 |  |  | 1.9481 | 27.01% | Electric Utility |  |  | #N/A
UT | Intermountain | 6481 | 2SGA |  | 2023 | 5531 | 5526.75 | 2351311.75 |  | 460.475 | 0.0378 | 2330808.925 | 0.103 | 2720.521 | 0.227 | 22717470.8 | Coal |  | Dry bottom wall-fired boiler | Wet Limestone | Low NOx Burner Technology (Dry Bottom only) | Baghouse |  | ARP, MATS | 6481 2SGA | 1987-07-01 | 10474 |  |  | 2.314 | 24.76% | Electric Utility |  |  | #N/A
IN | Primient | 64854 | CT1 |  | 2023 | 8454 | 8449.5 | 348433.75 | [5 empty] | 70.933 | 0.0583 | 2434626.575 | Pipeline Natural Gas |  | Combustion turbine |  | Dry Low NOx Burners |  |  | SIPNOX | 64854 CT1 | 2021-05-22 | 506.3 |  |  | 0.40715 | 54.89% | Cogeneration |  | Frame | 0.057595 | 15.6083
IN | Primient | 64854 | CT2 |  | 2023 | 8109 | 8101.5 | 325644 | [5 empty] | 60.34 | 0.0525 | 2300747.975 | Pipeline Natural Gas |  | Combustion turbine |  | Dry Low NOx Burners |  |  | SIPNOX | 64854 CT2 | 2021-06-25 | 550 |  |  | 0.37059 | 47.75% | Cogeneration |  | Frame | 0.064744 | 17.5455
TX | Mark One Power Station | 65372 | CT-1 |  | 2023 | 557 | 441.08 | 18541.5 |  | 0.057 | 0.001 | 11221.928 | 0.0592 | 1.389 | 0.0329 | 188838.714 | Pipeline Natural Gas |  | Combustion turbine |  | Water Injection,Selective Catalytic Reduction |  |  | ARP, CSOSG2 | 65372 CT-1 | 2022-09-26 | 475 |  | Y | 0.14983 | 4.538% | Electric Utility | GE LM6000 | Aeroderivative | 0.015718 | 4.2596
TX | Mark One Power Station | 65372 | CT-2 |  | 2023 | 620 | 509.07 | 22674.23 |  | 0.068 | 0.001 | 13403.821 | 0.0592 | 1.229 | 0.0262 | 225545.409 | Pipeline Natural Gas |  | Combustion turbine |  | Water Injection,Selective Catalytic Reduction |  |  | ARP, CSOSG2 | 65372 CT-2 | 2022-09-27 | 475 |  | Y | 0.10841 | 5.42% | Electric Utility | GE LM6000 | Aeroderivative | 0.010945 | 2.9662
TX | Mark One Power Station | 65372 | CT-3 |  | 2023 | 573 | 463.31 | 19909.62 |  | 0.061 | 0.001 | 12151.863 | 0.0592 | 1.624 | 0.0313 | 204488.157 | Pipeline Natural Gas |  | Combustion turbine |  | Water Injection,Selective Catalytic Reduction |  |  | ARP, CSOSG2 | 65372 CT-3 | 2022-09-30 | 475 |  | Y | 0.16314 | 4.914% | Electric Utility | GE LM6000 | Aeroderivative | 0.016227 | 4.3975
TX | Mark One Power Station | 65372 | CT-4 |  | 2023 | 501 | 419.24 | 18136.91 |  | 0.055 | 0.001 | 10852.249 | 0.0592 | 1.076 | 0.0221 | 182596.935 | Pipeline Natural Gas |  | Combustion turbine |  | Water Injection,Selective Catalytic Reduction |  |  | ARP, CSOSG2 | 65372 CT-4 | 2022-12-01 | 475 |  | Y | 0.11865 | 4.388% | Electric Utility | GE LM6000 | Aeroderivative | 0.011786 | 3.1939
TX | Mark One Power Station | 65372 | CT-5 |  | 2023 | 427 | 351.34 | 14768.03 |  | 0.045 | 0.001 | 8932.237 | 0.0592 | 1.01 | 0.0281 | 150304.849 | Pipeline Natural Gas |  | Combustion turbine |  | Water Injection,Selective Catalytic Reduction |  |  | ARP, CSOSG2 | 65372 CT-5 | 2022-12-02 | 475 |  | Y | 0.13678 | 3.612% | Electric Utility | GE LM6000 | Aeroderivative | 0.013439 | 3.6421
TX | Mark One Power Station | 65372 | CT-6 |  | 2023 | 474 | 392.47 | 16068.31 |  | 0.05 | 0.001 | 9996.634 | 0.0593 | 1.193 | 0.0304 | 168196.786 | Pipeline Natural Gas |  | Combustion turbine |  | Water Injection,Selective Catalytic Reduction |  |  | ARP, CSOSG2 | 65372 CT-6 | 2022-12-07 | 475 |  | Y | 0.14849 | 4.042% | Electric Utility | GE LM6000 | Aeroderivative | 0.014186 | 3.8443
TX | Brotman Power Station | 65373 | CT-1 |  | 2023 | 1078 | 941.74 | 41863.47 |  | 0.124 | 0.001 | 24599.166 | 0.0592 | 2.582 | 0.0219 | 413919.55 | Pipeline Natural Gas |  | Combustion turbine (Started May 05, 2023) |  | Water Injection,Selective Catalytic Reduction |  |  | ARP, CSOSG2 | 65373 CT-1 | 2023-05-05 | 475 |  | Y | 0.12335 | 9.948% | Electric Utility | GE LM6000 | Aeroderivative | 0.012476 | 3.381
TX | Brotman Power Station | 65373 | CT-2 |  | 2023 | 1075 | 929.38 | 39181.1 |  | 0.12 | 0.001 | 23774.924 | 0.0592 | 2.387 | 0.0212 | 400040.542 | Pipeline Natural Gas |  | Combustion turbine (Started Apr 13, 2023) |  | Water Injection,Selective Catalytic Reduction |  |  | ARP, CSOSG2 | 65373 CT-2 | 2023-04-13 | 475 |  | Y | 0.12184 | 9.614% | Electric Utility | GE LM6000 | Aeroderivative | 0.011934 | 3.2341
TX | Brotman Power Station | 65373 | CT-3 |  | 2023 | 672 | 571.69 | 25325.51 |  | 0.077 | 0.001 | 15194.777 | 0.0592 | 1.685 | 0.0287 | 255679.072 | Pipeline Natural Gas |  | Combustion turbine (Started Apr 12, 2023) |  | Water Injection,Selective Catalytic Reduction |  |  | ARP, CSOSG2 | 65373 CT-3 | 2023-04-12 | 475 |  | Y | 0.13307 | 6.145% | Electric Utility | GE LM6000 | Aeroderivative | 0.013181 | 3.5719
TX | Brotman Power Station | 65373 | CT-4 |  | 2023 | 970 | 835.37 | 36217.8 |  | 0.109 | 0.001 | 21542.082 | 0.0592 | 2.442 | 0.0253 | 362490.082 | Pipeline Natural Gas |  | Combustion turbine (Started Apr 03, 2023) |  | Water Injection,Selective Catalytic Reduction |  |  | ARP, CSOSG2 | 65373 CT-4 | 2023-04-03 | 475 |  | Y | 0.13485 | 8.712% | Electric Utility | GE LM6000 | Aeroderivative | 0.013473 | 3.6513
TX | Brotman Power Station | 65373 | CT-5 |  | 2023 | 864 | 745.55 | 31706.62 |  | 0.098 | 0.001 | 19360.798 | 0.0592 | 1.902 | 0.0245 | 325789.869 | Pipeline Natural Gas |  | Combustion turbine (Started Mar 17, 2023) |  | Water Injection,Selective Catalytic Reduction |  |  | ARP, CSOSG2 | 65373 CT-5 | 2023-03-17 | 475 |  | Y | 0.11997 | 7.83% | Electric Utility | GE LM6000 | Aeroderivative | 0.011676 | 3.1643
TX | Brotman Power Station | 65373 | CT-6 |  | 2023 | 892 | 756.4 | 31820.54 |  | 0.096 | 0.001 | 19000.777 | 0.0592 | 2.033 | 0.0278 | 319734.345 | Pipeline Natural Gas |  | Combustion turbine (Started Mar 16, 2023) |  | Water Injection,Selective Catalytic Reduction |  |  | ARP, CSOSG2 | 65373 CT-6 | 2023-03-16 | 475 |  | Y | 0.12778 | 7.684% | Electric Utility | GE LM6000 | Aeroderivative | 0.012717 | 3.4463
TX | Brotman Power Station | 65373 | CT-7 |  | 2023 | 574 | 478.46 | 19319.96 |  | 0.06 | 0.001 | 11963.289 | 0.0592 | 1.294 | 0.0297 | 201304.201 | Pipeline Natural Gas |  | Combustion turbine (Started Jul 17, 2023) |  | Water Injection,Selective Catalytic Reduction |  |  | ARP, CSOSG2 | 65373 CT-7 | 2023-07-17 | 475 |  | Y | 0.13395 | 4.838% | Electric Utility | GE LM6000 | Aeroderivative | 0.012856 | 3.484
TX | Brotman Power Station | 65373 | CT-8 |  | 2023 | 538 | 450.23 | 19424.88 |  | 0.059 | 0.001 | 11694.871 | 0.0592 | 1.12 | 0.0263 | 196793.413 | Pipeline Natural Gas |  | Combustion turbine (Started Aug 02, 2023) |  | Water Injection,Selective Catalytic Reduction |  |  | ARP, CSOSG2 | 65373 CT-8 | 2023-08-02 | 475 |  | Y | 0.11532 | 4.729% | Electric Utility | GE LM6000 | Aeroderivative | 0.011382 | 3.0847
FL | Stock Island | 6584 | CT4 |  | 2023 | 40 | 24.33 | 718.8 |  | 0.003 | 0.001 | 564.333 | 0.0811 | 0.603 | 0.2239 | 6957.433 | Diesel Oil |  | Combustion turbine |  | Water Injection |  |  | ARP | 6584 CT4 | 2006-06-28 | 484 |  |  | 1.6778 | 0.1641% | Electric Utility | GE LM6000PC Sprint | Aeroderivative | 0.16415
FL | Deerhaven | 663 | B1 |  | 2023 | 6711 | 6704.44 | 167376.76 |  | 0.602 | 0.001 | 119268.857 | 0.0593 | 124.58 | 0.1243 | 2006873.907 | Pipeline Natural Gas | Residual Oil | Dry bottom wall-fired boiler |  |  |  |  | ARP | 663 B1 | 1972-08-01 | 960 |  |  | 1.4886 | 23.86% | Electric Utility |  |  | #N/A
FL | Deerhaven | 663 | B2 |  | 2023 | 8735 | 8728.51 | 758936.54 |  | 68.277 | 0.0148 | 498877.464 | 0.0603 | 398.09 | 0.0899 | 8241738.946 | Coal | Pipeline Natural Gas | Dry bottom wall-fired boiler | Dry Lime FGD | Selective Catalytic Reduction,Overfire Air | Electrostatic Precipitator |  | ARP, MATS | 663 B2 | 1981-10-01 | 2700 |  | Y | 1.0491 | 34.85% | Electric Utility |  |  | #N/A
FL | Deerhaven | 663 | CT3 |  | 2023 | 34 | 25 | 1224.97 |  | 0.005 | 0.001 | 982.653 | 0.0591 | 0.265 | 0.0496 | 16533.176 | Pipeline Natural Gas | Diesel Oil | Combustion turbine |  | Dry Low NOx Burners,Water Injection |  |  | ARP | 663 CT3 | 1996-01-01 | 1100 |  |  | 0.43266 | 0.1716% | Electric Utility | GE Unknown |  | 0.031644
CT | Alfred L Pierce Generating Station | 6635 | AP-1 |  | 2023 | 83 | 60.64 | 4068.93 |  | 0.016 | 0.0009 | 3144.841 | 0.0595 | 1.007 | 0.058 | 52394.176 | Pipeline Natural Gas | Diesel Oil | Combustion turbine |  | Dry Low NOx Burners,Water Injection |  |  | ARP, RGGI, SIPNOX | 6635 AP-1 | 2007-08-25 | 1560 |  |  | 0.49497 | 0.3834% | Electric Utility |  |  | 0.059423
KY | R D Green | 6639 | G1 |  | 2023 | 1484 | 1464.4 | 164753.75 |  | 0.498 | 0.001 | 98617.107 | 0.059 | 65.404 | 0.0711 | 1659452.91 | Pipeline Natural Gas |  | Dry bottom wall-fired boiler |  |  |  |  | ARP, CSNOX, CSOSG2E, CSSO2G1, MATS | 6639 G1 | 1979-10-12 | 3000 |  |  | 0.79396 | 6.315% | Electric Utility |  |  | #N/A
KY | R D Green | 6639 | G2 |  | 2023 | 353 | 339.43 | 31656.37 |  | 0.098 | 0.001 | 19378.254 | 0.0576 | 14.069 | 0.0685 | 326083.624 | Pipeline Natural Gas |  | Dry bottom wall-fired boiler |  |  |  |  | ARP, CSNOX, CSOSG2E, CSSO2G1, MATS | 6639 G2 | 1980-11-01 | 3000 |  |  | 0.88886 | 1.241% | Electric Utility |  |  | #N/A
FL | J R Kelly | 664 | CC1 |  | 2023 | 6865 | 6851.25 | 749021.72 |  | 1.826 | 0.001 | 361597.185 | 0.059 | 75.801 | 0.0252 | 6084593.427 | Pipeline Natural Gas |  | Combined cycle |  | Dry Low NOx Burners |  |  | ARP | 664 CC1 | 2001-02-17 | 1121 |  |  | 0.2024 | 61.96% | Electric Utility |  |  | 0.026041
AR | Independence | 6641 | 1 |  | 2023 | 6138 | 6132.49 | 2846551.88 |  | 6945.265 | 0.4317 | 3320520.358 | 0.1048 | 2760.865 | 0.1898 | 31663945.61 | Coal | Residual Oil | Tangentially-fired |  | Low NOx Burner Technology w/ Separated OFA | Electrostatic Precipitator | Additives to Enhance PAC and Existing Equipment Performance | ARP, CSOSG2, MATS | 6641 1 | 1983-01-18 | 9900 |  |  | 1.9398 | 36.51% | Electric Utility |  |  | #N/A
AR | Independence | 6641 | 2 |  | 2023 | 4517 | 4507.25 | 2203623.94 |  | 5902.66 | 0.4318 | 2766273.936 | 0.1043 | 1991.955 | 0.157 | 26387087.163 | Coal | Residual Oil | Tangentially-fired |  | Low NOx Burner Technology w/ Separated OFA | Electrostatic Precipitator | Additives to Enhance PAC and Existing Equipment Performance | ARP, CSOSG2, MATS | 6641 2 | 1984-12-06 | 10480 |  |  | 1.8079 | 28.74% | Electric Utility |  |  | #N/A
MO | Mexico | 6650 | CT01 |  | 2023 | 3 | 0.88 | 3.55 |  | 0.196 | 0.5 |  |  | 0.47 | 1.2 | 784.1 | Diesel Oil |  | Combustion turbine |  |  |  |  | CSNOX, CSOSG2, CSSO2G1 | 6650 CT01 | 1977-08-31 | 891 |  |  | 264.7887 | 0.01005% | Electric Utility |  |  | 1.2
MO | Moberly | 6651 | CT01 |  | 2023 | 25 | 6.96 | 207.48 |  | 1.55 | 0.5003 |  |  | 3.721 | 1.2005 | 6201.1 | Diesel Oil |  | Combustion turbine |  |  |  |  | CSNOX, CSOSG2, CSSO2G1 | 6651 CT01 | 1977-09-11 | 891 |  |  | 35.8685 | 0.07945% | Electric Utility | GE Unknown |  | 1.2
MO | Moreau | 6652 | CT01 |  | 2023 | 6 | 4.66 | 176.91 |  | 1.038 | 0.5 |  |  | 2.491 | 1.2 | 4152.2 | Diesel Oil |  | Combustion turbine |  |  |  |  | CSNOX, CSOSG2, CSSO2G1 | 6652 CT01 | 1977-10-02 | 891 |  |  | 28.1612 | 0.0532% | Electric Utility | GE Unknown |  | 1.2
FL | J D Kennedy | 666 | 7 |  | 2023 | 962 | 852.49 | 112928.29 |  | 0.363 | 0.001 | 68405.591 | 0.0592 | 21.2 | 0.0461 | 1148410.618 | Pipeline Natural Gas | Diesel Oil | Combustion turbine |  | Dry Low NOx Burners,Water Injection |  |  | ARP | 666 7 | 2000-07-30 | 1822 |  |  | 0.37546 | 7.195% | Electric Utility | GE MS7001FA GT | Frame | 0.03625
FL | J D Kennedy | 666 | CT8 |  | 2023 | 664 | 592.67 | 75250.94 |  | 0.234 | 0.001 | 45156.659 | 0.0592 | 13.903 | 0.0437 | 758662.569 | Pipeline Natural Gas | Diesel Oil | Combustion turbine |  | Dry Low NOx Burners,Water Injection |  |  | ARP | 666 CT8 | 2009-04-18 | 1989 |  |  | 0.36951 | 4.354% | Electric Utility |  |  | 0.040747
IA | Louisa | 6664 | 101 |  | 2023 | 6785 | 6753.59 | 3904539.56 |  | 6002.281 | 0.3292 | 4029216.466 | 0.1048 | 3399.991 | 0.1773 | 38417375.655 | Coal |  | Dry bottom wall-fired boiler | Dry Lime FGD | Low NOx Burner Technology w/ Overfire Air | Baghouse | Halogenated PAC Sorbent Injection | ARP, CSNOX, CSOSG2, CSSO2G1, MATS | 6664 101 | 1983-10-13 | 8000 |  |  | 1.7416 | 54.82% | Electric Utility |  |  | #N/A
FL | Northside | 667 | 1A |  | 2023 | 3831 | 3824.96 | 714827.06 |  | 613.137 | 0.1489 | 809948.551 | 0.0991 | 219.267 | 0.0517 | 8134805.36 | Coal | Petroleum Coke, Wood | Circulating fluidized bed boiler | Dry Lime FGD | Selective Non-catalytic Reduction | Baghouse |  | ARP, MATS | 667 1A | 2002-04-22 | 3523.9 |  | Y | 0.61348 | 26.35% | Electric Utility |  |  | #N/A
FL | Northside | 667 | 2A |  | 2023 | 5797 | 5795.33 | 1039722.21 |  | 803.949 | 0.1467 | 1082263.296 | 0.0981 | 207.396 | 0.0368 | 10968103.297 | Coal | Petroleum Coke, Wood | Circulating fluidized bed boiler | Dry Lime FGD | Selective Non-catalytic Reduction | Baghouse |  | ARP, MATS | 667 2A | 2002-02-19 | 3273.2 |  | Y | 0.39895 | 38.25% | Electric Utility |  |  | #N/A
FL | Northside | 667 | 3 |  | 2023 | 6693 | 6675.44 | 1796429.49 |  | 88.593 | 0.0065 | 1228425.263 | 0.0591 | 1812.048 | 0.1503 | 20677179.015 | Pipeline Natural Gas | Other Gas, Residual Oil | Dry bottom wall-fired boiler |  | Low NOx Burner Technology (Dry Bottom only) |  |  | ARP | 667 3 | 1977-06-28 | 5925 |  |  | 2.0174 | 39.84% | Electric Utility |  |  | #N/A
IN | Alcoa Allowance Management Inc | 6705 | 4 |  | 2023 | 7955 | 7927.73 | 1993625.45 |  | 660.229 | 0.062 | 2082317.839 | 0.103 | 2241.634 | 0.2208 | 20295480.482 | Coal |  | Cell burner boiler | Wet Lime FGD | Low NOx Cell Burner,Selective Catalytic Reduction | Electrostatic Precipitator | Additives to Enhance PAC and Existing Equipment Performance | ARP, CSNOX, CSOSG3, CSSO2G1, MATS | 6705 4 | 1970-10-01 | 4455.2 |  | Y | 2.2488 | 52% | Industrial Boiler |  |  | #N/A
FL | Tom G Smith | 673 | S-3 |  | 2023 | 17 | 15.53 | 83.8 |  | 0 | 0.0008 | 37.895 | 0.0524 | 0.045 | 0.0859 | 636.873 | Pipeline Natural Gas | Residual Oil | Dry bottom wall-fired boiler |  |  |  |  | ARP | 673 S-3 | 1967-11-01 | 357 |  |  | 1.074 | 0.02036% | Electric Utility |  |  | #N/A
MN | Rock Lake Station | 6741 | 1 |  | 2023 | 28 | 18.64 | 224.48 |  | 0.003 | 0.001 |  |  | 2.227 | 1.1996 | 3712.1 | Diesel Oil |  | Combustion turbine |  |  |  |  | CSNOX, CSSO2G2 | 6741 1 | 1978-04-08 | 363.3 |  |  | 19.8414 | 0.1166% | Electric Utility |  |  | 1.2
FL | Charles Larsen Memorial Power Plant | 675 | **8 |  | 2023 | 3102 | 3017.92 | 171090.16 |  | 0.688 | 0.001 | 134849.794 | 0.0591 | 59.712 | 0.0521 | 2268837.194 | Pipeline Natural Gas | Diesel Oil | Combined cycle |  | Water Injection |  |  | ARP | 675 **8 | 1992-07-01 | 1055 |  |  | 0.69802 | 24.55% | Electric Utility |  |  | 0.049386
FL | C D McIntosh Jr Power Plant | 676 | 5 |  | 2023 | 5746 | 5733.92 | 1139869.51 |  | 3.796 | 0.001 | 752020.252 | 0.059 | 151.207 | 0.024 | 12654197.454 | Pipeline Natural Gas |  | Combined cycle |  | Selective Catalytic Reduction |  |  | ARP | 676 5 | 1999-07-01 | 2798 |  | Y | 0.26531 | 51.63% | Electric Utility |  |  | 0.023945
FL | C D McIntosh Jr Power Plant | 676 | MGT2 |  | 2023 | 330 | 284.88 | 24333.9 |  | 0.088 | 0.001 | 17451.783 | 0.0592 | 13.075 | 0.1038 | 293446.044 | Pipeline Natural Gas | Diesel Oil | Combustion turbine |  | Water Injection |  |  | ARP | 676 MGT2 | 2020-03-26 | 1776 |  |  | 1.0746 | 1.886% | Electric Utility | Siemens 501D5A | Frame | 0.10083 | 27.3246
CO | Rawhide Energy Station | 6761 | 101 |  | 2023 | 8327 | 8309.28 | 1439931.14 |  | 500.804 | 0.0715 | 1447919.962 | 0.105 | 786.34 | 0.1116 | 13805484.773 | Coal |  | Tangentially-fired | Dry Lime FGD | Low NOx Burner Technology w/ Closed-coupled/Separated OFA | Baghouse | Halogenated PAC Sorbent Injection | ARP, MATS | 6761 101 | 1984-04-01 | 3500 |  |  | 1.0922 | 45.03% | Electric Utility |  |  | #N/A
CO | Rawhide Energy Station | 6761 | A |  | 2023 | 594 | 537.43 | 25896.08 |  | 0.097 | 0.001 | 19249.044 | 0.0591 | 4.728 | 0.0358 | 323907.6 | Pipeline Natural Gas |  | Combustion turbine |  | Dry Low NOx Burners |  |  | ARP | 6761 A | 2002-06-07 | 950 |  |  | 0.36515 | 3.892% | Electric Utility |  |  | 0.029975
CO | Rawhide Energy Station | 6761 | B |  | 2023 | 494 | 437.72 | 19665.46 |  | 0.077 | 0.001 | 15226.319 | 0.0591 | 4.054 | 0.0388 | 256214.188 | Pipeline Natural Gas |  | Combustion turbine |  | Dry Low NOx Burners |  |  | ARP | 6761 B | 2002-08-24 | 950 |  |  | 0.4123 | 3.079% | Electric Utility |  |  | 0.032021
CO | Rawhide Energy Station | 6761 | C |  | 2023 | 375 | 333.25 | 15996.58 |  | 0.066 | 0.001 | 12987.597 | 0.0591 | 3.516 | 0.0392 | 218540.709 | Pipeline Natural Gas |  | Combustion turbine |  | Dry Low NOx Burners |  |  | ARP | 6761 C | 2002-10-01 | 950 |  |  | 0.43959 | 2.626% | Electric Utility |  |  | 0.031287
CO | Rawhide Energy Station | 6761 | D |  | 2023 | 775 | 685.15 | 32263.96 |  | 0.122 | 0.001 | 24146.193 | 0.0591 | 5.804 | 0.0358 | 406323.672 | Pipeline Natural Gas |  | Combustion turbine |  | Dry Low NOx Burners |  |  | ARP | 6761 D | 2004-06-03 | 950 |  |  | 0.35978 | 4.883% | Electric Utility |  |  | 0.032374
CO | Rawhide Energy Station | 6761 | F |  | 2023 | 1235 | 1135.89 | 95748.17 |  | 0.344 | 0.001 | 68046.904 | 0.059 | 19.574 | 0.0425 | 1145020.248 | Pipeline Natural Gas |  | Combustion turbine |  | Dry Low NOx Burners |  |  | ARP | 6761 F | 2008-06-08 | 1700 |  |  | 0.40886 | 7.689% | Electric Utility |  |  | 0.035079
MO | Sikeston | 6768 | 1 |  | 2023 | 6608 | 6590.76 | 1473723.54 |  | 4086.193 | 0.5336 | 1603928.256 | 0.105 | 840.97 | 0.1099 | 15293001.583 | Coal | Other Oil | Dry bottom wall-fired boiler |  | Low NOx Burner Technology (Dry Bottom only) | Electrostatic Precipitator | Additives to Enhance PAC and Existing Equipment Performance,Untreated PAC Sorbent Injection | ARP, CSNOX, CSOSG2, CSSO2G1, MATS | 6768 1 | 1981-09-01 | 2856 |  |  | 1.1413 | 61.13% | Electric Utility |  |  | #N/A
OK | Hugo | 6772 | 1 |  | 2023 | 2544 | 2527.4 | 708184.23 |  | 2654.847 | 0.6268 | 834514.041 | 0.102 | 737.882 | 0.1782 | 8145013.831 | Coal | Diesel Oil | Dry bottom wall-fired boiler |  | Low NOx Burner Technology w/ Overfire Air | Electrostatic Precipitator | Additives to Enhance PAC and Existing Equipment Performance | ARP, CSOSG2, MATS | 6772 1 | 1982-04-01 | 6450 |  |  | 2.0839 | 14.42% | Electric Utility |  |  | #N/A
NJ | West Station | 6776 | 2001 |  | 2023 | 0 | 0 | [9 empty] | Diesel Oil |  | Combustion turbine |  | Water Injection,Selective Catalytic Reduction |  |  | CSNOX, CSOSG3, CSSO2G1, RGGI | 6776 2001 | 1972-06-01 | 485 |  | Y |  | 0% | Electric Utility |  |  | 0.36092
KY | D B Wilson | 6823 | W1 |  | 2023 | 8113 | 8090.36 | 3150842.05 |  | 3108.553 | 0.1808 | 3523880.676 | 0.103 | 2328.918 | 0.1359 | 34345825.504 | Coal |  | Dry bottom wall-fired boiler | Wet Limestone | Selective Catalytic Reduction,Low NOx Burner Technology (Dry Bottom only) | Electrostatic Precipitator |  | ARP, CSNOX, CSOSG2E, CSSO2G1, MATS | 6823 W1 | 1984-09-01 | 6099 |  | Y | 1.4783 | 64.29% | Electric Utility |  |  | #N/A
MN | St. Bonifacius Station | 6824 | 1 |  | 2023 | 233 | 82.51 | 416.08 |  | 0.008 | 0.0007 |  |  | 7.314 | 1.1999 | 12190.6 | Diesel Oil |  | Combustion turbine |  |  |  |  | CSNOX, CSSO2G2 | 6824 1 | 1978-05-01 | 291.9 |  |  | 35.1567 | 0.4767% | Electric Utility | Pratt & Whitney Unknown |  | 0.98199
MN | St. Bonifacius Station | 6824 | 2 |  | 2023 | 232 | 82.31 | 406.7 |  | 0.008 | 0.0007 |  |  | 7.337 | 1.1998 | 12228 | Diesel Oil |  | Combustion turbine |  |  |  |  | CSNOX, CSSO2G2 | 6824 2 | 1978-05-01 | 291.9 |  |  | 36.0806 | 0.4782% | Electric Utility |  |  | 0.93239
FL | Indian River (683) | 683 | **C |  | 2023 | 1002 | 850.47 | 47004.87 |  | 0.403 | 0.0018 | 40121.492 | 0.0591 | 21.99 | 0.0653 | 674986.564 | Pipeline Natural Gas | Diesel Oil | Combustion turbine |  | Water Injection |  |  | ARP | 683 **C | 1991-11-01 | 1354 |  |  | 0.93565 | 5.691% | Electric Utility | Siemens Unknown |  | 0.069761
FL | Indian River (683) | 683 | **D |  | 2023 | 679 | 585.97 | 32763 |  | 0.144 | 0.001 | 28516.071 | 0.059 | 15.677 | 0.0652 | 479839.912 | Pipeline Natural Gas | Diesel Oil | Combustion turbine |  | Water Injection |  |  | ARP | 683 **D | 1991-11-01 | 1354 |  |  | 0.95699 | 4.046% | Electric Utility | Siemens Unknown |  | 0.065197
FL | Arvah B Hopkins | 688 | 2A |  | 2023 | 8395 | 8385.9 | 1468081.02 |  | 3.34 | 0.001 | 661262.429 | 0.059 | 82.619 | 0.0154 | 11127037.078 | Pipeline Natural Gas | Diesel Oil | Combined cycle |  | Dry Low NOx Burners,Water Injection,Selective Catalytic Reduction |  |  | ARP | 688 2A | 2008-05-09 | 2844 |  | Y | 0.11255 | 44.66% | Electric Utility |  |  | 0.017164
FL | Arvah B Hopkins | 688 | HC3 |  | 2023 | 582 | 495.09 | 15051.04 |  | 1.361 | 0.0156 | 9558.03 | 0.0597 | 1.198 | 0.0194 | 159839.807 | Pipeline Natural Gas | Diesel Oil | Combustion turbine |  | Water Injection,Selective Catalytic Reduction |  |  | ARP | 688 HC3 | 2005-08-02 | 500 |  | Y | 0.15919 | 3.649% | Electric Utility | GE LM6000 | Aeroderivative | 0.016681
FL | Arvah B Hopkins | 688 | HC4 |  | 2023 | 562 | 486 | 15816.54 |  | 2.303 | 0.0275 | 9768.837 | 0.0597 | 1.318 | 0.0206 | 162735.487 | Pipeline Natural Gas | Diesel Oil | Combustion turbine |  | Water Injection,Selective Catalytic Reduction |  |  | ARP | 688 HC4 | 2005-09-29 | 500 |  | Y | 0.16666 | 3.715% | Electric Utility | GE LM6000 | Aeroderivative | 0.01711
FL | S O Purdom | 689 | 8 |  | 2023 | 8323 | 8309.75 | 912036 |  | 3.293 | 0.001 | 650099.648 | 0.059 | 150.106 | 0.028 | 10939507.482 | Pipeline Natural Gas | Diesel Oil | Combined cycle |  | Dry Low NOx Burners,Water Injection |  |  | ARP | 689 8 | 2000-06-24 | 2044.2 |  |  | 0.32917 | 61.09% | Electric Utility | GE MS7001FA GT |  | 0.030045
KS | East 12th Street | 7013 | 4 |  | 2023 | 259 | 259 | 3981 |  | 0.013 | 0.001 | 2869.6 | 0.059 | 6.822 | 0.28 | 48756.3 | Pipeline Natural Gas |  | Dry bottom wall-fired boiler |  |  |  |  | ARP, CSNOX, CSOSG2, CSSO2G2 | 7013 4 | 1970-04-01 | 356 |  |  | 3.4273 | 1.563% | Electric Utility |  |  | #N/A
GA | Bowen | 703 | 1BLR | MS1BYP, MS1FGD | 2023 | 4388 | 4382.62 | 2067732.38 |  | 1283.449 | 0.1237 | 2092290.513 | 0.103 | 928.085 | 0.0936 | 20392680.716 | Coal |  | Tangentially-fired | Wet Lime FGD | Low NOx Burner Technology w/ Separated OFA,Selective Catalytic Reduction | Electrostatic Precipitator | Additives to Enhance PAC and Existing Equipment Performance,Halogenated PAC Sorbent Injection | ARP, CSNOX, CSOSG1, CSSO2G2, MATS | 703 1BLR | 1971-10-21 | 8437 |  | Y | 0.89768 | 27.59% | Electric Utility |  |  | #N/A
GA | Bowen | 703 | 2BLR | MS2BYP, MS2FGD | 2023 | 5053 | 5044.55 | 2466051.66 |  | 1385.48 | 0.1135 | 2465969.148 | 0.103 | 1577 | 0.1334 | 24034766.367 | Coal |  | Tangentially-fired | Wet Lime FGD | Low NOx Burner Technology w/ Separated OFA,Selective Catalytic Reduction | Electrostatic Precipitator | Additives to Enhance PAC and Existing Equipment Performance,Halogenated PAC Sorbent Injection | ARP, CSNOX, CSOSG1, CSSO2G2, MATS | 703 2BLR | 1972-09-26 | 7917 |  | Y | 1.279 | 34.66% | Electric Utility |  |  | #N/A
GA | Bowen | 703 | 3BLR | MS3BYP, MS3FGD | 2023 | 5739 | 5735.11 | 3536096.78 |  | 2399.203 | 0.1386 | 3564879.39 | 0.103 | 1696.445 | 0.1001 | 34745415.018 | Coal |  | Tangentially-fired | Wet Lime FGD | Low NOx Burner Technology w/ Separated OFA,Selective Catalytic Reduction | Electrostatic Precipitator | Additives to Enhance PAC and Existing Equipment Performance | ARP, CSNOX, CSOSG1, CSSO2G2, MATS | 703 3BLR | 1974-12-11 | 9492 |  | Y | 0.9595 | 41.79% | Electric Utility |  |  | #N/A
GA | Bowen | 703 | 4BLR | MS4BYP, MS4FGD | 2023 | 5042 | 5036.81 | 3100756.68 |  | 2074.433 | 0.1372 | 3050784.384 | 0.103 | 1482.596 | 0.1019 | 29734779.502 | Coal |  | Tangentially-fired | Wet Lime FGD | Low NOx Burner Technology w/ Separated OFA,Selective Catalytic Reduction | Electrostatic Precipitator | Additives to Enhance PAC and Existing Equipment Performance,Halogenated PAC Sorbent Injection | ARP, CSNOX, CSOSG1, CSSO2G2, MATS | 703 4BLR | 1975-11-14 | 9446 |  | Y | 0.95628 | 35.93% | Electric Utility |  |  | #N/A
TX | Twin Oaks | 7030 | U1 |  | 2023 | 8053 | 8051.87 | 1263085 |  | 1042.159 | 0.1468 | 1478412.796 | 0.109 | 1009.366 | 0.1552 | 13579598.966 | Coal |  | Circulating fluidized bed boiler | Fluidized Bed Limestone Injection | Selective Non-catalytic Reduction | Baghouse | Untreated PAC Sorbent Injection | ARP, CSOSG2, MATS | 7030 U1 | 1990-09-01 | 2188 |  | Y | 1.5983 | 70.85% | Electric Utility |  |  | #N/A
TX | Twin Oaks | 7030 | U2 |  | 2023 | 8643 | 8642.31 | 1372593.05 |  | 1083.917 | 0.1654 | 1451878.482 | 0.1089 | 893.599 | 0.141 | 13335981.839 | Coal |  | Circulating fluidized bed boiler | Fluidized Bed Limestone Injection | Selective Non-catalytic Reduction | Baghouse | Untreated PAC Sorbent Injection | ARP, CSOSG2, MATS | 7030 U2 | 1991-10-01 | 2047 |  | Y | 1.3021 | 74.37% | Electric Utility |  |  | #N/A
VA | Gravel Neck Combustion Turbine | 7032 | 3 | CP0 | 2023 | 203 | 175.47 | 10054.82 |  | 0.644 | 0.015 | 8058.7 | 0.0602 | 12.595 | 0.2689 | 134368.9 | Pipeline Natural Gas | Diesel Oil | Combustion turbine |  | Water Injection |  |  | CSNOX, CSOSG3, CSSO2G1, RGGI | 7032 3 | 1989-10-16 | 1308 |  |  | 2.5053 | 1.173% | Electric Utility | GE Unknown |  | 0.17359
VA | Gravel Neck Combustion Turbine | 7032 | 4 | CP0 | 2023 | 365 | 325.29 | 18445.16 |  | 2.399 | 0.0225 | 14966.7 | 0.0615 | 23.214 | 0.2582 | 245053.3 | Pipeline Natural Gas | Diesel Oil | Combustion turbine |  | Water Injection |  |  | CSNOX, CSOSG3, CSSO2G1, RGGI | 7032 4 | 1989-07-10 | 1308 |  |  | 2.5171 | 2.139% | Electric Utility | GE Unknown |  | 0.18376
VA | Gravel Neck Combustion Turbine | 7032 | 5 | CP0 | 2023 | 721 | 650.38 | 35897.3 |  | 0.675 | 0.0043 | 28440.2 | 0.0594 | 41.199 | 0.234 | 480150.2 | Pipeline Natural Gas | Diesel Oil | Combustion turbine |  | Water Injection |  |  | CSNOX, CSOSG3, CSSO2G1, RGGI | 7032 5 | 1989-07-21 | 1308 |  |  | 2.2954 | 4.19% | Electric Utility | GE Unknown |  | 0.17018
VA | Gravel Neck Combustion Turbine | 7032 | 6 | CP0 | 2023 | 481 | 433.65 | 23888.41 |  | 0.651 | 0.0068 | 18872.5 | 0.0596 | 29.557 | 0.2485 | 317848 | Pipeline Natural Gas | Diesel Oil | Combustion turbine |  | Water Injection |  |  | CSNOX, CSOSG3, CSSO2G1, RGGI | 7032 6 | 1989-11-17 | 1308 |  |  | 2.4746 | 2.774% | Electric Utility | GE Unknown |  | 0.17467
GA | Hartwell Energy Facility | 70454 | MAG1 |  | 2023 | 1331 | 1160.93 | 126871.1 |  | 0.469 | 0.001 | 93456.178 | 0.059 | 47.738 | 0.0667 | 1572575.917 | Pipeline Natural Gas | Diesel Oil | Combustion turbine |  | Water Injection |  |  | ARP, CSNOX, CSOSG1, CSSO2G2 | 70454 MAG1 | 1994-04-08 | 2241 |  |  | 0.75254 | 8.011% | Electric Utility | GE Unknown |  | 0.062391
GA | Hartwell Energy Facility | 70454 | MAG2 |  | 2023 | 795 | 698.45 | 78422.22 |  | 0.285 | 0.001 | 56947.2 | 0.059 | 27.624 | 0.0637 | 958237.302 | Pipeline Natural Gas | Diesel Oil | Combustion turbine |  | Water Injection |  |  | ARP, CSNOX, CSOSG1, CSSO2G2 | 70454 MAG2 | 1994-04-08 | 2241 |  |  | 0.70449 | 4.881% | Electric Utility | GE Unknown |  | 0.063739
AL | McIntosh (7063) | 7063 | **1 |  | 2023 | 80 | 47.82 | 1558.27 |  | 0.002 | 0.0008 | 431.501 | 0.0661 | 0.502 | 0.1021 | 7259.388 | Pipeline Natural Gas |  | Other turbine |  |  |  |  | ARP, CSNOX, CSOSG2, CSSO2G2 | 7063 **1 | 1991-06-01 | 850 |  |  | 0.6443 | 0.09749% | Electric Utility |  |  | 0.23976
AL | McIntosh (7063) | 7063 | **2 |  | 2023 | 1747 | 1521.31 | 134391.61 |  | 0.484 | 0.001 | 95035.034 | 0.0591 | 54.953 | 0.0887 | 1598635.849 | Pipeline Natural Gas | Diesel Oil | Combustion turbine |  | Dry Low NOx Burners,Water Injection |  |  | ARP, CSNOX, CSOSG2, CSSO2G2 | 7063 **2 | 1998-06-18 | 1423 |  |  | 0.8178 | 12.82% | Electric Utility | Dresser Rand Co-Unknown |  | 0.064988
AL | McIntosh (7063) | 7063 | **3 |  | 2023 | 1678 | 1461.31 | 130596.45 |  | 0.477 | 0.001 | 94101.38 | 0.059 | 50.062 | 0.0818 | 1583191.317 | Pipeline Natural Gas | Diesel Oil | Combustion turbine |  | Dry Low NOx Burners,Water Injection |  |  | ARP, CSNOX, CSOSG2, CSSO2G2 | 7063 **3 | 1998-06-28 | 1423 |  |  | 0.76667 | 12.7% | Electric Utility | Dresser Rand Co-Unknown |  | 0.059269
AL | McIntosh (7063) | 7063 | **4 |  | 2023 | 1779 | 1586.39 | 243498.64 |  | 0.769 | 0.001 | 152304.984 | 0.0591 | 49.921 | 0.0457 | 2562824.018 | Pipeline Natural Gas |  | Combustion turbine |  | Dry Low NOx Burners |  |  | ARP, CSNOX, CSOSG2, CSSO2G2 | 7063 **4 | 2010-08-26 | 2200 |  |  | 0.41003 | 13.3% | Electric Utility |  |  | 0.036226
AL | McIntosh (7063) | 7063 | **5 |  | 2023 | 1809 | 1607.1 | 248235.64 |  | 0.791 | 0.001 | 156704.455 | 0.059 | 53.723 | 0.048 | 2636844.276 | Pipeline Natural Gas |  | Combustion turbine |  | Dry Low NOx Burners |  |  | ARP, CSNOX, CSOSG2, CSSO2G2 | 7063 **5 | 2010-09-08 | 2200 |  |  | 0.43284 | 13.68% | Electric Utility |  |  | 0.037144
NV | Harry Allen | 7082 | **3 |  | 2023 | 1544 | 1333.57 | 86355.04 |  | 0.313 | 0.001 | 61999.042 | 0.059 | 18.262 | 0.0457 | 1043252.06 | Pipeline Natural Gas |  | Combustion turbine |  | Dry Low NOx Burners,Water Injection |  |  | ARP | 7082 **3 | 1995-07-25 | 960 |  |  | 0.42295 | 12.41% | Electric Utility | GE Unknown |  | 0.035017
NV | Harry Allen | 7082 | **4 |  | 2023 | 1666 | 1448.63 | 100013.95 |  | 0.332 | 0.001 | 65766.258 | 0.0595 | 12.708 | 0.0349 | 1106641.131 | Pipeline Natural Gas |  | Combustion turbine |  | Dry Low NOx Burners |  |  | ARP | 7082 **4 | 2006-04-04 | 1060 |  |  | 0.25412 | 11.92% | Electric Utility |  |  | 0.022946
NV | Harry Allen | 7082 | **5 |  | 2023 | 5168 | 5023.75 | 994346.14 |  | 2.148 | 0.001 | 425538.875 | 0.059 | 30.839 | 0.0152 | 7160566.964 | Pipeline Natural Gas |  | Combined cycle |  | Dry Low NOx Burners,Selective Catalytic Reduction |  |  | ARP | 7082 **5 | 2011-01-23 | 2100 |  | Y | 0.062029 | 38.92% | Electric Utility |  |  | 0.0065617
NV | Harry Allen | 7082 | **6 |  | 2023 | 4832 | 4650.99 | 946204.72 |  | 2.026 | 0.001 | 401391.345 | 0.0591 | 24.818 | 0.0126 | 6754216.276 | Pipeline Natural Gas |  | Combined cycle |  | Dry Low NOx Burners,Selective Catalytic Reduction |  |  | ARP | 7082 **6 | 2011-02-02 | 2100 |  | Y | 0.052458 | 36.72% | Electric Utility |  |  | 0.0065628
TX | J K Spruce | 7097 | **1 |  | 2023 | 6385 | 6369.13 | 1978413.19 |  | 448.612 | 0.0345 | 2239502.539 | 0.1028 | 1519.587 | 0.1485 | 21827513.862 | Coal |  | Tangentially-fired | Wet Limestone | Low NOx Burner Technology w/ Closed-coupled/Separated OFA | Baghouse |  | ARP, CSOSG2, MATS | 7097 **1 | 1992-12-10 | 6366 |  |  | 1.5362 | 39.14% | Electric Utility |  |  | #N/A
TX | J K Spruce | 7097 | **2 |  | 2023 | 5916 | 5886.35 | 3431576.97 |  | 169.446 | 0.0103 | 3904858.442 | 0.1026 | 897.147 | 0.0446 | 38059070.229 | Coal |  | Tangentially-fired | Wet Limestone | Selective Catalytic Reduction | Baghouse |  | ARP, CSOSG2, MATS | 7097 **2 | 2009-11-22 | 9727.9 |  | Y | 0.52288 | 44.66% | Electric Utility |  |  | #N/A
GA | Jack McDonough | 710 | 3AA |  | 2023 | 8 | 8 | 24 |  | 0.018 | 0.2503 |  |  | 0.105 | 0.95 | 248 | Diesel Oil | Pipeline Natural Gas | Combustion turbine |  |  |  |  | CSNOX, CSOSG1, CSSO2G2 | 710 3AA | 1971-05-29 | 252 |  |  | 8.75 | 0.01123% | Electric Utility |  |  | 1.0351
GA | Jack McDonough | 710 | 3AB |  | 2023 | 7 | 7 | 12 |  | 0.005 | 0.167 |  |  | 0.068 | 0.8667 | 182 | Diesel Oil | Pipeline Natural Gas | Combustion turbine |  |  |  |  | CSNOX, CSOSG1, CSSO2G2 | 710 3AB | 1971-05-29 | 252 |  |  | 11.3333 | 0.008245% | Electric Utility |  |  | 1.0273
GA | Jack McDonough | 710 | 3BA |  | 2023 | 11 | 11 | 17 |  | 0.028 | 0.201 |  |  | 0.15 | 0.8996 | 348 | Diesel Oil | Pipeline Natural Gas | Combustion turbine |  |  |  |  | CSNOX, CSOSG1, CSSO2G2 | 710 3BA | 1971-05-29 | 252 |  |  | 17.6471 | 0.01576% | Electric Utility |  |  | 1.0772
GA | Jack McDonough | 710 | 3BB |  | 2023 | 8 | 8 | 18 |  | 0.029 | 0.2006 |  |  | 0.144 | 0.9002 | 328 | Diesel Oil | Pipeline Natural Gas | Combustion turbine |  |  |  |  | CSNOX, CSOSG1, CSSO2G2 | 710 3BB | 1971-05-29 | 252 |  |  | 16 | 0.01486% | Electric Utility |  |  | 1.0571
GA | Jack McDonough | 710 | 4A |  | 2023 | 7214 | 7205.3 | 2869363.31 |  | 6.004 | 0.0011 | 1124094.188 | 0.059 | 79.942 | 0.0087 | 18914313.72 | Pipeline Natural Gas | Diesel Oil | Combined cycle |  | Dry Low NOx Burners,Water Injection,Selective Catalytic Reduction |  |  | ARP, CSNOX, CSOSG1, CSSO2G2 | 710 4A | 2011-07-12 | 3612 |  | Y | 0.055721 | 59.78% | Electric Utility |  |  | 0.0075406
GA | Jack McDonough | 710 | 4B |  | 2023 | 7453 | 7440.59 | 2961773.35 |  | 5.823 | 0.001 | 1153527.065 | 0.059 | 79.035 | 0.0084 | 19410295.616 | Pipeline Natural Gas |  | Combined cycle |  | Dry Low NOx Burners,Selective Catalytic Reduction |  |  | ARP, CSNOX, CSOSG1, CSSO2G2 | 710 4B | 2011-07-28 | 3612 |  | Y | 0.05337 | 61.35% | Electric Utility |  |  | 0.007566
GA | Jack McDonough | 710 | 5A |  | 2023 | 7210 | 7197.43 | 2796399.23 |  | 5.568 | 0.001 | 1102936.291 | 0.059 | 74.484 | 0.0083 | 18559048.094 | Pipeline Natural Gas | Diesel Oil | Combined cycle |  | Dry Low NOx Burners,Water Injection,Selective Catalytic Reduction |  |  | ARP, CSNOX, CSOSG1, CSSO2G2 | 710 5A | 2012-02-24 | 3612 |  | Y | 0.053271 | 58.65% | Electric Utility |  |  | 0.0074392
GA | Jack McDonough | 710 | 5B |  | 2023 | 7130 | 7120.96 | 2763034.84 |  | 5.613 | 0.001 | 1111829.522 | 0.059 | 73.85 | 0.0081 | 18708685.688 | Pipeline Natural Gas |  | Combined cycle |  | Dry Low NOx Burners,Selective Catalytic Reduction |  |  | ARP, CSNOX, CSOSG1, CSSO2G2 | 710 5B | 2012-02-24 | 3612 |  | Y | 0.053456 | 59.13% | Electric Utility |  |  | 0.0074861
GA | Jack McDonough | 710 | 6A |  | 2023 | 8651 | 8644.69 | 3373486.44 |  | 6.706 | 0.001 | 1328430.621 | 0.059 | 80.592 | 0.0073 | 22353326.15 | Pipeline Natural Gas |  | Combined cycle |  | Dry Low NOx Burners,Selective Catalytic Reduction |  |  | ARP, CSNOX, CSOSG1, CSSO2G2 | 710 6A | 2012-06-15 | 3612 |  | Y | 0.04778 | 70.65% | Electric Utility |  |  | 0.0072003
GA | Jack McDonough | 710 | 6B |  | 2023 | 8594 | 8582.23 | 3302394.33 |  | 6.571 | 0.001 | 1301590.18 | 0.059 | 84.447 | 0.0079 | 21901761.163 | Pipeline Natural Gas |  | Combined cycle |  | Dry Low NOx Burners,Selective Catalytic Reduction |  |  | ARP, CSNOX, CSOSG1, CSSO2G2 | 710 6B | 2012-07-06 | 3612 |  | Y | 0.051143 | 69.22% | Electric Utility |  |  | 0.0072961
NJ | Forked River Power | 7138 | 2001 | CPFG01 | 2023 | 93 | 73.56 | 2206.7 |  | 0.058 | 0.004 | 1792.6 | 0.059 | 3.663 | 0.3805 | 29668.2 | Diesel Oil | Pipeline Natural Gas | Combustion turbine |  | Water Injection |  |  | CSNOX, CSOSG3, CSSO2G1, RGGI | 7138 2001 | 1989-01-01 | 550 |  |  | 3.3199 | 0.6158% | Electric Utility |  |  | 0.21104
NJ | Forked River Power | 7138 | 3001 | CPFG01 | 2023 | 82 | 61.71 | 1807.1 |  | 0.011 | 0.0013 | 1387.9 | 0.0591 | 3.457 | 0.4302 | 23480 | Diesel Oil | Pipeline Natural Gas | Combustion turbine |  | Dry Low NOx Burners,Water Injection |  |  | CSNOX, CSOSG3, CSSO2G1, RGGI | 7138 3001 | 1989-01-01 | 550 |  |  | 3.826 | 0.4873% | Electric Utility |  |  | 0.18302
IA | Pleasant Hill Energy Center | 7145 | 1 |  | 2023 | 239 | 239 | 4118 |  | 0.182 | 0.007 |  |  | 6.732 | 0.2351 | 57274.3 | Pipeline Natural Gas | Diesel Oil | Combustion turbine |  | Water Injection |  |  | CSNOX, CSOSG2, CSSO2G1 | 7145 1 | 1990-06-08 | 506.8 |  |  | 3.2695 | 1.29% | Electric Utility |  |  | 0.20501
IA | Pleasant Hill Energy Center | 7145 | 2 |  | 2023 | 214 | 214 | 3936 |  | 0.084 | 0.0031 |  |  | 6.645 | 0.2346 | 56685.7 | Pipeline Natural Gas | Diesel Oil | Combustion turbine |  | Water Injection |  |  | CSNOX, CSOSG2, CSSO2G1 | 7145 2 | 1990-06-08 | 506.8 |  |  | 3.3765 | 1.277% | Electric Utility |  |  | 0.21724
IA | Pleasant Hill Energy Center | 7145 | 3 |  | 2023 | 251 | 208.55 | 8531.63 |  | 0.109 | 0.0031 | 7344.244 | 0.0597 | 12.839 | 0.2061 | 123058.994 | Pipeline Natural Gas | Diesel Oil | Combustion turbine |  | Water Injection |  |  | ARP, CSNOX, CSOSG2, CSSO2G1 | 7145 3 | 1994-06-25 | 1387 |  |  | 3.0097 | 1.013% | Electric Utility | GE Unknown |  | 0.14241
NY | Wading River Facility | 7146 | UGT007 |  | 2023 | 143 | 93.25 | 5669.89 |  | 0.038 | 0.001 | 6137.836 | 0.081 | 10.343 | 0.2865 | 75642.061 | Diesel Oil |  | Combustion turbine |  | Other,Water Injection |  |  | CSNOX, CSOSG3, CSSO2G1, RGGI | 7146 UGT007 | 1989-07-01 | 1164 |  |  | 3.6484 | 0.7418% | Electric Utility | GE Unknown |  | 0.20528
NY | Wading River Facility | 7146 | UGT008 |  | 2023 | 89 | 57.81 | 3439.42 |  | 0.023 | 0.001 | 3713.883 | 0.0817 | 5.085 | 0.2772 | 45772.935 | Diesel Oil |  | Combustion turbine |  | Other,Water Injection |  |  | CSNOX, CSOSG3, CSSO2G1, RGGI | 7146 UGT008 | 1989-07-01 | 1164 |  |  | 2.9569 | 0.4489% | Electric Utility |  |  | 0.27614
NY | Wading River Facility | 7146 | UGT009 |  | 2023 | 123 | 85.8 | 5276.96 |  | 0.035 | 0.001 | 5637.475 | 0.0815 | 8 | 0.2361 | 69474.255 | Diesel Oil |  | Combustion turbine |  | Other,Water Injection |  |  | CSNOX, CSOSG3, CSSO2G1, RGGI | 7146 UGT009 | 1989-07-01 | 1164 |  |  | 3.032 | 0.6813% | Electric Utility |  |  | 0.26096
NY | Wading River Facility | 7146 | UGT013 | CP001 | 2023 | 21 | 21 | 564 |  | 0.003 | 0.0009 | 664.2 | 0.0811 | 2.399 | 0.585 | 8200.1 | Diesel Oil |  | Combustion turbine |  |  |  |  | CSNOX, CSOSG3, CSSO2G1, RGGI | 7146 UGT013 | 1971-07-01 | 686 |  |  | 8.5071 | 0.1365% | Electric Utility |  |  | 0.55507
NY | Wading River Facility | 7146 | UGT014 | CP001 | 2023 | 56 | 56 | 598 |  |  |  | 733.5 | 0.0809 | 3.601 | 0.7959 | 9047.2 | Diesel Oil |  | Combustion turbine |  |  |  |  | RGGI, SIPNOX | 7146 UGT014 | 1984-07-01 | 266 |  |  | 12.0435 | 0.3883% | Electric Utility |  |  | 0.80323
GA | McManus | 715 | 3A |  | 2023 | 14 | 14 | 364 |  | 1.153 | 0.5 |  |  | 2.766 | 1.1999 | 4609.9 | Diesel Oil |  | Combustion turbine |  |  |  |  | CSNOX, CSOSG1, CSSO2G2 | 715 3A | 1972-01-09 | 724 |  |  | 15.1978 | 0.07269% | Electric Utility |  |  | 1.2
GA | McManus | 715 | 3B |  | 2023 | 13 | 13 | 328 |  | 0.96 | 0.5001 |  |  | 2.304 | 1.2 | 3839.1 | Diesel Oil |  | Combustion turbine |  |  |  |  | CSNOX, CSOSG1, CSSO2G2 | 715 3B | 1972-01-13 | 724 |  |  | 14.0488 | 0.06053% | Electric Utility |  |  | 1.2
GA | McManus | 715 | 3C |  | 2023 | 38 | 38 | 334 |  | 1.193 | 0.5 |  |  | 2.862 | 1.2 | 4770.2 | Diesel Oil |  | Combustion turbine |  |  |  |  | CSNOX, CSOSG1, CSSO2G2 | 715 3C | 1972-01-28 | 724 |  |  | 17.1377 | 0.07521% | Electric Utility |  |  | 1.2
GA | McManus | 715 | 4A |  | 2023 | 8 | 8 | 94 |  | 0.347 | 0.5 |  |  | 0.833 | 1.2003 | 1389 | Diesel Oil |  | Combustion turbine |  |  |  |  | CSNOX, CSOSG1, CSSO2G2 | 715 4A | 1972-12-20 | 724 |  |  | 17.7234 | 0.0219% | Electric Utility |  |  | 1.2
GA | McManus | 715 | 4B |  | 2023 | 17 | 17 | 356 |  | 1.239 | 0.5003 |  |  | 2.974 | 1.2001 | 4955.8 | Diesel Oil |  | Combustion turbine |  |  |  |  | CSNOX, CSOSG1, CSSO2G2 | 715 4B | 1972-12-20 | 724 |  |  | 16.7079 | 0.07814% | Electric Utility |  |  | 1.2
GA | McManus | 715 | 4C |  | 2023 | 10 | 10 | 212 |  | 0.731 | 0.5003 |  |  | 1.755 | 1.1999 | 2925 | Diesel Oil |  | Combustion turbine |  |  |  |  | CSNOX, CSOSG1, CSSO2G2 | 715 4C | 1972-12-20 | 724 |  |  | 16.5566 | 0.04612% | Electric Utility |  |  | 1.2
GA | McManus | 715 | 4D |  | 2023 | 13 | 13 | 361 |  | 1.043 | 0.5002 |  |  | 2.503 | 1.2 | 4171.1 | Diesel Oil |  | Combustion turbine |  |  |  |  | CSNOX, CSOSG1, CSSO2G2 | 715 4D | 1972-12-20 | 724 |  |  | 13.867 | 0.06577% | Electric Utility |  |  | 1.2
GA | McManus | 715 | 4E |  | 2023 | 17 | 17 | 246 |  | 0.853 | 0.5003 |  |  | 2.047 | 1.2 | 3411 | Diesel Oil |  | Combustion turbine |  |  |  |  | CSNOX, CSOSG1, CSSO2G2 | 715 4E | 1972-12-20 | 724 |  |  | 16.6423 | 0.05378% | Electric Utility |  |  | 1.2
GA | McManus | 715 | 4F |  | 2023 | 16 | 16 | 345 |  | 1.047 | 0.5 |  |  | 2.512 | 1.1999 | 4185.9 | Diesel Oil |  | Combustion turbine |  |  |  |  | CSNOX, CSOSG1, CSSO2G2 | 715 4F | 1972-12-20 | 724 |  |  | 14.5623 | 0.066% | Electric Utility |  |  | 1.2
DE | Hay Road | 7153 | **3 |  | 2023 | 2360 | 2152.29 | 295743.92 |  | 0.751 | 0.001 | 148705.609 | 0.0591 | 89.44 | 0.0781 | 2502044.078 | Pipeline Natural Gas | Diesel Oil | Combined cycle |  | Water Injection,Overfire Air |  |  | ARP, RGGI, SIPNOX | 7153 **3 | 1990-01-01 | 1751 |  |  | 0.60485 | 16.31% | Electric Utility |  |  | 0.06157
DE | Hay Road | 7153 | 1 |  | 2023 | 2638 | 2424.57 | 99440.41 |  |  |  | 164281.101 | 0.0591 | 93.919 | 0.0749 | 2763957.833 | Pipeline Natural Gas | Diesel Oil | Combined cycle |  | Water Injection,Overfire Air |  |  | RGGI, SIPNOX | 7153 1 | 1989-07-01 | 1751 |  |  | 1.889 | 18.02% | Electric Utility |  |  | 0.067014
DE | Hay Road | 7153 | 2 |  | 2023 | 2508 | 2292.51 | 303839.25 |  |  |  | 154990.543 | 0.0591 | 93.558 | 0.0781 | 2607733.989 | Pipeline Natural Gas | Diesel Oil | Combined cycle |  | Water Injection,Overfire Air |  |  | RGGI, SIPNOX | 7153 2 | 1989-05-01 | 1751 |  |  | 0.61584 | 17% | Electric Utility |  |  | 0.066527
DE | Hay Road | 7153 | 5 |  | 2023 | 3159 | 2905.41 | 396101.6 |  | 0.966 | 0.001 | 191345.504 | 0.059 | 23.61 | 0.0202 | 3219598.115 | Pipeline Natural Gas | Diesel Oil | Combined cycle |  | Water Injection,Overfire Air,Selective Catalytic Reduction |  |  | ARP, RGGI, SIPNOX | 7153 5 | 2001-04-01 | 1751 |  | Y | 0.11921 | 20.99% | Electric Utility |  |  | 0.01587
DE | Hay Road | 7153 | 6 |  | 2023 | 2826 | 2566.32 | 356290.32 |  | 0.853 | 0.001 | 169036.439 | 0.0591 | 28.046 | 0.0333 | 2843493.054 | Pipeline Natural Gas | Diesel Oil | Combined cycle |  | Water Injection,Overfire Air,Selective Catalytic Reduction |  |  | ARP, RGGI, SIPNOX | 7153 6 | 2001-04-01 | 1751 |  | Y | 0.15743 | 18.54% | Electric Utility |  |  | 0.016922
DE | Hay Road | 7153 | 7 |  | 2023 | 2830 | 2569.32 | 361929.57 |  | 0.899 | 0.001 | 178000.956 | 0.0591 | 30.573 | 0.0316 | 2994829.45 | Pipeline Natural Gas | Diesel Oil | Combined cycle |  | Water Injection,Overfire Air,Selective Catalytic Reduction |  |  | ARP, RGGI, SIPNOX | 7153 7 | 2001-04-01 | 2045 |  | Y | 0.16894 | 16.72% | Electric Utility |  |  | 0.01772
IA | Lime Creek | 7155 | **1 |  | 2023 | 31 | 25.65 | 366.94 |  | 0.013 | 0.0041 | 472.702 | 0.1455 | 0.66 | 0.2221 | 5804.877 | Diesel Oil |  | Combustion turbine |  | Water Injection |  |  | ARP, CSNOX, CSOSG2, CSSO2G1 | 7155 **1 | 1991-05-01 | 632 |  |  | 3.5973 | 0.1049% | Electric Utility |  |  | 0.26642
IA | Lime Creek | 7155 | **2 |  | 2023 | 10 | 5.31 | 70.27 |  | 0.002 | 0.0029 | 75.9 | 0.0908 | 0.127 | 0.2305 | 933.491 | Diesel Oil |  | Combustion turbine |  | Water Injection |  |  | ARP, CSNOX, CSOSG2, CSSO2G1 | 7155 **2 | 1991-05-01 | 611.7 |  |  | 3.6146 | 0.01742% | Electric Utility |  |  | 0.25524
OH | Woodsdale | 7158 | **GT1 |  | 2023 | 1111 | 932.02 | 28738.17 |  | 0.163 | 0.001 | 30435.257 | 0.0592 | 31.027 | 0.1202 | 511393.261 | Pipeline Natural Gas | Diesel Oil | Combustion turbine |  | Water Injection |  |  | ARP, CSNOX, CSOSG3, CSSO2G1 | 7158 **GT1 | 1993-05-31 | 1314 |  |  | 2.1593 | 4.443% | Electric Utility | GE Unknown |  | 0.12091
OH | Woodsdale | 7158 | **GT2 |  | 2023 | 1343 | 1139.33 | 40168.79 |  | 0.21 | 0.001 | 39853.566 | 0.0592 | 45.199 | 0.1359 | 669951.64 | Pipeline Natural Gas | Diesel Oil | Combustion turbine |  | Water Injection |  |  | ARP, CSNOX, CSOSG3, CSSO2G1 | 7158 **GT2 | 1992-07-31 | 1314 |  |  | 2.2505 | 5.82% | Electric Utility | GE Unknown |  | 0.13045
OH | Woodsdale | 7158 | **GT3 |  | 2023 | 585 | 489.26 | 16769.43 |  | 0.082 | 0.001 | 16148.147 | 0.0592 | 14.57 | 0.1004 | 271685.753 | Pipeline Natural Gas | Diesel Oil | Combustion turbine |  | Water Injection |  |  | ARP, CSNOX, CSOSG3, CSSO2G1 | 7158 **GT3 | 1992-05-31 | 1314 |  |  | 1.7377 | 2.36% | Electric Utility | GE Unknown |  | 0.12357
OH | Woodsdale | 7158 | **GT4 |  | 2023 | 1267 | 1082.02 | 37929.85 |  | 0.189 | 0.001 | 37207.531 | 0.0592 | 44.447 | 0.1452 | 626034.904 | Pipeline Natural Gas | Diesel Oil | Combustion turbine |  | Water Injection |  |  | ARP, CSNOX, CSOSG3, CSSO2G1 | 7158 **GT4 | 1992-07-31 | 3200 |  |  | 2.3436 | 2.233% | Electric Utility | GE Unknown |  | 0.13972
OH | Woodsdale | 7158 | **GT5 |  | 2023 | 1311 | 1123.36 | 41659.97 |  | 0.21 | 0.001 | 40195.884 | 0.0592 | 41.334 | 0.1168 | 675775.859 | Pipeline Natural Gas | Diesel Oil | Combustion turbine |  | Water Injection |  |  | ARP, CSNOX, CSOSG3, CSSO2G1 | 7158 **GT5 | 1992-05-31 | 1314 |  |  | 1.9844 | 5.871% | Electric Utility | GE Unknown |  | 0.12055
OH | Woodsdale | 7158 | **GT6 |  | 2023 | 1187 | 1009.57 | 38258.45 |  | 0.194 | 0.001 | 36953.096 | 0.0592 | 33.831 | 0.1047 | 621234.474 | Pipeline Natural Gas | Diesel Oil | Combustion turbine |  | Water Injection |  |  | ARP, CSNOX, CSOSG3, CSSO2G1 | 7158 **GT6 | 1992-05-31 | 1314 |  |  | 1.7686 | 5.397% | Electric Utility | GE Unknown |  | 0.11151
WI | Concord | 7159 | **1 |  | 2023 | 701 | 595.31 | 39223.43 |  | 0.155 | 0.001 | 30773.435 | 0.0591 | 20.515 | 0.0808 | 517771.111 | Pipeline Natural Gas | Diesel Oil | Combustion turbine |  | Water Injection |  |  | ARP, CSNOX, CSOSG3, CSSO2G1 | 7159 **1 | 1993-07-07 | 1282 |  |  | 1.0461 | 4.61% | Electric Utility | GE Unknown |  | 0.076155
WI | Concord | 7159 | **2 |  | 2023 | 743 | 638.37 | 42147.15 |  | 0.166 | 0.001 | 32922.771 | 0.0591 | 19.664 | 0.0711 | 553965.054 | Pipeline Natural Gas | Diesel Oil | Combustion turbine |  | Water Injection |  |  | ARP, CSNOX, CSOSG3, CSSO2G1 | 7159 **2 | 1993-07-07 | 1282 |  |  | 0.93311 | 4.933% | Electric Utility | GE Unknown |  | 0.08007
WI | Concord | 7159 | **3 |  | 2023 | 440 | 361.49 | 23103.31 |  | 0.091 | 0.001 | 17939.444 | 0.0594 | 13.207 | 0.0881 | 301496.991 | Pipeline Natural Gas | Diesel Oil | Combustion turbine |  | Water Injection |  |  | ARP, CSNOX, CSOSG3, CSSO2G1 | 7159 **3 | 1994-05-24 | 1282 |  |  | 1.1433 | 2.685% | Electric Utility | GE Unknown |  | 0.075448
WI | Concord | 7159 | **4 |  | 2023 | 382 | 318.4 | 20163.67 |  | 0.081 | 0.001 | 15979.907 | 0.0592 | 11.105 | 0.083 | 268609.317 | Pipeline Natural Gas | Diesel Oil | Combustion turbine |  | Water Injection |  |  | ARP, CSNOX, CSOSG3, CSSO2G1 | 7159 **4 | 1994-05-25 | 1282 |  |  | 1.1015 | 2.392% | Electric Utility | GE Unknown |  | 0.075303
WI | South Fond Du Lac | 7203 | **CT1 |  | 2023 | 40 | 31.65 | 1851.72 |  | 0.009 | 0.0011 | 1710.297 | 0.0605 | 1.05 | 0.0746 | 28319.405 | Pipeline Natural Gas |  | Combustion turbine |  | Water Injection |  |  | ARP, CSNOX, CSOSG3, CSSO2G1 | 7203 **CT1 | 1993-05-10 | 1332 |  |  | 1.1341 | 0.2427% | Electric Utility | GE Unknown |  | 0.084277
WI | South Fond Du Lac | 7203 | **CT2 |  | 2023 | 199 | 173.92 | 8323.35 |  | 0.04 | 0.001 | 7837.229 | 0.0591 | 4.899 | 0.074 | 131873.045 | Pipeline Natural Gas |  | Combustion turbine |  | Water Injection |  |  | ARP, CSNOX, CSOSG3, CSSO2G1 | 7203 **CT2 | 1994-08-18 | 1332 |  |  | 1.1772 | 1.13% | Electric Utility | GE Unknown |  | 0.089195
WI | South Fond Du Lac | 7203 | **CT3 |  | 2023 | 159 | 141.52 | 6988.68 |  | 0.033 | 0.001 | 6542.371 | 0.059 | 3.331 | 0.061 | 110088.44 | Pipeline Natural Gas |  | Combustion turbine |  | Water Injection |  |  | ARP, CSNOX, CSOSG3, CSSO2G1 | 7203 **CT3 | 1994-08-18 | 1332 |  |  | 0.95326 | 0.9435% | Electric Utility | GE Unknown |  | 0.070445
WI | South Fond Du Lac | 7203 | **CT4 |  | 2023 | 179 | 149.64 | 7074.66 |  | 0.034 | 0.001 | 6801.246 | 0.0591 | 3.708 | 0.0682 | 114442.223 | Pipeline Natural Gas |  | Combustion turbine |  | Water Injection |  |  | ARP, CSNOX, CSOSG3, CSSO2G1 | 7203 **CT4 | 1996-06-01 | 1332 |  |  | 1.0482 | 0.9808% | Electric Utility | GE Unknown |  | 0.078714
SC | Cope Station | 7210 | COP1 |  | 2023 | 6420 | 6409.61 | 1476651.41 |  | 272.108 | 0.0307 | 1063872.108 | 0.0671 | 689.34 | 0.0833 | 15502013.383 | Pipeline Natural Gas | Coal | Tangentially-fired | Dry Lime FGD | Selective Catalytic Reduction,Low NOx Burner Technology w/ Separated OFA | Baghouse |  | ARP, CSNOX, CSSO2G2, MATS, SIPNOX | 7210 COP1 | 1996-03-01 | 4850 |  | Y | 0.93365 | 36.49% | Electric Utility |  |  | #N/A
VA | Darbytown Combustion Turbine | 7212 | 1 | CP0 | 2023 | 822 | 750.35 | 43101.85 |  | 1.338 | 0.0071 | 33934.2 | 0.0597 | 56.953 | 0.259 | 570860 | Pipeline Natural Gas | Diesel Oil | Combustion turbine |  | Water Injection |  |  | CSNOX, CSOSG3, CSSO2G1, RGGI | 7212 1 | 1990-05-01 | 1308 |  |  | 2.6427 | 4.982% | Electric Utility | GE PG711-EA | Frame | 0.19826
VA | Darbytown Combustion Turbine | 7212 | 2 | CP0 | 2023 | 410 | 373.55 | 21620.13 |  | 1.844 | 0.0168 | 17240.9 | 0.0607 | 31.858 | 0.2889 | 285707.2 | Pipeline Natural Gas | Diesel Oil | Combustion turbine |  | Water Injection |  |  | CSNOX, CSOSG3, CSSO2G1, RGGI | 7212 2 | 1990-05-05 | 1308 |  |  | 2.9471 | 2.493% | Electric Utility | GE PG711-EA | Frame | 0.19658
VA | Darbytown Combustion Turbine | 7212 | 3 | CP0 | 2023 | 589 | 532.94 | 31452.67 |  | 1.455 | 0.0116 | 24759.1 | 0.0597 | 43.679 | 0.2779 | 414735.7 | Pipeline Natural Gas | Diesel Oil | Combustion turbine |  | Water Injection |  |  | CSNOX, CSOSG3, CSSO2G1, RGGI | 7212 3 | 1990-04-02 | 1308 |  |  | 2.7774 | 3.62% | Electric Utility | GE PG711-EA | Frame | 0.19044
VA | Darbytown Combustion Turbine | 7212 | 4 | CP0 | 2023 | 440 | 395.24 | 22616.36 |  | 1.77 | 0.0157 | 17995.8 | 0.0605 | 31.758 | 0.2834 | 298790.6 | Pipeline Natural Gas | Diesel Oil | Combustion turbine |  | Water Injection |  |  | CSNOX, CSOSG3, CSSO2G1, RGGI | 7212 4 | 1990-04-02 | 1308 |  |  | 2.8084 | 2.608% | Electric Utility | GE PG711-EA | Frame | 0.17542
VA | Clover Power Station | 7213 | 1 |  | 2023 | 627 | 621.1 | 114147.16 |  | 29.74 | 0.0431 | 126778.995 | 0.1027 | 144.403 | 0.2038 | 1235661.712 | Coal |  | Tangentially-fired | Wet Limestone | Selective Non-catalytic Reduction,Other | Baghouse,Wet Scrubber |  | ARP, CSNOX, CSOSG3, CSSO2G1, MATS, RGGI | 7213 1 | 1995-01-04 | 5173 |  | Y | 2.5301 | 2.727% | Electric Utility |  |  | #N/A
VA | Clover Power Station | 7213 | 2 |  | 2023 | 846 | 839.03 | 164089.95 |  | 53.639 | 0.0522 | 180201.283 | 0.103 | 208.068 | 0.204 | 1756348.626 | Coal |  | Tangentially-fired | Wet Limestone | Selective Non-catalytic Reduction,Other | Baghouse,Wet Scrubber |  | ARP, CSNOX, CSOSG3, CSSO2G1, MATS, RGGI | 7213 2 | 1995-12-17 | 5173 |  | Y | 2.536 | 3.876% | Electric Utility |  |  | #N/A
SD | Angus Anson | 7237 | 2 |  | 2023 | 879 | 812.68 | 60393.97 |  | 0.249 | 0.001 | 49436.367 | 0.0591 | 29.507 | 0.0807 | 831451.638 | Pipeline Natural Gas | Diesel Oil | Combustion turbine |  | Water Injection |  |  | ARP | 7237 2 | 1994-09-23 | 1622 |  |  | 0.97715 | 5.852% | Electric Utility | GE Unknown |  | 0.077233
SD | Angus Anson | 7237 | 3 |  | 2023 | 632 | 590.27 | 42926.1 |  | 0.165 | 0.001 | 32685.289 | 0.059 | 19.683 | 0.0797 | 549828.447 | Pipeline Natural Gas | Diesel Oil | Combustion turbine |  | Water Injection |  |  | ARP | 7237 3 | 1994-09-23 | 1629 |  |  | 0.91706 | 3.853% | Electric Utility | GE Unknown |  | 0.0799
SD | Angus Anson | 7237 | 4 |  | 2023 | 1159 | 1049.45 | 135278.98 |  | 0.479 | 0.001 | 94979.347 | 0.059 | 21.269 | 0.0354 | 1598246.273 | Pipeline Natural Gas |  | Combustion turbine |  | Dry Low NOx Burners |  |  | ARP | 7237 4 | 2005-04-01 | 1960 |  |  | 0.31445 | 9.309% | Electric Utility |  |  | 0.03101
FL | Cane Island | 7238 | **1 |  | 2023 | 757 | 658.76 | 17824.11 |  | 0.071 | 0.0012 | 11373.542 | 0.0594 | 8.042 | 0.0879 | 191148.849 | Pipeline Natural Gas | Diesel Oil | Combustion turbine |  | Dry Low NOx Burners,Water Injection |  |  | ARP | 7238 **1 | 1995-03-24 | 435 |  |  | 0.90237 | 5.016% | Electric Utility | GE LM6000 | Aeroderivative | 0.085605
FL | Cane Island | 7238 | 2 |  | 2023 | 5150 | 5137.21 | 467125.79 |  | 1.069 | 0.001 | 211798.571 | 0.059 | 51.529 | 0.029 | 3563959.165 | Pipeline Natural Gas | Diesel Oil | Combined cycle |  | Dry Low NOx Burners,Water Injection |  |  | ARP | 7238 2 | 1995-07-01 | 987 |  |  | 0.22062 | 41.22% | Electric Utility |  |  | 0.027526
FL | Cane Island | 7238 | 3 |  | 2023 | 7521 | 7512.55 | 1625328.4 |  | 3.345 | 0.001 | 662625.342 | 0.059 | 60.314 | 0.0114 | 11149775.861 | Pipeline Natural Gas | Diesel Oil | Combined cycle |  | Dry Low NOx Burners,Water Injection,Selective Catalytic Reduction |  |  | ARP | 7238 3 | 2001-01-26 | 2076 |  | Y | 0.074218 | 61.31% | Electric Utility |  |  | 0.010071
FL | Cane Island | 7238 | 4 |  | 2023 | 7944 | 7932.48 | 2196977.43 |  | 4.556 | 0.001 | 902460.781 | 0.059 | 46.346 | 0.0069 | 15185684.935 | Pipeline Natural Gas |  | Combined cycle |  | Selective Catalytic Reduction |  |  | ARP | 7238 4 | 2011-02-07 | 2560 |  | Y | 0.042191 | 67.72% | Electric Utility |  |  | 0.0056957
FL | Polk | 7242 | **1 |  | 2023 | 1170 | 1154.39 | 116032.79 |  | 0.397 | 0.001 | 78383.44 | 0.0589 | 98.604 | 0.1512 | 1322240.307 | Pipeline Natural Gas | Other Gas | Integrated gasification combined cycle |  | Other |  |  | ARP, MATS | 7242 **1 | 1996-08-04 | 2100 |  |  | 1.6996 | 7.188% | Electric Utility |  |  | 0.093706
FL | Polk | 7242 | **2 |  | 2023 | 7134 | 7049.31 | 1500522.08 |  | 13.178 | 0.0053 | 612405.647 | 0.0591 | 42.633 | 0.0106 | 10297519.677 | Pipeline Natural Gas | Diesel Oil | Combined cycle |  | Selective Catalytic Reduction,Dry Low NOx Burners,Water Injection |  |  | ARP | 7242 **2 | 2000-06-25 | 2215 |  | Y | 0.056824 | 53.07% | Electric Utility | GE PG7241(FA) |  | 0.0084543
FL | Polk | 7242 | **3 |  | 2023 | 6930 | 6855.32 | 1475674.67 |  | 10.425 | 0.004 | 598523.866 | 0.0591 | 38.687 | 0.0098 | 10065840.085 | Pipeline Natural Gas | Diesel Oil | Combined cycle |  | Selective Catalytic Reduction,Dry Low NOx Burners,Water Injection |  |  | ARP | 7242 **3 | 2002-04-24 | 2215 |  | Y | 0.052433 | 51.88% | Electric Utility | GE PG7241(FA) |  | 0.0081268
FL | Polk | 7242 | **4 |  | 2023 | 6666 | 6576.84 | 1414493.31 |  | 2.877 | 0.001 | 569937.827 | 0.059 | 34.915 | 0.009 | 9590251.792 | Pipeline Natural Gas |  | Combined cycle |  | Selective Catalytic Reduction,Dry Low NOx Burners |  |  | ARP | 7242 **4 | 2007-02-23 | 2215 |  | Y | 0.049368 | 49.43% | Electric Utility | GE PG7241(FA) | Frame | 0.0084628
FL | Polk | 7242 | **5 |  | 2023 | 6677 | 6598.4 | 1404264.04 |  | 2.56 | 0.001 | 507015.463 | 0.059 | 30.989 | 0.0092 | 8531442.939 | Pipeline Natural Gas |  | Combined cycle |  | Selective Catalytic Reduction,Dry Low NOx Burners |  |  | ARP | 7242 **5 | 2007-04-02 | 2215 |  | Y | 0.044136 | 43.97% | Electric Utility | GE PG7241(FA) | Frame | 0.0085576
FL | Reedy Creek Central Energy Plant | 7254 | 32432 |  | 2023 | 2426 | 2380.72 | 0 |  | 0 | 0 | 7080.045 | 0.0594 | 5.737 | 0.0944 | 119258.328 | Pipeline Natural Gas | Diesel Oil | Combined cycle |  | Water Injection |  |  | ARP | 7254 32432 | 1989-03-01 | 505 |  |  |  | 2.696% | Cogeneration |  |  | 0.085991
MI | 48th Street Peaking Station | 7258 | **7 |  | 2023 | 65 | 44.69 | 1020.96 |  | 0.004 | 0.001 | 748.637 | 0.0593 | 0.765 | 0.1146 | 12589.11 | Pipeline Natural Gas | Diesel Oil | Combustion turbine |  | Water Injection |  |  | ARP, CSNOX, CSOSG3, CSSO2G1 | 7258 **7 | 1992-05-01 | 484 |  |  | 1.4986 | 0.2969% | Electric Utility | GE Unknown |  | 0.11529
MI | 48th Street Peaking Station | 7258 | **8 |  | 2023 | 250 | 208.23 | 5867.22 |  | 0.02 | 0.001 | 4047.345 | 0.0593 | 4.534 | 0.1325 | 68106.168 | Pipeline Natural Gas | Diesel Oil | Combustion turbine |  | Water Injection |  |  | ARP, CSNOX, CSOSG3, CSSO2G1 | 7258 **8 | 1992-06-01 | 484 |  |  | 1.5455 | 1.606% | Electric Utility | GE Unknown |  | 0.1257
MI | 48th Street Peaking Station | 7258 | 9 |  | 2023 | 1060 | 942.22 | 57057.99 |  | 0.194 | 0.001 | 38328.802 | 0.0591 | 12.904 | 0.0536 | 644918.48 | Pipeline Natural Gas |  | Combustion turbine |  | Dry Low NOx Burners |  |  | ARP, CSNOX, CSOSG3, CSSO2G1 | 7258 9 | 2000-04-21 | 975 |  |  | 0.45231 | 7.551% | Electric Utility | GE MS7001EA | Frame | 0.038915
CA | Woodland Generation Station | 7266 | 1 |  | 2023 | 611 | 563.03 | 14857.05 |  | 0.05 | 0.001 | 9921.777 | 0.0594 | 1.188 | 0.023 | 166867.338 | Pipeline Natural Gas | Diesel Oil | Combustion turbine |  | Water Injection,Selective Catalytic Reduction,Steam Injection |  |  | ARP | 7266 1 | 1993-12-03 | 525 |  | Y | 0.15992 | 3.628% | Electric Utility | GE LM5000-PD (STIG) | Aeroderivative | 0.0093811
CA | Woodland Generation Station | 7266 | 2 |  | 2023 | 7203 | 7184.07 | 257347.05 |  | 0.648 | 0.001 | 128415.719 | 0.0593 | 6.283 | 0.0059 | 2160886.325 | Pipeline Natural Gas |  | Combined cycle |  | Water Injection,Selective Catalytic Reduction |  |  | ARP | 7266 2 | 2003-06-06 | 525 |  | Y | 0.048829 | 46.99% | Electric Utility |  |  | 0.0063477
WI | Paris | 7270 | **1 |  | 2023 | 941 | 819.73 | 54150.1 |  | 0.217 | 0.001 | 43041.888 | 0.0591 | 29.214 | 0.0803 | 723880.134 | Pipeline Natural Gas |  | Combustion turbine |  | Water Injection |  |  | ARP, CSNOX, CSOSG3, CSSO2G1 | 7270 **1 | 1995-03-10 | 1282 |  |  | 1.079 | 6.446% | Electric Utility | GE Unknown |  | 0.080021
WI | Paris | 7270 | **2 |  | 2023 | 673 | 586.14 | 39562.36 |  | 0.157 | 0.001 | 31060.319 | 0.0591 | 21.166 | 0.0815 | 522600.603 | Pipeline Natural Gas |  | Combustion turbine |  | Water Injection |  |  | ARP, CSNOX, CSOSG3, CSSO2G1 | 7270 **2 | 1995-03-20 | 1282 |  |  | 1.07 | 4.653% | Electric Utility | GE Unknown |  | 0.081095
WI | Paris | 7270 | **3 |  | 2023 | 552 | 475.98 | 32794.63 |  | 0.127 | 0.001 | 25218.364 | 0.0591 | 16.856 | 0.0795 | 424286.79 | Pipeline Natural Gas |  | Combustion turbine |  | Water Injection |  |  | ARP, CSNOX, CSOSG3, CSSO2G1 | 7270 **3 | 1995-06-21 | 1282 |  |  | 1.028 | 3.778% | Electric Utility | GE Unknown |  | 0.078247
WI | Paris | 7270 | **4 |  | 2023 | 670 | 569.58 | 37176.23 |  | 0.148 | 0.001 | 29385.3 | 0.0591 | 19.209 | 0.078 | 494217.192 | Pipeline Natural Gas |  | Combustion turbine |  | Water Injection |  |  | ARP, CSNOX, CSOSG3, CSSO2G1 | 7270 **4 | 1995-06-21 | 1282 |  |  | 1.0334 | 4.401% | Electric Utility | GE Unknown |  | 0.078514
NC | Lincoln Combustion Turbine | 7277 | 1 |  | 2023 | 17 | 12.33 | 715.35 |  | 0.007 | 0.0014 | 630.626 | 0.0646 | 0.525 | 0.1049 | 9763.957 | Diesel Oil | Natural Gas | Combustion turbine |  | Water Injection |  |  | ARP, CSNOX, CSSO2G1, SIPNOX | 7277 1 | 1995-05-05 | 1446 |  |  | 1.4678 | 0.07708% | Electric Utility | GE Unknown |  | 0.13116
NC | Lincoln Combustion Turbine | 7277 | 10 |  | 2023 | 18 | 13.15 | 803.85 |  | 0.007 | 0.0014 | 667.023 | 0.0644 | 0.587 | 0.1142 | 10432.824 | Diesel Oil | Natural Gas | Combustion turbine |  | Water Injection |  |  | ARP, CSNOX, CSSO2G1, SIPNOX | 7277 10 | 1995-11-01 | 1446 |  |  | 1.4605 | 0.08236% | Electric Utility | GE Unknown |  | 0.12882
NC | Lincoln Combustion Turbine | 7277 | 11 |  | 2023 | 19 | 13.68 | 815.56 |  | 0.007 | 0.0012 | 710.644 | 0.0634 | 0.612 | 0.1064 | 11123.925 | Diesel Oil | Natural Gas | Combustion turbine |  | Water Injection |  |  | ARP, CSNOX, CSSO2G1, SIPNOX | 7277 11 | 1995-11-01 | 1446 |  |  | 1.5008 | 0.08782% | Electric Utility | GE Unknown |  | 0.12403
NC | Lincoln Combustion Turbine | 7277 | 12 |  | 2023 | 19 | 13.63 | 821.71 |  | 0.007 | 0.0013 | 693.916 | 0.0637 | 0.608 | 0.1123 | 10864.52 | Diesel Oil | Natural Gas | Combustion turbine |  | Water Injection |  |  | ARP, CSNOX, CSSO2G1, SIPNOX | 7277 12 | 1995-12-01 | 1446 |  |  | 1.4798 | 0.08577% | Electric Utility | GE Unknown |  | 0.11656
NC | Lincoln Combustion Turbine | 7277 | 13 |  | 2023 | 12 | 7.94 | 461.74 |  | 0.006 | 0.0023 | 406.994 | 0.0681 | 0.428 | 0.1379 | 6022.903 | Diesel Oil | Natural Gas | Combustion turbine |  | Water Injection |  |  | ARP, CSNOX, CSSO2G1, SIPNOX | 7277 13 | 1996-02-01 | 1446 |  |  | 1.8539 | 0.04755% | Electric Utility | GE Unknown |  | 0.11626
NC | Lincoln Combustion Turbine | 7277 | 14 |  | 2023 | 11 | 7.3 | 415.54 |  | 0.006 | 0.0018 | 370.62 | 0.0658 | 0.358 | 0.122 | 5475.105 | Diesel Oil | Natural Gas | Combustion turbine |  | Water Injection |  |  | ARP, CSNOX, CSSO2G1, SIPNOX | 7277 14 | 1996-02-01 | 1446 |  |  | 1.7231 | 0.04322% | Electric Utility | GE Unknown |  | 0.12331
NC | Lincoln Combustion Turbine | 7277 | 15 |  | 2023 | 17 | 10.93 | 694.99 |  | 0.007 | 0.0014 | 571.19 | 0.0565 | 0.481 | 0.1102 | 8847.25 | Diesel Oil | Natural Gas | Combustion turbine |  | Water Injection |  |  | ARP, CSNOX, CSSO2G1, SIPNOX | 7277 15 | 1996-03-01 | 1446 |  |  | 1.3842 | 0.06985% | Electric Utility | GE Unknown |  | 0.12699
NC | Lincoln Combustion Turbine | 7277 | 16 |  | 2023 | 13 | 8.79 | 541.97 |  | 0.007 | 0.0018 | 465.182 | 0.0645 | 0.425 | 0.1118 | 7069.351 | Diesel Oil | Natural Gas | Combustion turbine |  | Water Injection |  |  | ARP, CSNOX, CSSO2G1, SIPNOX | 7277 16 | 1996-03-01 | 1446 |  |  | 1.5684 | 0.05581% | Electric Utility | GE Unknown |  | 0.11601
NC | Lincoln Combustion Turbine | 7277 | 17 |  | 2023 | 98 | 73.23 | 18902.37 |  | 0.036 | 0 | 11049.728 | 0.059 | 8.465 | 0.0759 | 185925.389 | Natural Gas | Diesel Oil | Combustion turbine |  | Dry Low NOx Burners,Selective Catalytic Reduction |  |  | ARP, CSNOX, CSSO2G1 | 7277 17 | 2020-05-08 | 3915 |  | Y | 0.89565 | 0.5421% | Electric Utility | Siemens SGT6-9000HL | Frame | 0.041374 | 11.2122
NC | Lincoln Combustion Turbine | 7277 | 2 |  | 2023 | 20 | 14.67 | 828.85 |  | 0.007 | 0.0012 | 741.91 | 0.0636 | 0.633 | 0.1069 | 11639.396 | Diesel Oil | Natural Gas | Combustion turbine |  | Water Injection |  |  | ARP, CSNOX, CSSO2G1, SIPNOX | 7277 2 | 1995-05-05 | 1446 |  |  | 1.5274 | 0.09189% | Electric Utility | GE Unknown |  | 0.13521
NC | Lincoln Combustion Turbine | 7277 | 3 |  | 2023 | 15 | 11.17 | 687.82 |  | 0.007 | 0.0014 | 587.721 | 0.0647 | 0.524 | 0.1119 | 9059.929 | Diesel Oil | Natural Gas | Combustion turbine |  | Water Injection |  |  | ARP, CSNOX, CSSO2G1, SIPNOX | 7277 3 | 1995-06-01 | 1446 |  |  | 1.5237 | 0.07152% | Electric Utility | GE Unknown |  | 0.12991
NC | Lincoln Combustion Turbine | 7277 | 4 |  | 2023 | 21 | 15.6 | 1047.82 |  | 0.008 | 0.0012 | 842.492 | 0.0643 | 0.677 | 0.1064 | 13345.111 | Diesel Oil | Natural Gas | Combustion turbine |  | Water Injection |  |  | ARP, CSNOX, CSSO2G1, SIPNOX | 7277 4 | 1995-06-01 | 1446 |  |  | 1.2922 | 0.1054% | Electric Utility | GE Unknown |  | 0.13883
NC | Lincoln Combustion Turbine | 7277 | 5 |  | 2023 | 19 | 11.31 | 603.1 |  | 0.008 | 0.0015 | 562.978 | 0.0653 | 0.528 | 0.1112 | 8404.38 | Diesel Oil | Natural Gas | Combustion turbine |  | Water Injection |  |  | ARP, CSNOX, CSSO2G1, SIPNOX | 7277 5 | 1995-07-18 | 1446 |  |  | 1.751 | 0.06635% | Electric Utility | GE Unknown |  | 0.1287
NC | Lincoln Combustion Turbine | 7277 | 6 |  | 2023 | 13 | 9.86 | 527.69 |  | 0.007 | 0.0015 | 487.916 | 0.0654 | 0.478 | 0.1208 | 7330.127 | Diesel Oil | Natural Gas | Combustion turbine |  | Water Injection |  |  | ARP, CSNOX, CSSO2G1, SIPNOX | 7277 6 | 1995-07-18 | 1446 |  |  | 1.8117 | 0.05787% | Electric Utility | GE Unknown |  | 0.133
NC | Lincoln Combustion Turbine | 7277 | 7 |  | 2023 | 31 | 21.33 | 1298.7 |  | 0.01 | 0.0011 | 1107.469 | 0.0612 | 0.921 | 0.1057 | 17697.47 | Diesel Oil | Natural Gas | Combustion turbine |  | Water Injection |  |  | ARP, CSNOX, CSSO2G1, SIPNOX | 7277 7 | 1995-09-01 | 1446 |  |  | 1.4183 | 0.1397% | Electric Utility | GE Unknown |  | 0.13131
NC | Lincoln Combustion Turbine | 7277 | 8 |  | 2023 | 24 | 15.18 | 906.76 |  | 0.008 | 0.0013 | 776.627 | 0.0618 | 0.672 | 0.1114 | 12198.268 | Diesel Oil | Natural Gas | Combustion turbine |  | Water Injection |  |  | ARP, CSNOX, CSSO2G1, SIPNOX | 7277 8 | 1995-09-01 | 1446 |  |  | 1.4822 | 0.0963% | Electric Utility | GE Unknown |  | 0.12088
NC | Lincoln Combustion Turbine | 7277 | 9 |  | 2023 | 22 | 16.43 | 964.86 |  | 0.009 | 0.0013 | 827.635 | 0.0639 | 0.747 | 0.1117 | 12925.3 | Diesel Oil | Natural Gas | Combustion turbine |  | Water Injection |  |  | ARP, CSNOX, CSSO2G1, SIPNOX | 7277 9 | 1995-11-01 | 1446 |  |  | 1.5484 | 0.102% | Electric Utility | GE Unknown |  | 0.1316
GA | Yates | 728 | Y6BR |  | 2023 | 6544 | 6533.73 | 1153613.29 |  | 3.532 | 0.001 | 699630.315 | 0.059 | 471.57 | 0.0809 | 11772623.07 | Pipeline Natural Gas |  | Tangentially-fired |  | Low NOx Burner Technology w/ Separated OFA,Other |  |  | ARP, CSNOX, CSOSG1, CSSO2G2 | 728 Y6BR | 1974-07-23 | 4183 |  |  | 0.81755 | 32.13% | Electric Utility |  |  | #N/A
GA | Yates | 728 | Y7BR |  | 2023 | 6926 | 6917.92 | 1227263.53 |  | 3.733 | 0.001 | 739379.254 | 0.059 | 494.114 | 0.0744 | 12441480.425 | Pipeline Natural Gas |  | Tangentially-fired |  | Low NOx Burner Technology w/ Separated OFA,Other |  |  | ARP, CSNOX, CSOSG1, CSSO2G2 | 728 Y7BR | 1974-04-08 | 3996 |  |  | 0.80523 | 35.54% | Electric Utility |  |  | #N/A
NJ | Sherman Avenue | 7288 | 1 |  | 2023 | 549 | 459.39 | 32994.82 |  | 0.131 | 0.001 | 26476.203 | 0.0601 | 16.146 | 0.0737 | 438479.366 | Pipeline Natural Gas | Diesel Oil | Combustion turbine |  | Water Injection |  |  | ARP, CSNOX, CSOSG3, CSSO2G1, RGGI | 7288 1 | 1991-05-01 | 1210 |  |  | 0.9787 | 4.137% | Electric Utility |  |  | 0.072919
MO | State Line (MO) | 7296 | 1 |  | 2023 | 451 | 410.06 | 28239.7 |  | 0.218 | 0.0019 | 12893.669 | 0.0602 | 9.044 | 0.0851 | 211090.067 | Pipeline Natural Gas | Diesel Oil | Combustion turbine |  | Dry Low NOx Burners,Water Injection |  |  | ARP, CSNOX, CSOSG2, CSSO2G1 | 7296 1 | 2000-01-01 | 1350 |  |  | 0.64052 | 1.785% | Electric Utility | Siemens Unknown |  | 0.083696
MO | State Line (MO) | 7296 | 2024-02-01 |  | 2023 | 5735 | 5703.18 | 1165101.13 |  | 2.414 | 0.001 | 478197.327 | 0.059 | 53.745 | 0.0139 | 8046584.95 | Pipeline Natural Gas |  | Combined cycle |  | Selective Catalytic Reduction |  |  | ARP, CSNOX, CSOSG2, CSSO2G1 | 7296 45323 | 2000-09-01 | 2045 |  | Y | 0.092258 | 44.92% | Electric Utility |  |  | 0.013844
MO | State Line (MO) | 7296 | 2024-02-02 |  | 2023 | 5832 | 5799.32 | 1192117.93 |  | 2.459 | 0.001 | 487058.399 | 0.059 | 49.792 | 0.0127 | 8195666.15 | Pipeline Natural Gas |  | Combined cycle |  | Selective Catalytic Reduction |  |  | ARP, CSNOX, CSOSG2, CSSO2G1 | 7296 45324 | 2000-01-01 | 2045 |  | Y | 0.083535 | 45.75% | Electric Utility |  |  | 0.013819
FL | Hines Energy Complex | 7302 | 1A |  | 2023 | 6096 | 6083.71 | 726804.92 |  | 2.402 | 0.001 | 478904.97 | 0.059 | 151.094 | 0.0383 | 8058537.865 | Pipeline Natural Gas | Diesel Oil | Combined cycle |  | Dry Low NOx Burners,Selective Catalytic Reduction |  |  | ARP | 7302 1A | 1998-08-13 | 2050 |  | Y | 0.41578 | 44.87% | Electric Utility |  |  | 0.034647
FL | Hines Energy Complex | 7302 | 1B |  | 2023 | 6316 | 6302.11 | 752711.83 |  | 2.528 | 0.001 | 506607.224 | 0.059 | 158.601 | 0.0386 | 8524623.573 | Pipeline Natural Gas | Diesel Oil | Combined cycle |  | Dry Low NOx Burners,Selective Catalytic Reduction |  |  | ARP | 7302 1B | 1998-08-09 | 2050 |  | Y | 0.42141 | 47.47% | Electric Utility |  |  | 0.033956
FL | Hines Energy Complex | 7302 | 2A |  | 2023 | 6352 | 6339.38 | 873757.82 |  | 2.986 | 0.001 | 588000.167 | 0.059 | 59.989 | 0.0125 | 9894280.158 | Pipeline Natural Gas | Diesel Oil | Combined cycle |  | Dry Low NOx Burners,Water Injection,Selective Catalytic Reduction |  |  | ARP | 7302 2A | 2003-08-17 | 2100 |  | Y | 0.13731 | 53.78% | Electric Utility |  |  | 0.011292
FL | Hines Energy Complex | 7302 | 2B |  | 2023 | 5863 | 5854.59 | 795825.11 |  | 2.729 | 0.001 | 538738.935 | 0.059 | 54.717 | 0.0123 | 9065301.346 | Pipeline Natural Gas | Diesel Oil | Combined cycle |  | Dry Low NOx Burners,Water Injection,Selective Catalytic Reduction |  |  | ARP | 7302 2B | 2003-08-19 | 2100 |  | Y | 0.13751 | 49.28% | Electric Utility |  |  | 0.011056
FL | Hines Energy Complex | 7302 | 3A |  | 2023 | 6148 | 6133.78 | 813070.84 |  | 2.719 | 0.001 | 539323.769 | 0.059 | 39.688 | 0.0093 | 9075238.803 | Pipeline Natural Gas | Diesel Oil | Combined cycle |  | Dry Low NOx Burners,Water Injection,Selective Catalytic Reduction |  |  | ARP | 7302 3A | 2005-08-11 | 2155 |  | Y | 0.097625 | 48.07% | Electric Utility |  |  | 0.0089589
FL | Hines Energy Complex | 7302 | 3B |  | 2023 | 6558 | 6543.43 | 877181.44 |  | 2.878 | 0.001 | 570994.631 | 0.059 | 44.441 | 0.0101 | 9608106.463 | Pipeline Natural Gas | Diesel Oil | Combined cycle |  | Dry Low NOx Burners,Water Injection,Selective Catalytic Reduction |  |  | ARP | 7302 3B | 2005-08-12 | 2155 |  | Y | 0.10133 | 50.9% | Electric Utility |  |  | 0.0083787
FL | Hines Energy Complex | 7302 | 4A |  | 2023 | 8485 | 8479.37 | 1191680.09 |  | 3.895 | 0.001 | 767550.764 | 0.059 | 49.822 | 0.0079 | 12915567.053 | Pipeline Natural Gas | Diesel Oil | Combined cycle |  | Dry Low NOx Burners,Water Injection,Selective Catalytic Reduction |  |  | ARP | 7302 4A | 2007-09-09 | 2122 |  | Y | 0.083616 | 69.48% | Electric Utility |  |  | 0.0080858
FL | Hines Energy Complex | 7302 | 4B |  | 2023 | 7371 | 7360.07 | 1031075.6 |  | 3.448 | 0.001 | 680852.667 | 0.059 | 45.383 | 0.0081 | 11456702.273 | Pipeline Natural Gas | Diesel Oil | Combined cycle |  | Dry Low NOx Burners,Water Injection,Selective Catalytic Reduction |  |  | ARP | 7302 4B | 2007-09-06 | 2122 |  | Y | 0.08803 | 61.63% | Electric Utility |  |  | 0.0079083
CA | Redding Power Plant | 7307 | 5 |  | 2023 | 3913 | 3899.54 | 156080.79 |  | 0.383 | 0.001 | 75920.374 | 0.0593 | 1.807 | 0.0032 | 1277471.596 | Pipeline Natural Gas |  | Combined cycle |  | Other |  |  | ARP | 7307 5 | 2002-06-01 | 508.5 |  |  | 0.023155 | 28.68% | Electric Utility |  |  | 0.0047843
CA | Redding Power Plant | 7307 | 6 |  | 2023 | 5637 | 5623.43 | 215265.05 |  | 0.548 | 0.001 | 108498.584 | 0.0593 | 1.729 | 0.0021 | 1825697.24 | Pipeline Natural Gas |  | Combustion turbine |  | Other |  |  | ARP | 7307 6 | 2010-11-12 | 508 |  |  | 0.016064 | 41.03% | Electric Utility | Alstom GTX 100 | Frame | 0.0035461
NY | Richard M Flynn (Holtsville) | 7314 | 1 |  | 2023 | 3765 | 3654.9 | 270792.31 |  | 1.064 | 0.001 | 207504.694 | 0.0593 | 67.492 | 0.0465 | 3474834.834 | Pipeline Natural Gas | Diesel Oil | Combined cycle |  | Dry Low NOx Burners |  |  | ARP, CSNOX, CSOSG3, CSSO2G1, RGGI | 7314 1 | 1994-04-01 | 1325 |  |  | 0.49848 | 29.94% | Electric Utility |  |  | 0.036228
CA | Almond Power Plant | 7315 | 1 |  | 2023 | 2100 | 1948.25 | 66121.91 |  | 0.187 | 0.001 | 37041.427 | 0.0593 | 4.123 | 0.0237 | 623311.296 | Pipeline Natural Gas |  | Combustion turbine |  | Selective Catalytic Reduction,Steam Injection |  |  | ARP | 7315 1 | 1996-04-08 | 459 |  | Y | 0.12471 | 15.5% | Electric Utility | GE LM6000 | Aeroderivative | 0.011901
CA | Almond Power Plant | 7315 | 2 |  | 2023 | 1486 | 1249.14 | 48195.76 |  | 0.145 | 0.001 | 28650.077 | 0.0592 | 2.269 | 0.0154 | 482090.081 | Pipeline Natural Gas |  | Combustion turbine |  | Water Injection,Selective Catalytic Reduction |  |  | ARP | 7315 2 | 2012-05-11 | 501.1 |  | Y | 0.094158 | 10.98% | Electric Utility | GE LM6000PG | Aeroderivative | 0.0091006
CA | Almond Power Plant | 7315 | 3 |  | 2023 | 1954 | 1622.11 | 59667.1 |  | 0.18 | 0.001 | 35693.99 | 0.0592 | 2.753 | 0.0155 | 600630.348 | Pipeline Natural Gas |  | Combustion turbine |  | Water Injection,Selective Catalytic Reduction |  |  | ARP | 7315 3 | 2012-05-03 | 501.1 |  | Y | 0.092279 | 13.68% | Electric Utility | GE LM6000PG | Aeroderivative | 0.0088247
CA | Almond Power Plant | 7315 | 4 |  | 2023 | 852 | 636.76 | 26192.64 |  | 0.078 | 0.001 | 15413.151 | 0.0592 | 1.424 | 0.0221 | 259366.995 | Pipeline Natural Gas |  | Combustion turbine |  | Water Injection,Selective Catalytic Reduction |  |  | ARP | 7315 4 | 2012-04-29 | 501.1 |  | Y | 0.10873 | 5.909% | Electric Utility | GE LM6000PG | Aeroderivative | 0.0090142
DE | Van Sant | 7318 | **11 |  | 2023 | 48 | 30.95 | 657.43 |  | 0.004 | 0.0015 | 623.821 | 0.0596 | 0.673 | 0.1345 | 10483.854 | Pipeline Natural Gas | Diesel Oil | Combustion turbine |  | Water Injection |  |  | ARP, RGGI, SIPNOX | 7318 **11 | 1991-06-01 | 572 |  |  | 2.0474 | 0.2092% | Electric Utility | GE Unknown |  | 0.16198
TX | San Jacinto Steam Electric Station | 7325 | SJS1 | CP1 | 2023 | 7382 | 7368.91 | 509449.72 |  | 2.12 | 0.001 | 420003.272 | 0.059 | 70.404 | 0.0196 | 7066633.234 | Pipeline Natural Gas |  | Combustion turbine |  | Dry Low NOx Burners,Water Injection |  |  | ARP, CSOSG2 | 7325 SJS1 | 1995-04-21 | 2000 |  |  | 0.27639 | 40.33% | Electric Utility | GE Unknown |  | 0.020301
TX | San Jacinto Steam Electric Station | 7325 | SJS2 | CP1 | 2023 | 3085 | 3071.34 | 209811.5 |  | 0.835 | 0.001 | 165440.67 | 0.059 | 27.529 | 0.0199 | 2783594.919 | Pipeline Natural Gas |  | Combustion turbine |  | Dry Low NOx Burners,Water Injection |  |  | ARP, CSOSG2 | 7325 SJS2 | 1995-04-21 | 2000 |  |  | 0.26242 | 15.89% | Electric Utility | GE Unknown |  | 0.020872
IN | Richmond (IN) | 7335 | RCT1 |  | 2023 | 272 | 232.26 | 7823.09 |  | 0.03 | 0.001 | 5784.579 | 0.0593 | 6.601 | 0.1366 | 97297.467 | Pipeline Natural Gas | Diesel Oil | Combustion turbine |  | Water Injection |  |  | ARP, CSNOX, CSOSG3, CSSO2G1 | 7335 RCT1 | 1992-05-01 | 560 |  |  | 1.6876 | 1.983% | Electric Utility | GE Unknown |  | 0.12954
IN | Richmond (IN) | 7335 | RCT2 |  | 2023 | 217 | 180.91 | 6026.37 |  | 0.029 | 0.0012 | 4497.8 | 0.0596 | 4.689 | 0.1255 | 75256.6 | Pipeline Natural Gas | Diesel Oil | Combustion turbine |  | Water Injection |  |  | ARP, CSNOX, CSOSG3, CSSO2G1 | 7335 RCT2 | 1992-05-01 | 560 |  |  | 1.5562 | 1.534% | Electric Utility | GE Unknown |  | 0.12359
IN | Anderson | 7336 | ACT1 |  | 2023 | 300 | 253.76 | 8258.61 |  | 0.032 | 0.001 | 6240.55 | 0.0584 | 6.806 | 0.1306 | 105001.69 | Pipeline Natural Gas | Diesel Oil | Combustion turbine |  | Water Injection |  |  | ARP, CSNOX, CSOSG3, CSSO2G1 | 7336 ACT1 | 1992-06-01 | 560 |  |  | 1.6482 | 2.14% | Electric Utility |  |  | 0.13471
IN | Anderson | 7336 | ACT2 |  | 2023 | 285 | 245.19 | 8254.81 |  | 0.031 | 0.001 | 6105.874 | 0.0592 | 7.536 | 0.147 | 102737.943 | Pipeline Natural Gas | Diesel Oil | Combustion turbine |  | Water Injection |  |  | ARP, CSNOX, CSOSG3, CSSO2G1 | 7336 ACT2 | 1992-10-01 | 560 |  |  | 1.8258 | 2.094% | Electric Utility |  |  | 0.14225
IN | Anderson | 7336 | ACT3 |  | 2023 | 530 | 469.53 | 33345 |  | 0.122 | 0.001 | 24152.554 | 0.059 | 6.674 | 0.0331 | 406300.517 | Pipeline Natural Gas | Diesel Oil | Combustion turbine |  | Dry Low NOx Burners,Water Injection |  |  | ARP, CSNOX, CSOSG3, CSSO2G1 | 7336 ACT3 | 2004-03-09 | 1103.8 |  |  | 0.4003 | 4.202% | Electric Utility |  |  | 0.035105
IA | George Neal South | 7343 | 4 |  | 2023 | 2554 | 2533.06 | 1083582.51 |  | 1771.361 | 0.3375 | 1053692.501 | 0.105 | 857.001 | 0.1523 | 10046662.761 | Coal | Diesel Oil | Dry bottom wall-fired boiler | Dry Lime FGD | Low NOx Burner Technology w/ Overfire Air,Selective Non-catalytic Reduction | Baghouse,Electrostatic Precipitator |  | ARP, CSNOX, CSOSG2, CSSO2G1, MATS | 7343 4 | 1979-07-01 | 7400 |  | Y | 1.5818 | 15.5% | Electric Utility |  |  | #N/A
FL | University of Florida | 7345 | 1 |  | 2023 | 7838 | 7822.28 |  | 958828.94 | 0.962 | 0.001 | 190559.755 | 0.0592 | 126.969 | 0.0805 | 3206621.018 | Pipeline Natural Gas |  | Combined cycle |  | Steam Injection |  |  | ARP | 7345 1 | 1993-12-17 | 586 |  |  |  | 62.47% | Cogeneration |  |  | 0.06762
GA | Robins | 7348 | CT1 |  | 2023 | 17 | 17 | 657 |  | 0.376 | 0.1419 | 405.7 | 0.0693 | 1.871 | 0.741 | 5952.9 | Pipeline Natural Gas | Diesel Oil | Combustion turbine |  | Water Injection |  |  | ARP, CSNOX, CSOSG1, CSSO2G2 | 7348 CT1 | 1995-05-17 | 1155 |  |  | 5.6956 | 0.05884% | Electric Utility | GE Unknown |  | 0.73497
GA | Robins | 7348 | CT2 |  | 2023 | 27 | 27 | 873 |  | 0.344 | 0.1106 | 525.9 | 0.0668 | 1.642 | 0.6177 | 8069.1 | Pipeline Natural Gas | Diesel Oil | Combustion turbine |  | Water Injection |  |  | ARP, CSNOX, CSOSG1, CSSO2G2 | 7348 CT2 | 1995-05-24 | 1155 |  |  | 3.7617 | 0.07975% | Electric Utility | GE Unknown |  | 0.72957
OR | Coyote Springs | 7350 | CTG1 |  | 2023 | 7862 | 7853.88 | 1976288.39 |  | 3.974 | 0.001 | 787147.781 | 0.059 | 99.116 | 0.0155 | 13245309.076 | Pipeline Natural Gas | Diesel Oil | Combined cycle |  | Water Injection,Dry Low NOx Burners,Selective Catalytic Reduction |  |  | ARP | 7350 CTG1 | 1995-11-26 | 2000 |  | Y | 0.10031 | 75.6% | Electric Utility |  |  | 0.014902
OR | Coyote Springs | 7350 | CTG2 |  | 2023 | 8020 | 8012.11 | 2294894.03 |  | 4.684 | 0.001 | 927777.418 | 0.059 | 87.981 | 0.0117 | 15611561.107 | Pipeline Natural Gas |  | Combined cycle |  | Dry Low NOx Burners,Selective Catalytic Reduction |  |  | ARP | 7350 CTG2 | 2003-06-03 | 2250 |  | Y | 0.076675 | 79.21% | Electric Utility |  |  | 0.013635
FL | Midulla Generating Station | 7380 | 1 |  | 2023 | 5202 | 5177.36 | 757520.47 |  | 2.487 | 0.001 | 492573.875 | 0.059 | 126.718 | 0.0307 | 8288577.061 | Pipeline Natural Gas | Diesel Oil | Combined cycle |  | Dry Low NOx Burners,Water Injection,Selective Catalytic Reduction |  |  | ARP | 7380 1 | 2001-09-13 | 2235 |  | Y | 0.33456 | 42.33% | Electric Utility |  |  | 0.029737
FL | Midulla Generating Station | 7380 | 2 |  | 2023 | 6233 | 6228.81 | 916722.36 |  | 3.05 | 0.001 | 604232.276 | 0.059 | 155.19 | 0.0306 | 10167390.709 | Pipeline Natural Gas | Diesel Oil | Combined cycle |  | Dry Low NOx Burners,Water Injection,Selective Catalytic Reduction |  |  | ARP | 7380 2 | 2001-09-16 | 2235 |  | Y | 0.33858 | 51.93% | Electric Utility |  |  | 0.029776
FL | Midulla Generating Station | 7380 | 4A |  | 2023 | 1104 | 938.04 | 18173.21 |  | 0.063 | 0.001 | 12478.341 | 0.0593 | 8.054 | 0.084 | 209904.422 | Pipeline Natural Gas | Diesel Oil | Combustion turbine |  | Dry Low NOx Burners,Water Injection |  |  | ARP | 7380 4A | 2006-09-04 | 572 |  |  | 0.88636 | 4.189% | Electric Utility | Pratt & Whitney FT8 Twinpac | Aeroderivative | 0.087983
FL | Midulla Generating Station | 7380 | 4B |  | 2023 | 1096 | 932.68 | 19264.66 |  | 0.069 | 0.001 | 13722.685 | 0.0593 | 7.983 | 0.0762 | 230860.628 | Pipeline Natural Gas | Diesel Oil | Combustion turbine |  | Dry Low NOx Burners,Water Injection |  |  | ARP | 7380 4B | 2006-09-04 | 572 |  |  | 0.82877 | 4.607% | Electric Utility | Pratt & Whitney FT8 Twinpac | Aeroderivative | 0.085699
FL | Midulla Generating Station | 7380 | 5A |  | 2023 | 473 | 386.71 | 7588.2 |  | 0.028 | 0.001 | 5470.52 | 0.0594 | 3.854 | 0.0962 | 92011.054 | Pipeline Natural Gas | Diesel Oil | Combustion turbine |  | Dry Low NOx Burners,Water Injection |  |  | ARP | 7380 5A | 2006-09-01 | 572 |  |  | 1.0158 | 1.836% | Electric Utility | Pratt & Whitney FT8 Twinpac | Aeroderivative | 0.086944
FL | Midulla Generating Station | 7380 | 5B |  | 2023 | 433 | 354.94 | 7092.15 |  | 0.024 | 0.001 | 4758.232 | 0.0594 | 3.145 | 0.0866 | 80024.739 | Pipeline Natural Gas | Diesel Oil | Combustion turbine |  | Dry Low NOx Burners,Water Injection |  |  | ARP | 7380 5B | 2006-09-01 | 572 |  |  | 0.8869 | 1.597% | Electric Utility | Pratt & Whitney FT8 Twinpac | Aeroderivative | 0.083665
FL | Midulla Generating Station | 7380 | 6A |  | 2023 | 1177 | 1005.75 | 20981.62 |  | 0.078 | 0.001 | 15457.302 | 0.0593 | 9.311 | 0.0793 | 260035.22 | Pipeline Natural Gas | Diesel Oil | Combustion turbine |  | Dry Low NOx Burners,Water Injection |  |  | ARP | 7380 6A | 2006-08-10 | 572 |  |  | 0.88754 | 5.19% | Electric Utility | Pratt & Whitney FT8 Twinpac | Aeroderivative | 0.084954
FL | Midulla Generating Station | 7380 | 6B |  | 2023 | 1128 | 970.31 | 19729.02 |  | 0.065 | 0.001 | 12913.22 | 0.0594 | 7.775 | 0.0783 | 217197.463 | Pipeline Natural Gas | Diesel Oil | Combustion turbine |  | Dry Low NOx Burners,Water Injection |  |  | ARP | 7380 6B | 2006-08-10 | 572 |  |  | 0.78818 | 4.335% | Electric Utility | Pratt & Whitney FT8 Twinpac | Aeroderivative | 0.083095
FL | Midulla Generating Station | 7380 | 7A |  | 2023 | 612 | 523.49 | 10847.84 |  | 0.038 | 0.001 | 7491.402 | 0.0594 | 5.645 | 0.0945 | 126034.976 | Pipeline Natural Gas | Diesel Oil | Combustion turbine |  | Dry Low NOx Burners,Water Injection |  |  | ARP | 7380 7A | 2006-08-09 | 572 |  |  | 1.0408 | 2.515% | Electric Utility | Pratt & Whitney FT8 Twinpac | Aeroderivative | 0.084763
FL | Midulla Generating Station | 7380 | 7B |  | 2023 | 0 | 0 | [9 empty] | Pipeline Natural Gas | Diesel Oil | Combustion turbine |  | Dry Low NOx Burners,Water Injection |  |  | ARP | 7380 7B | 2006-08-09 | 572 |  |  |  | 0% | Electric Utility | Pratt & Whitney FT8 Twinpac | Aeroderivative | 0.08122
FL | Midulla Generating Station | 7380 | 8A |  | 2023 | 0 | 0 | [9 empty] | Pipeline Natural Gas | Diesel Oil | Combustion turbine |  | Dry Low NOx Burners,Water Injection |  |  | ARP | 7380 8A | 2006-09-11 | 572 |  |  |  | 0% | Electric Utility | Pratt & Whitney FT8 Twinpac | Aeroderivative | 0.086741
FL | Midulla Generating Station | 7380 | 8B |  | 2023 | 626 | 520.83 | 10878.33 |  | 0.038 | 0.001 | 7539.232 | 0.0593 | 5.434 | 0.0915 | 126812.809 | Pipeline Natural Gas | Diesel Oil | Combustion turbine |  | Dry Low NOx Burners,Water Injection |  |  | ARP | 7380 8B | 2006-09-11 | 572 |  |  | 0.99905 | 2.531% | Electric Utility | Pratt & Whitney FT8 Twinpac | Aeroderivative | 0.081257
IL | Interstate | 7425 | 1 |  | 2023 | 553 | 491.66 | 39524.1 |  | 0.154 | 0.001 | 30633.378 | 0.0596 | 38.017 | 0.1474 | 511740.207 | Pipeline Natural Gas | Diesel Oil | Combustion turbine |  | Water Injection |  |  | ARP, CSNOX, CSOSG3, CSSO2G1 | 7425 1 | 1997-09-01 | 1370 |  |  | 1.9237 | 4.264% | Electric Utility | Siemens Unknown |  | 0.11026
CA | NCPA Combustion Turbine Project #2 | 7449 | NA1 |  | 2023 | 211 | 173.41 | 7140.32 |  | 0.017 | 0.001 | 3433.432 | 0.0593 | 0.494 | 0.0265 | 57776.539 | Pipeline Natural Gas |  | Combustion turbine |  | Selective Catalytic Reduction |  |  | ARP | 7449 NA1 | 1996-04-01 | 463 |  | Y | 0.13837 | 1.425% | Electric Utility | GE LM5000-PD (STIG) | Aeroderivative | 0.015972
ID | Rathdrum Combustion Turbine Project | 7456 | 1 |  | 2023 | 5662 | 5542.96 | 388387.57 |  | 1.216 | 0.001 | 240815.241 | 0.059 | 121.438 | 0.0616 | 4052164.949 | Pipeline Natural Gas |  | Combustion turbine |  | Dry Low NOx Burners |  |  | ARP | 7456 1 | 1995-01-01 | 1200 |  |  | 0.62534 | 38.55% | Electric Utility | GE 7FA+e or GE A-10 | Frame | 0.053608
ID | Rathdrum Combustion Turbine Project | 7456 | 2 |  | 2023 | 5775 | 5667.02 | 393759.33 |  | 1.209 | 0.001 | 239451.357 | 0.059 | 82.512 | 0.0415 | 4029186.297 | Pipeline Natural Gas |  | Combustion turbine |  | Dry Low NOx Burners |  |  | ARP | 7456 2 | 1995-01-01 | 1200 |  |  | 0.4191 | 38.33% | Electric Utility | GE 7FA+e or GE A-10 | Frame | 0.040748
WY | Neil Simpson II | 7504 | 1 |  | 2023 | 8309 | 8295.62 | 677923.87 |  | 413.134 | 0.0985 | 867631.995 | 0.105 | 651.963 | 0.1573 | 8272704.448 | Coal |  | Dry bottom wall-fired boiler | Dry Lime FGD | Low NOx Burner Technology w/ Overfire Air | Electrostatic Precipitator | Other (Non PAC) Sorbent Injection | ARP, MATS | 7504 1 | 1995-06-15 | 1300 |  |  | 1.9234 | 72.64% | Electric Utility |  |  | #N/A
WY | Neil Simpson II | 7504 | CT1 |  | 2023 | 3009 | 2739.19 | 74908.89 |  | 0.235 | 0.001 | 46484.178 | 0.0593 | 24.191 | 0.0612 | 782181.602 | Pipeline Natural Gas |  | Combustion turbine |  | Dry Low NOx Burners |  |  | ARP | 7504 CT1 | 2000-06-15 | 393 |  |  | 0.64588 | 22.72% | Electric Utility | GE LM6000PD | Aeroderivative | 0.063757
KS | McPherson Municipal Power Plant #3 | 7515 | 1 |  | 2023 | 607 | 526.68 | 13237.53 |  | 0.062 | 0.001 | 12298.194 | 0.0594 | 17.047 | 0.165 | 206637.361 | Pipeline Natural Gas | Diesel Oil | Combustion turbine |  | Water Injection |  |  | ARP, CSNOX, CSOSG2, CSSO2G2 | 7515 1 | 1998-10-29 | 1200 |  |  | 2.5756 | 1.966% | Electric Utility |  |  | 0.17176
CA | Carson Power Plant | 7527 | 1 |  | 2023 | 3810 | 3791.83 | 151418.72 |  | 0.405 | 0.001 | 82935.172 | 0.0604 | 4.77 | 0.0072 | 1368776.682 | Natural Gas | Other Gas | Combined cycle |  | Water Injection,Selective Catalytic Reduction |  |  | ARP | 7527 1 | 1995-10-11 | 599 |  | Y | 0.063004 | 26.09% | Cogeneration |  |  | 0.0069569
CA | Carson Power Plant | 7527 | 2 |  | 2023 | 203 | 163.02 | 5194.41 |  | 0.018 | 0.001 | 3497.526 | 0.0592 | 0.481 | 0.0249 | 58857.835 | Natural Gas |  | Combustion turbine |  | Water Injection,Selective Catalytic Reduction |  |  | ARP | 7527 2 | 1995-10-11 | 450 |  | Y | 0.1852 | 1.493% | Cogeneration |  |  | 0.016784
CA | Procter and Gamble Power Plant | 7551 | 1A |  | 2023 | 6637 | 6606.76 | 303019.51 |  | 0.742 | 0.001 | 146910.866 | 0.0592 | 8.562 | 0.0071 | 2472077.359 | Pipeline Natural Gas |  | Combined cycle |  | Selective Catalytic Reduction |  |  | ARP | 7551 1A | 1997-04-07 | 583 |  | Y | 0.056511 | 48.4% | Cogeneration |  |  | 0.0076052
CA | Procter and Gamble Power Plant | 7551 | 1B |  | 2023 | 6587 | 6557.53 | 309166.95 |  | 0.815 | 0.001 | 161330.749 | 0.0592 | 9.421 | 0.0071 | 2714717.284 | Pipeline Natural Gas |  | Combined cycle |  | Selective Catalytic Reduction |  |  | ARP | 7551 1B | 1997-04-07 | 583 |  | Y | 0.060944 | 53.16% | Cogeneration |  |  | 0.0075215
CA | Procter and Gamble Power Plant | 7551 | 1C |  | 2023 | 485 | 429.64 | 17889.68 |  | 0.052 | 0.001 | 10218.571 | 0.0592 | 0.816 | 0.0126 | 171955.026 | Pipeline Natural Gas |  | Combustion turbine |  | Selective Catalytic Reduction |  |  | ARP | 7551 1C | 2001-03-01 | 500 |  | Y | 0.091226 | 3.926% | Cogeneration |  |  | 0.0096697
CA | Campbell Power Plant | 7552 | 1 |  | 2023 | 4819 | 4807.09 | 709561.38 |  | 1.529 | 0.001 | 302867.448 | 0.059 | 23.715 | 0.0097 | 5096392.443 | Pipeline Natural Gas |  | Combined cycle |  | Selective Catalytic Reduction |  |  | ARP | 7552 1 | 1997-08-10 | 1610 |  | Y | 0.066844 | 36.14% | Cogeneration |  |  | 0.010467
MO | St. Francis Power Plant | 7604 | 1 |  | 2023 | 5320 | 5230.01 | 1046199.91 |  | 2.327 | 0.001 | 460914.278 | 0.059 | 45.693 | 0.0134 | 7755819.226 | Pipeline Natural Gas |  | Combined cycle |  | Dry Low NOx Burners,Selective Catalytic Reduction |  |  | ARP, CSNOX, CSOSG2, CSSO2G1 | 7604 1 | 1999-07-24 | 1920 |  | Y | 0.08735 | 46.11% | Electric Utility | Siemens V84.3A |  | 0.012247
MO | St. Francis Power Plant | 7604 | 2 |  | 2023 | 4931 | 4848.43 | 964610.15 |  | 2.106 | 0.001 | 417163.58 | 0.059 | 40.528 | 0.0132 | 7019579.644 | Pipeline Natural Gas |  | Combined cycle |  | Dry Low NOx Burners,Selective Catalytic Reduction |  |  | ARP, CSNOX, CSOSG2, CSSO2G1 | 7604 2 | 2001-02-01 | 2053.7 |  | Y | 0.08403 | 39.02% | Electric Utility | Siemens V84.3A |  | 0.010092
WA | River Road | 7605 | 1 |  | 2023 | 7571 | 7560.9 | 1859457.55 |  | 4.998 | 0.0012 | 771101.271 | 0.059 | 81.546 | 0.0151 | 12975327.551 | Natural Gas |  | Combined cycle |  | Selective Catalytic Reduction |  |  | ARP | 7605 1 | 1997-12-08 | 1985 |  | Y | 0.087709 | 74.62% | Electric Utility | GE Unknown/GE MS7001FA GT |  | 0.013393
OK | Ponca | 762 | 2 |  | 2023 | 0 | 0 | [9 empty] | Pipeline Natural Gas |  | Dry bottom wall-fired boiler |  |  |  |  | ARP, CSOSG2 | 762 2 | 1977-10-01 | 493 |  |  |  | 0% | Electric Utility |  |  | #N/A
OK | Ponca | 762 | 3 |  | 2023 | 450 | 434.12 | 18834.62 |  | 0.048 | 0.001 | 9439.689 | 0.0592 | 5.884 | 0.079 | 158837.98 | Pipeline Natural Gas | Diesel Oil | Combined cycle |  | Water Injection |  |  | ARP, CSOSG2 | 762 3 | 1995-06-01 | 725 |  |  | 0.62481 | 2.501% | Electric Utility |  |  | 0.079871
OK | Ponca | 762 | 4 |  | 2023 | 415 | 397.26 | 13020.45 |  | 0.04 | 0.001 | 7873.928 | 0.0593 | 5.972 | 0.09 | 132507.345 | Pipeline Natural Gas |  | Combustion turbine |  | Water Injection |  |  | ARP, CSOSG2 | 762 4 | 2003-06-06 | 409.8 |  |  | 0.91733 | 3.691% | Electric Utility |  |  | 0.078906
AL | Washington County Cogen (Olin) | 7697 | CC1 |  | 2023 | 8326 | 8320 | 1141633.5 |  | 2.443 | 0.001 | 483988.4 | 0.059 | 105.838 | 0.026 | 8144070.7 | Pipeline Natural Gas | Process Gas | Combined cycle |  | Dry Low NOx Burners |  |  | ARP, CSNOX, CSOSG2, CSSO2G2 | 7697 CC1 | 1999-02-11 | 1400 |  |  | 0.18542 | 66.41% | Cogeneration |  |  | 0.037507
AL | SABIC Innovative Plastics - Burkville | 7698 | CC1 |  | 2023 | 8121 | 8118.75 | 940079.75 |  | 1.934 | 0.001 | 382996.6 | 0.059 | 98.342 | 0.0306 | 6444564.375 | Pipeline Natural Gas | Process Gas | Combined cycle |  | Dry Low NOx Burners |  |  | ARP, CSNOX, CSOSG2, CSSO2G2 | 7698 CC1 | 1999-05-16 | 1365 |  |  | 0.20922 | 53.9% | Cogeneration |  |  | 0.028292
FL | Tiger Bay | 7699 | 1 |  | 2023 | 5998 | 5992.62 | 736121.22 |  | 2.457 | 0.001 | 486729.175 | 0.059 | 159.034 | 0.0391 | 8190140.594 | Pipeline Natural Gas |  | Combined cycle |  | Dry Low NOx Burners |  |  | ARP | 7699 1 | 1997-07-14 | 1850 |  |  | 0.43209 | 50.54% | Cogeneration |  |  | 0.032079
AL | Plant H. Allen Franklin | 7710 | 1A |  | 2023 | 7933 | 7906.75 | 2179866 |  | 4.292 | 0.001 | 850139.625 | 0.059 | 60.408 | 0.0094 | 14305226.925 | Pipeline Natural Gas |  | Combined cycle |  | Dry Low NOx Burners,Selective Catalytic Reduction |  |  | ARP, CSNOX, CSOSG2, CSSO2G2 | 7710 1A | 2001-12-07 | 2600 |  | Y | 0.055424 | 62.81% | Electric Utility |  |  | 0.0086481
AL | Plant H. Allen Franklin | 7710 | 1B |  | 2023 | 7962 | 7935 | 2190635 |  | 4.344 | 0.001 | 860436.9 | 0.059 | 61.305 | 0.0095 | 14478521.625 | Pipeline Natural Gas |  | Combined cycle |  | Dry Low NOx Burners,Selective Catalytic Reduction |  |  | ARP, CSNOX, CSOSG2, CSSO2G2 | 7710 1B | 2001-12-08 | 2600 |  | Y | 0.05597 | 63.57% | Electric Utility |  |  | 0.0084785
AL | Plant H. Allen Franklin | 7710 | 2A |  | 2023 | 8332 | 8321.75 | 2391550.25 |  | 4.895 | 0.001 | 969553.325 | 0.059 | 66.506 | 0.0086 | 16314656.6 | Pipeline Natural Gas |  | Combined cycle |  | Dry Low NOx Burners,Selective Catalytic Reduction |  |  | ARP, CSNOX, CSOSG2, CSSO2G2 | 7710 2A | 2003-01-09 | 2600 |  | Y | 0.055617 | 71.63% | Electric Utility |  |  | 0.0085546
AL | Plant H. Allen Franklin | 7710 | 2B |  | 2023 | 8335 | 8330.75 | 2404925.75 |  | 4.843 | 0.001 | 959390.825 | 0.059 | 65.805 | 0.0085 | 16143577.925 | Pipeline Natural Gas |  | Combined cycle |  | Dry Low NOx Burners,Selective Catalytic Reduction |  |  | ARP, CSNOX, CSOSG2, CSSO2G2 | 7710 2B | 2003-01-15 | 2600 |  | Y | 0.054725 | 70.88% | Electric Utility |  |  | 0.0085408
AL | Plant H. Allen Franklin | 7710 | 3A |  | 2023 | 8340 | 8329.25 | 2431526.25 |  | 4.955 | 0.001 | 981461.825 | 0.059 | 70.289 | 0.009 | 16514983.975 | Pipeline Natural Gas |  | Combined cycle |  | Dry Low NOx Burners,Selective Catalytic Reduction |  |  | ARP, CSNOX, CSOSG2, CSSO2G2 | 7710 3A | 2008-01-11 | 2600 |  | Y | 0.057815 | 72.51% | Electric Utility |  |  | 0.0087909
AL | Plant H. Allen Franklin | 7710 | 3B |  | 2023 | 8363 | 8352.25 | 2420319 |  | 4.903 | 0.001 | 971242.9 | 0.059 | 70.608 | 0.0092 | 16343051.075 | Pipeline Natural Gas |  | Combined cycle |  | Dry Low NOx Burners,Selective Catalytic Reduction |  |  | ARP, CSNOX, CSOSG2, CSSO2G2 | 7710 3B | 2008-01-18 | 2600 |  | Y | 0.058346 | 71.76% | Electric Utility |  |  | 0.0092367
AL | Theodore Cogeneration | 7721 | CC1 |  | 2023 | 8276 | 8271.5 | 2080924.25 |  | 4.091 | 0.001 | 810352.85 | 0.059 | 44.012 | 0.0067 | 13635664.85 | Pipeline Natural Gas |  | Combined cycle |  | Dry Low NOx Burners,Selective Catalytic Reduction |  |  | ARP, CSNOX, CSOSG2, CSSO2G2 | 7721 CC1 | 2000-10-13 | 2500 |  | Y | 0.0423 | 62.26% | Cogeneration |  |  | 0.0070311
MO | Essex Power Plant | 7749 | 1 |  | 2023 | 1005 | 908.18 | 73788.48 |  | 0.273 | 0.001 | 54015.991 | 0.059 | 44.57 | 0.1014 | 908932.622 | Pipeline Natural Gas |  | Combustion turbine |  | Dry Low NOx Burners |  |  | ARP, CSNOX, CSOSG2, CSSO2G1 | 7749 1 | 1999-06-22 | 1470.6 |  |  | 1.208 | 7.056% | Electric Utility | Siemens AG-501D5A | Frame | 0.10458
MO | Nodaway Power Plant | 7754 | 1 |  | 2023 | 105 | 88.45 | 6342.15 |  | 0.025 | 0.001 | 4887.525 | 0.0591 | 3.497 | 0.0838 | 82237.944 | Pipeline Natural Gas |  | Combustion turbine |  | Dry Low NOx Burners |  |  | ARP, CSNOX, CSOSG2, CSSO2G1 | 7754 1 | 1999-06-28 | 1300 |  |  | 1.1028 | 0.7221% | Electric Utility | Westinghouse 501D5 | Frame | 0.088894
MO | Nodaway Power Plant | 7754 | 2 |  | 2023 | 94 | 79.04 | 5560.15 |  | 0.022 | 0.001 | 4316.249 | 0.0591 | 2.596 | 0.0739 | 72628.422 | Pipeline Natural Gas |  | Combustion turbine |  | Dry Low NOx Burners |  |  | ARP, CSNOX, CSOSG2, CSSO2G1 | 7754 2 | 1999-07-07 | 1300 |  |  | 0.93379 | 0.6378% | Electric Utility | Siemens 501D5 | Frame | 0.081204
OK | Chouteau Power Plant | 7757 | 1 |  | 2023 | 7693 | 7639.19 | 1652568.85 |  | 3.469 | 0.001 | 687195.674 | 0.059 | 151.362 | 0.0265 | 11563423.32 | Pipeline Natural Gas |  | Combined cycle |  | Dry Low NOx Burners,Selective Catalytic Reduction |  |  | ARP, CSOSG2 | 7757 1 | 2000-06-14 | 1783 |  | Y | 0.18318 | 74.03% | Electric Utility |  |  | 0.026001
OK | Chouteau Power Plant | 7757 | 2 |  | 2023 | 7085 | 7051.05 | 1523671.46 |  | 3.221 | 0.001 | 637946.594 | 0.059 | 145.413 | 0.0274 | 10734666.732 | Pipeline Natural Gas |  | Combined cycle |  | Dry Low NOx Burners,Selective Catalytic Reduction |  |  | ARP, CSOSG2 | 7757 2 | 2000-06-14 | 1870.5 |  | Y | 0.19087 | 65.51% | Electric Utility |  |  | 0.027162
OK | Chouteau Power Plant | 7757 | 3 |  | 2023 | 8183 | 8168.46 | 1916599.38 |  | 3.843 | 0.001 | 761325.679 | 0.059 | 25.516 | 0.0041 | 12810815.859 | Pipeline Natural Gas |  | Combined cycle |  | Dry Low NOx Burners,Selective Catalytic Reduction |  |  | ARP, CSOSG2 | 7757 3 | 2011-03-11 | 1882 |  | Y | 0.026626 | 77.71% | Electric Utility |  |  | 0.0041722
OK | Chouteau Power Plant | 7757 | 4 |  | 2023 | 8313 | 8300.11 | 1944565.89 |  | 3.934 | 0.001 | 779173.894 | 0.059 | 26.004 | 0.004 | 13111067.578 | Pipeline Natural Gas |  | Combined cycle |  | Dry Low NOx Burners,Selective Catalytic Reduction |  |  | ARP, CSOSG2 | 7757 4 | 2011-02-27 | 1882 |  | Y | 0.026745 | 79.53% | Electric Utility |  |  | 0.0041322
IN | Georgetown Substation | 7759 | GT1 |  | 2023 | 1989 | 1832.26 | 118496.78 |  | 0.435 | 0.001 | 86098.001 | 0.059 | 15.458 | 0.0215 | 1448764.465 | Pipeline Natural Gas |  | Combustion turbine |  | Dry Low NOx Burners |  |  | ARP, CSNOX, CSOSG3, CSSO2G1 | 7759 GT1 | 2000-04-27 | 1100 |  |  | 0.2609 | 15.03% | Electric Utility | GE MS7001EA | Frame | 0.023424
IN | Georgetown Substation | 7759 | GT2 |  | 2023 | 820 | 736.51 | 48208.8 |  | 0.174 | 0.001 | 34439.431 | 0.059 | 10.001 | 0.0337 | 579527.16 | Pipeline Natural Gas |  | Combustion turbine |  | Dry Low NOx Burners |  |  | ARP, CSNOX, CSOSG3, CSSO2G1 | 7759 GT2 | 2000-04-19 | 1100 |  |  | 0.4149 | 6.014% | Electric Utility | GE MS7001EA | Frame | 0.027011
IN | Georgetown Substation | 7759 | GT3 |  | 2023 | 835 | 757.97 | 50816.66 |  | 0.182 | 0.001 | 36135.879 | 0.059 | 10.53 | 0.0333 | 608034.147 | Pipeline Natural Gas |  | Combustion turbine |  | Dry Low NOx Burners |  |  | ARP, CSNOX, CSOSG3, CSSO2G1 | 7759 GT3 | 2000-05-05 | 1150 |  |  | 0.41443 | 6.036% | Electric Utility | GE MS7001EA | Frame | 0.027984
IN | Georgetown Substation | 7759 | GT4 |  | 2023 | 2044 | 1883.32 | 122990.33 |  | 0.466 | 0.001 | 92303.631 | 0.059 | 21.386 | 0.0276 | 1553196.916 | Pipeline Natural Gas |  | Combustion turbine |  | Dry Low NOx Burners |  |  | ARP, CSNOX, CSOSG3, CSSO2G1 | 7759 GT4 | 2001-03-20 | 1150 |  |  | 0.34777 | 15.42% | Electric Utility | GE MS7001EA | Frame | 0.025571
IL | Tilton Power Station | 7760 | 1 | CP01 | 2023 | 866 | 694.31 | 18871.02 |  | 0.061 | 0.001 | 12142.221 | 0.059 | 11.006 | 0.113 | 204319.59 | Pipeline Natural Gas |  | Combustion turbine |  | Water Injection |  |  | ARP, CSNOX, CSOSG3, CSSO2G1 | 7760 1 | 1999-05-05 | 630 |  |  | 1.1664 | 3.702% | Electric Utility | GE Unknown |  | 0.09967
IL | Tilton Power Station | 7760 | 2 | CP01 | 2023 | 862 | 689.06 | 19218.71 |  | 0.061 | 0.001 | 12123.383 | 0.0591 | 10.95 | 0.117 | 203998.628 | Pipeline Natural Gas |  | Combustion turbine |  | Water Injection |  |  | ARP, CSNOX, CSOSG3, CSSO2G1 | 7760 2 | 1999-05-19 | 630 |  |  | 1.1395 | 3.696% | Electric Utility | GE Unknown |  | 0.099218
IL | Tilton Power Station | 7760 | 3 | CP01 | 2023 | 824 | 657.74 | 19049.33 |  | 0.059 | 0.001 | 11703.872 | 0.059 | 11.371 | 0.1214 | 196940.495 | Pipeline Natural Gas |  | Combustion turbine |  | Water Injection |  |  | ARP, CSNOX, CSOSG3, CSSO2G1 | 7760 3 | 1999-05-24 | 630 |  |  | 1.1938 | 3.569% | Electric Utility | GE Unknown |  | 0.1122
IL | Tilton Power Station | 7760 | 4 | CP01 | 2023 | 781 | 623.07 | 17950.83 |  | 0.058 | 0.001 | 11515.675 | 0.059 | 11.361 | 0.1178 | 193776.873 | Pipeline Natural Gas |  | Combustion turbine |  | Water Injection |  |  | ARP, CSNOX, CSOSG3, CSSO2G1 | 7760 4 | 1999-06-09 | 630 |  |  | 1.2658 | 3.511% | Electric Utility | GE Unknown |  | 0.111
TX | Calpine Hidalgo Energy Center | 7762 | HRSG1 |  | 2023 | 6572 | 6506.04 | 1445344.69 |  | 2.982 | 0.001 | 590769.238 | 0.059 | 161.566 | 0.0342 | 9940792.044 | Pipeline Natural Gas |  | Combined cycle |  | Dry Low NOx Burners |  |  | ARP, CSOSG2 | 7762 HRSG1 | 2000-04-13 | 1950 |  |  | 0.22357 | 58.19% | Electric Utility |  |  | 0.03709
TX | Calpine Hidalgo Energy Center | 7762 | HRSG2 |  | 2023 | 6277 | 6189.52 | 1380937.11 |  | 2.923 | 0.001 | 578936.192 | 0.059 | 163.939 | 0.0355 | 9741668.278 | Pipeline Natural Gas |  | Combined cycle |  | Dry Low NOx Burners |  |  | ARP, CSOSG2 | 7762 HRSG2 | 2000-04-28 | 1950 |  |  | 0.23743 | 57.03% | Electric Utility |  |  | 0.034609
IN | Henry County Generating Station | 7763 | 1 |  | 2023 | 2832 | 2518.12 | 89626.1 |  | 0.28 | 0.001 | 55466.363 | 0.0592 | 39.021 | 0.093 | 933341.315 | Pipeline Natural Gas |  | Combustion turbine |  | Water Injection |  |  | ARP, CSNOX, CSOSG3, CSSO2G1 | 7763 1 | 2001-07-17 | 700 |  |  | 0.87075 | 15.22% | Electric Utility | GE LM6000 |  | 0.08606
IN | Henry County Generating Station | 7763 | 2 |  | 2023 | 3012 | 2678.76 | 96232.57 |  | 0.296 | 0.001 | 58581.831 | 0.0592 | 41.684 | 0.0932 | 985789.772 | Pipeline Natural Gas |  | Combustion turbine |  | Water Injection |  |  | ARP, CSNOX, CSOSG3, CSSO2G1 | 7763 2 | 2001-07-31 | 705 |  |  | 0.86632 | 15.96% | Electric Utility | GE LM6000 | Aeroderivative | 0.086288
IN | Henry County Generating Station | 7763 | 3 |  | 2023 | 2125 | 1898.55 | 68114.22 |  | 0.211 | 0.001 | 41869.665 | 0.0592 | 29.472 | 0.0923 | 704556.313 | Pipeline Natural Gas |  | Combustion turbine |  | Water Injection |  |  | ARP, CSNOX, CSOSG3, CSSO2G1 | 7763 3 | 2001-08-18 | 675 |  |  | 0.86537 | 11.92% | Electric Utility | GE LM6000 | Aeroderivative | 0.085938
GA | MPC Generating | 7764 | 1 |  | 2023 | 203 | 179.02 | 25302.94 |  | 0.087 | 0.001 | 17228.487 | 0.0593 | 15.45 | 0.1222 | 289284.366 | Pipeline Natural Gas | Diesel Oil | Combustion turbine |  | Water Injection |  |  | ARP, CSNOX, CSOSG1, CSSO2G2 | 7764 1 | 1999-10-22 | 1980 |  |  | 1.2212 | 1.668% | Electric Utility | GE MS7001FA GT | Frame | 0.11108
GA | MPC Generating | 7764 | 2 |  | 2023 | 178 | 151.52 | 22271.42 |  | 0.076 | 0.001 | 15120.502 | 0.0598 | 13.472 | 0.1172 | 253641.229 | Pipeline Natural Gas | Diesel Oil | Combustion turbine |  | Water Injection |  |  | ARP, CSNOX, CSOSG1, CSSO2G2 | 7764 2 | 2001-02-21 | 2030 |  |  | 1.2098 | 1.426% | Electric Utility | GE MS7001FA GT | Frame | 0.10872
GA | Dahlberg (Jackson County) | 7765 | 1 |  | 2023 | 312 | 258.49 | 18052.76 |  | 0.072 | 0.001 | 14027.304 | 0.282 | 4.221 | 0.0487 | 229326.494 | Pipeline Natural Gas | Diesel Oil | Combustion turbine |  | Dry Low NOx Burners,Water Injection |  |  | ARP, CSNOX, CSOSG1, CSSO2G2 | 7765 1 | 2000-05-16 | 1250 |  |  | 0.46763 | 2.094% | Electric Utility | GE MS7001EA | Frame | 0.031681
GA | Dahlberg (Jackson County) | 7765 | 10 |  | 2023 | 507 | 433.97 | 30806.42 |  | 0.114 | 0.001 | 22881.4 | 0.1599 | 5.36 | 0.0379 | 377905.43 | Pipeline Natural Gas | Diesel Oil | Combustion turbine |  | Dry Low NOx Burners,Water Injection |  |  | ARP, CSNOX, CSOSG1, CSSO2G2 | 7765 10 | 2001-05-05 | 1250 |  |  | 0.34798 | 3.451% | Electric Utility | GE MS7001EA | Frame | 0.031579
GA | Dahlberg (Jackson County) | 7765 | 2 |  | 2023 | 585 | 498.88 | 35603.03 |  | 0.136 | 0.001 | 27211.777 | 4.0242 | 6.134 | 0.0364 | 448452.313 | Pipeline Natural Gas | Diesel Oil | Combustion turbine |  | Dry Low NOx Burners,Water Injection |  |  | ARP, CSNOX, CSOSG1, CSSO2G2 | 7765 2 | 2000-05-30 | 1250 |  |  | 0.34458 | 4.095% | Electric Utility | GE MS7001EA | Frame | 0.030741
GA | Dahlberg (Jackson County) | 7765 | 3 |  | 2023 | 298 | 247.46 | 17516.14 |  | 0.069 | 0.001 | 13309.995 | 7.9738 | 3.835 | 0.0446 | 217541.398 | Pipeline Natural Gas | Diesel Oil | Combustion turbine |  | Dry Low NOx Burners,Water Injection |  |  | ARP, CSNOX, CSOSG1, CSSO2G2 | 7765 3 | 2000-05-22 | 1250 |  |  | 0.43788 | 1.987% | Electric Utility | GE MS7001EA | Frame | 0.031639
GA | Dahlberg (Jackson County) | 7765 | 4 |  | 2023 | 380 | 324.39 | 22896.05 |  | 0.096 | 0.001 | 19132.81 | 0.1798 | 5.032 | 0.0419 | 314806.292 | Pipeline Natural Gas | Diesel Oil | Combustion turbine |  | Dry Low NOx Burners,Water Injection |  |  | ARP, CSNOX, CSOSG1, CSSO2G2 | 7765 4 | 2000-05-16 | 1250 |  |  | 0.43955 | 2.875% | Electric Utility | GE MS7001EA | Frame | 0.034589
GA | Dahlberg (Jackson County) | 7765 | 5 |  | 2023 | 279 | 232.36 | 15856.15 |  | 0.061 | 0.001 | 12296.293 | 0.4802 | 2.986 | 0.0406 | 203241.153 | Pipeline Natural Gas | Diesel Oil | Combustion turbine |  | Dry Low NOx Burners,Water Injection |  |  | ARP, CSNOX, CSOSG1, CSSO2G2 | 7765 5 | 2000-05-26 | 1250 |  |  | 0.37664 | 1.856% | Electric Utility | GE MS7001EA | Frame | 0.030616
GA | Dahlberg (Jackson County) | 7765 | 6 |  | 2023 | 580 | 498.14 | 35752.62 |  | 0.134 | 0.001 | 26770.987 | 7.2329 | 6.48 | 0.0384 | 441005.023 | Pipeline Natural Gas | Diesel Oil | Combustion turbine |  | Dry Low NOx Burners,Water Injection |  |  | ARP, CSNOX, CSOSG1, CSSO2G2 | 7765 6 | 2000-05-25 | 1250 |  |  | 0.36249 | 4.027% | Electric Utility | GE MS7001EA | Frame | 0.03189
GA | Dahlberg (Jackson County) | 7765 | 7 |  | 2023 | 285 | 238.72 | 16605.23 |  | 0.066 | 0.001 | 12937.004 | 0.1682 | 4.015 | 0.0457 | 212376.487 | Pipeline Natural Gas | Diesel Oil | Combustion turbine |  | Dry Low NOx Burners,Water Injection |  |  | ARP, CSNOX, CSOSG1, CSSO2G2 | 7765 7 | 2000-06-06 | 1250 |  |  | 0.48358 | 1.94% | Electric Utility | GE MS7001EA | Frame | 0.031997
GA | Dahlberg (Jackson County) | 7765 | 8 |  | 2023 | 572 | 490.15 | 35046.64 |  | 0.133 | 0.001 | 26681.395 | 0.1712 | 7.303 | 0.0408 | 439867.593 | Pipeline Natural Gas | Diesel Oil | Combustion turbine |  | Dry Low NOx Burners,Water Injection |  |  | ARP, CSNOX, CSOSG1, CSSO2G2 | 7765 8 | 2000-06-14 | 1250 |  |  | 0.41676 | 4.017% | Electric Utility | GE MS7001EA | Frame | 0.033395
GA | Dahlberg (Jackson County) | 7765 | 9 |  | 2023 | 277 | 232.32 | 16144.1 |  | 0.061 | 0.001 | 12307.394 | 0.2861 | 3.472 | 0.0441 | 203220.803 | Pipeline Natural Gas | Diesel Oil | Combustion turbine |  | Dry Low NOx Burners,Water Injection |  |  | ARP, CSNOX, CSOSG1, CSSO2G2 | 7765 9 | 2001-05-25 | 1250 |  |  | 0.43013 | 1.856% | Electric Utility | GE MS7001EA | Frame | 0.031281
GA | Sowega Power Project | 7768 | CT2 |  | 2023 | 1090 | 934.16 | 42926.57 |  | 0.125 | 0.001 | 24762.72 | 0.0592 | 19.522 | 0.0937 | 416701.318 | Pipeline Natural Gas | Diesel Oil | Combustion turbine |  | Water Injection |  |  | ARP, CSNOX, CSOSG1, CSSO2G2 | 7768 CT2 | 1999-06-28 | 614 |  |  | 0.90955 | 7.747% | Electric Utility | GE LM6000 | Aeroderivative | 0.09755
GA | Sowega Power Project | 7768 | CT3 |  | 2023 | 982 | 833.54 | 37011.13 |  | 0.109 | 0.001 | 21595.281 | 0.059 | 17.357 | 0.0985 | 363378.396 | Pipeline Natural Gas | Diesel Oil | Combustion turbine |  | Water Injection |  |  | ARP, CSNOX, CSOSG1, CSSO2G2 | 7768 CT3 | 1999-07-20 | 614 |  |  | 0.93793 | 6.756% | Electric Utility | GE LM6000 | Aeroderivative | 0.096034
OH | Omega JV2 Hamilton | 7782 | P001 |  | 2023 | 65 | 53.51 | 1259.79 |  | 0.007 | 0.0006 | 1376.7 | 0.0591 | 1.517 | 0.1299 | 23336.5 | Pipeline Natural Gas |  | Combustion turbine |  | Water Injection |  |  | ARP, CSNOX, CSOSG3, CSSO2G1 | 7782 P001 | 2000-05-08 | 423 |  |  | 2.4083 | 0.6298% | Electric Utility | GE LM5000PC | Aeroderivative | 0.343
OH | Omega JV2 Bowling Green | 7783 | P001 |  | 2023 | 75 | 63.91 | 1416.7 |  | 0.007 | 0.0006 | 1408.1 | 0.0588 | 1.516 | 0.1268 | 23866 | Pipeline Natural Gas |  | Combustion turbine |  | Water Injection |  |  | ARP, CSNOX, CSOSG3, CSSO2G1 | 7783 P001 | 2000-05-08 | 423 |  |  | 2.1402 | 0.6441% | Electric Utility | GE LM5000PC | Aeroderivative | 0.34971
UT | Bonanza | 7790 | 2024-01-01 |  | 2023 | 8475 | 8472.74 | 3662057.25 |  | 613.87 | 0.0311 | 3865499.478 | 0.103 | 4773.865 | 0.2475 | 37675447.115 | Coal | Diesel Oil | Dry bottom wall-fired boiler | Wet Limestone | Low NOx Burner Technology (Dry Bottom only) | Baghouse |  | ARP, MATS | 7790 45292 | 1985-12-01 | 5500 |  |  | 2.6072 | 78.2% | Electric Utility |  |  | #N/A
NC | Richmond County Plant | 7805 | 1 |  | 2023 | 2324 | 2107.9 | 310659.72 |  | 0.76 | 0.0002 | 191494.672 | 0.0591 | 52.183 | 0.0386 | 3220156.574 | Natural Gas | Diesel Oil | Combustion turbine |  | Dry Low NOx Burners,Water Injection |  |  | ARP, CSNOX, CSSO2G1, SIPNOX | 7805 1 | 2001-03-25 | 2100 |  |  | 0.33595 | 17.5% | Electric Utility | GE MS7001FA GT | Frame | 0.035007
NC | Richmond County Plant | 7805 | 10 |  | 2023 | 7681 | 7668.64 | 2292234.92 |  | 3.673 | 0.0002 | 934554.057 | 0.059 | 51.425 | 0.0071 | 15725390.468 | Natural Gas | Diesel Oil | Combined cycle |  | Dry Low NOx Burners,Water Injection,Selective Catalytic Reduction |  |  | ARP, CSNOX, CSSO2G1, SIPNOX | 7805 10 | 2011-01-17 | 2540 |  | Y | 0.044869 | 70.67% | Electric Utility |  |  | 0.0063655
NC | Richmond County Plant | 7805 | 2 |  | 2023 | 1951 | 1734.15 | 249463.2 |  | 0.633 | 0.0003 | 151705.762 | 0.0591 | 41.269 | 0.0391 | 2550723.328 | Natural Gas | Diesel Oil | Combustion turbine |  | Dry Low NOx Burners,Water Injection |  |  | ARP, CSNOX, CSSO2G1, SIPNOX | 7805 2 | 2001-04-01 | 2100 |  |  | 0.33086 | 13.87% | Electric Utility | GE MS7001FA GT | Frame | 0.033144
NC | Richmond County Plant | 7805 | 3 |  | 2023 | 2135 | 1897.9 | 274244.95 |  | 0.682 | 0.0002 | 174708.754 | 0.0591 | 46.804 | 0.0383 | 2937672.485 | Natural Gas | Diesel Oil | Combustion turbine |  | Dry Low NOx Burners,Water Injection |  |  | ARP, CSNOX, CSSO2G1, SIPNOX | 7805 3 | 2001-04-08 | 2100 |  |  | 0.34133 | 15.97% | Electric Utility | GE MS7001FA GT | Frame | 0.035916
NC | Richmond County Plant | 7805 | 4 |  | 2023 | 1532 | 1338.4 | 188712.58 |  | 0.487 | 0.0003 | 117229.757 | 0.0591 | 33.594 | 0.0424 | 1971700.487 | Natural Gas | Diesel Oil | Combustion turbine |  | Dry Low NOx Burners,Water Injection |  |  | ARP, CSNOX, CSSO2G1, SIPNOX | 7805 4 | 2001-04-15 | 2100 |  |  | 0.35603 | 10.72% | Electric Utility | GE MS7001FA GT | Frame | 0.034514
NC | Richmond County Plant | 7805 | 6 |  | 2023 | 1637 | 1446.92 | 203524.67 |  | 0.463 | 0.0001 | 129116.701 | 0.0591 | 37.774 | 0.0445 | 2171526.106 | Natural Gas | Diesel Oil | Combustion turbine |  | Dry Low NOx Burners,Water Injection |  |  | ARP, CSNOX, CSSO2G1, SIPNOX | 7805 6 | 2002-04-01 | 2100 |  |  | 0.3712 | 11.8% | Electric Utility | GE MS7001FA GT | Frame | 0.033092
NC | Richmond County Plant | 7805 | 7 |  | 2023 | 6312 | 6299.18 | 975316.12 |  | 2.437 | 0.0002 | 608387.543 | 0.059 | 40.344 | 0.009 | 10237243.081 | Natural Gas | Diesel Oil | Combined cycle |  | Dry Low NOx Burners,Water Injection,Selective Catalytic Reduction |  |  | ARP, CSNOX, CSSO2G1, SIPNOX | 7805 7 | 2002-04-01 | 2015 |  | Y | 0.08273 | 58% | Electric Utility |  |  | 0.0076183
NC | Richmond County Plant | 7805 | 8 |  | 2023 | 6172 | 6150.27 | 949853.25 |  | 2.353 | 0.0002 | 589914.625 | 0.059 | 44.281 | 0.0107 | 9926402.436 | Natural Gas | Diesel Oil | Combined cycle |  | Dry Low NOx Burners,Water Injection,Selective Catalytic Reduction |  |  | ARP, CSNOX, CSSO2G1, SIPNOX | 7805 8 | 2002-04-01 | 2015 |  | Y | 0.093238 | 56.24% | Electric Utility |  |  | 0.0079898
NC | Richmond County Plant | 7805 | 9 |  | 2023 | 7672 | 7657.44 | 2283176.97 |  | 3.689 | 0.0002 | 935870.521 | 0.059 | 47.362 | 0.0067 | 15747750.802 | Natural Gas | Diesel Oil | Combined cycle |  | Dry Low NOx Burners,Water Injection,Selective Catalytic Reduction |  |  | ARP, CSNOX, CSSO2G1, SIPNOX | 7805 9 | 2011-01-18 | 2540 |  | Y | 0.041488 | 70.78% | Electric Utility |  |  | 0.0064468
GA | Sewell Creek Energy | 7813 | 1 |  | 2023 | 977 | 857.72 | 80622.34 |  | 0.288 | 0.001 | 57006.836 | 0.059 | 18.672 | 0.048 | 959238.85 | Pipeline Natural Gas |  | Combustion turbine |  | Dry Low NOx Burners |  |  | ARP, CSNOX, CSOSG1, CSSO2G2 | 7813 1 | 2000-06-08 | 1560 |  |  | 0.4632 | 7.019% | Electric Utility | Siemens V84.2 | Frame | 0.034946
GA | Sewell Creek Energy | 7813 | 2 |  | 2023 | 995 | 869.01 | 83136.26 |  | 0.295 | 0.001 | 58432.433 | 0.059 | 23.196 | 0.0565 | 983253.492 | Pipeline Natural Gas |  | Combustion turbine |  | Dry Low NOx Burners |  |  | ARP, CSNOX, CSOSG1, CSSO2G2 | 7813 2 | 2000-06-21 | 1335 |  |  | 0.55802 | 8.408% | Electric Utility | Siemens V84.2 | Frame | 0.038205
GA | Sewell Creek Energy | 7813 | 3 |  | 2023 | 1292 | 1136.73 | 135299.29 |  | 0.451 | 0.001 | 89263.293 | 0.059 | 60.164 | 0.0901 | 1502057.612 | Pipeline Natural Gas |  | Combustion turbine |  | Dry Low NOx Burners |  |  | ARP, CSNOX, CSOSG1, CSSO2G2 | 7813 3 | 2000-08-27 | 1570 |  |  | 0.88935 | 10.92% | Electric Utility | Siemens V84.3A | Frame | 0.078104
GA | Sewell Creek Energy | 7813 | 4 |  | 2023 | 1229 | 1080.48 | 129523.51 |  | 0.428 | 0.001 | 84710.996 | 0.059 | 52.545 | 0.0819 | 1425416.781 | Pipeline Natural Gas |  | Combustion turbine |  | Dry Low NOx Burners |  |  | ARP, CSNOX, CSOSG1, CSSO2G2 | 7813 4 | 2000-05-25 | 1606 |  |  | 0.81136 | 10.13% | Electric Utility | Siemens V84.3A | Frame | 0.080562
IL | Alsey Station | 7818 | ACT1 |  | 2023 | 50 | 39.49 | 843.48 |  | 0.004 | 0.001 |  |  | 1.802 | 0.243 | 14830.679 | Pipeline Natural Gas |  | Combustion turbine |  | Water Injection |  |  | CSNOX, CSOSG3, CSSO2G1 | 7818 ACT1 | 1999-06-01 | 473 |  |  | 4.2728 | 0.3579% | Electric Utility | GE LM2500PK | Aeroderivative | 0.22059
IL | Alsey Station | 7818 | ACT2 |  | 2023 | 38 | 32.31 | 741.6 |  | 0.004 | 0.001 |  |  | 1.365 | 0.213 | 12814.083 | Pipeline Natural Gas |  | Combustion turbine |  | Water Injection |  |  | CSNOX, CSOSG3, CSSO2G1 | 7818 ACT2 | 1999-06-01 | 460 |  |  | 3.6812 | 0.318% | Electric Utility | GE LM2500PK | Aeroderivative | 0.22032
IL | Alsey Station | 7818 | ACT5 |  | 2023 | 32 | 23.73 | 446.77 |  | 0.003 | 0.001 |  |  | 1.227 | 0.2836 | 8361.91 | Pipeline Natural Gas |  | Combustion turbine |  |  |  |  | CSNOX, CSOSG3, CSSO2G1 | 7818 ACT5 | 1999-06-01 | 430 |  |  | 5.4928 | 0.222% | Electric Utility | GE LM2500PE | Aeroderivative | 0.3089
IL | Alsey Station | 7818 | ACT6 |  | 2023 | 449 | 373.92 | 15190.48 |  | 0.041 | 0.001 | 8156.076 | 0.0593 | 6.421 | 0.1005 | 137242.727 | Pipeline Natural Gas | Diesel Oil | Combustion turbine |  | Water Injection |  |  | ARP, CSNOX, CSOSG3, CSSO2G1 | 7818 ACT6 | 2016-12-13 | 487 |  |  | 0.8454 | 3.217% | Electric Utility | GE LM6000 | Frame | 0.090877
AR | Fulton | 7825 | CT1 |  | 2023 | 1229 | 1091.17 | 146823.89 |  | 0.472 | 0.001 | 93497.191 | 0.059 | 39.342 | 0.0549 | 1573164.125 | Pipeline Natural Gas |  | Combustion turbine |  | Dry Low NOx Burners |  |  | ARP, CSOSG2 | 7825 CT1 | 2001-04-21 | 1692 |  |  | 0.53591 | 10.61% | Electric Utility | GE MS7001FA GT | Frame | 0.058621
NC | Plant Rowan County | 7826 | 1 |  | 2023 | 815 | 703.39 | 103454.08 |  | 0.337 | 0.001 | 66402.512 | 0.0591 | 18.454 | 0.0426 | 1116920.947 | Pipeline Natural Gas | Diesel Oil | Combustion turbine |  | Dry Low NOx Burners,Water Injection |  |  | ARP, CSNOX, CSSO2G1, SIPNOX | 7826 1 | 2001-05-15 | 1962 |  |  | 0.35676 | 6.499% | Electric Utility | GE MS7001FA GT | Frame | 0.034847
NC | Plant Rowan County | 7826 | 2 |  | 2023 | 593 | 511.09 | 80081.83 |  | 0.259 | 0.001 | 51235.442 | 0.0591 | 14.984 | 0.0418 | 861970.659 | Pipeline Natural Gas | Diesel Oil | Combustion turbine |  | Dry Low NOx Burners,Water Injection |  |  | ARP, CSNOX, CSSO2G1, SIPNOX | 7826 2 | 2001-05-11 | 1960 |  |  | 0.37422 | 5.02% | Electric Utility | GE MS7001FA GT | Frame | 0.035022
NC | Plant Rowan County | 7826 | 3 |  | 2023 | 683 | 591.29 | 83465.31 |  | 0.285 | 0.001 | 56170.749 | 0.0591 | 16.359 | 0.0493 | 944870.85 | Pipeline Natural Gas | Diesel Oil | Combustion turbine |  | Dry Low NOx Burners,Water Injection |  |  | ARP, CSNOX, CSSO2G1, SIPNOX | 7826 3 | 2001-05-15 | 1962 |  |  | 0.392 | 5.498% | Electric Utility | GE MS7001FA GT | Frame | 0.035363
NC | Plant Rowan County | 7826 | 4 |  | 2023 | 7809 | 7733.31 | 1341800.72 |  | 4.209 | 0.001 | 833625.271 | 0.059 | 72.866 | 0.0122 | 14027154.88 | Pipeline Natural Gas | Diesel Oil | Combined cycle |  | Dry Low NOx Burners,Selective Catalytic Reduction |  |  | ARP, CSNOX, CSSO2G1, SIPNOX | 7826 4 | 2003-04-29 | 2050 |  | Y | 0.10861 | 78.11% | Electric Utility |  |  | 0.010221
NC | Plant Rowan County | 7826 | 5 |  | 2023 | 7858 | 7783.01 | 1359097.81 |  | 4.232 | 0.001 | 838295.876 | 0.059 | 73.406 | 0.0122 | 14105994.749 | Pipeline Natural Gas |  | Combined cycle |  | Dry Low NOx Burners,Selective Catalytic Reduction |  |  | ARP, CSNOX, CSSO2G1, SIPNOX | 7826 5 | 2003-04-29 | 2050 |  | Y | 0.10802 | 78.55% | Electric Utility |  |  | 0.010229
GA | Smarr Energy Facility | 7829 | 1 |  | 2023 | 902 | 798.98 | 73877.41 |  | 0.301 | 0.001 | 59696.638 | 0.059 | 20.799 | 0.0483 | 1004511.394 | Pipeline Natural Gas |  | Combustion turbine |  | Dry Low NOx Burners |  |  | ARP, CSNOX, CSOSG1, CSSO2G2 | 7829 1 | 1999-06-01 | 1590 |  |  | 0.56307 | 7.212% | Electric Utility | Siemens V84.2 | Frame | 0.042084
GA | Smarr Energy Facility | 7829 | 2 |  | 2023 | 1015 | 898.38 | 82492.77 |  | 0.316 | 0.001 | 62610.082 | 0.059 | 22.399 | 0.0487 | 1053550.635 | Pipeline Natural Gas |  | Combustion turbine |  | Dry Low NOx Burners |  |  | ARP, CSNOX, CSOSG1, CSSO2G2 | 7829 2 | 1999-06-12 | 1404 |  |  | 0.54305 | 8.566% | Electric Utility | Siemens V84.2 | Frame | 0.041157
SC | John S. Rainey Generating Station | 7834 | CT1A |  | 2023 | 7832 | 7822.47 | 1221143.54 |  | 3.902 | 0.001 | 773003.305 | 0.059 | 97.916 | 0.0151 | 13007274.306 | Pipeline Natural Gas | Diesel Oil | Combined cycle |  | Selective Catalytic Reduction,Dry Low NOx Burners,Water Injection |  |  | ARP, CSNOX, CSSO2G2, SIPNOX | 7834 CT1A | 2001-12-03 | 1980 |  | Y | 0.16037 | 74.99% | Electric Utility | GE 7F.04 |  | 0.016477
SC | John S. Rainey Generating Station | 7834 | CT1B |  | 2023 | 6556 | 6551.8 | 1011384.52 |  | 3.219 | 0.001 | 637721.654 | 0.059 | 85.665 | 0.0162 | 10730853.537 | Pipeline Natural Gas | Diesel Oil | Combined cycle |  | Selective Catalytic Reduction,Dry Low NOx Burners,Water Injection |  |  | ARP, CSNOX, CSSO2G2, SIPNOX | 7834 CT1B | 2001-12-03 | 1980 |  | Y | 0.1694 | 61.87% | Electric Utility | GE 7F.04 |  | 0.016275
SC | John S. Rainey Generating Station | 7834 | CT2A |  | 2023 | 7357 | 7338.79 | 1009832.83 |  | 3.36 | 0.001 | 665626.003 | 0.059 | 154.758 | 0.0279 | 11200390.668 | Pipeline Natural Gas | Diesel Oil | Combustion turbine |  | Dry Low NOx Burners,Water Injection |  |  | ARP, CSNOX, CSSO2G2, SIPNOX | 7834 CT2A | 2002-03-21 | 1980 |  |  | 0.3065 | 64.57% | Electric Utility | GE PG 7241FA | Frame | 0.029656
SC | John S. Rainey Generating Station | 7834 | CT2B |  | 2023 | 7831 | 7810.76 | 1081718.11 |  | 3.51 | 0.001 | 695308.606 | 0.059 | 163.185 | 0.0281 | 11699871.097 | Pipeline Natural Gas | Diesel Oil | Combustion turbine |  | Dry Low NOx Burners,Water Injection |  |  | ARP, CSNOX, CSSO2G2, SIPNOX | 7834 CT2B | 2002-05-07 | 1980 |  |  | 0.30171 | 67.45% | Electric Utility | GE PG 7241FA | Frame | 0.029026
SC | John S. Rainey Generating Station | 7834 | CT3 |  | 2023 | 860 | 781.99 | 43695.58 |  | 0.174 | 0.001 | 33943.4 | 0.059 | 8.052 | 0.028 | 575291.5 | Pipeline Natural Gas |  | Combustion turbine |  |  |  |  | ARP, CSNOX, CSSO2G2, SIPNOX | 7834 CT3 | 2003-11-13 | 874.6 |  |  | 0.36855 | 7.509% | Electric Utility | GE MS7001EA | Frame | 0.029687
SC | John S. Rainey Generating Station | 7834 | CT4 |  | 2023 | 1294 | 1204.8 | 66495.13 |  | 0.267 | 0.001 | 52128 | 0.059 | 12.367 | 0.028 | 883361.7 | Pipeline Natural Gas |  | Combustion turbine |  |  |  |  | ARP, CSNOX, CSSO2G2, SIPNOX | 7834 CT4 | 2003-11-19 | 874.6 |  |  | 0.37197 | 11.53% | Electric Utility | GE MS7001EA | Frame | 0.029876
SC | John S. Rainey Generating Station | 7834 | CT5 |  | 2023 | 1050 | 961.45 | 52183.69 |  | 0.211 | 0.0009 | 41220.9 | 0.059 | 9.779 | 0.028 | 698690 | Pipeline Natural Gas |  | Combustion turbine |  |  |  |  | ARP, CSNOX, CSSO2G2, SIPNOX | 7834 CT5 | 2003-12-02 | 874.6 |  |  | 0.37479 | 9.119% | Electric Utility | GE MS7001EA | Frame | 0.029964
MD | Rock Springs Generating Facility | 7835 | 1 |  | 2023 | 292 | 250.85 | 39565.67 |  | 0.123 | 0.001 | 24357.353 | 0.059 | 7.574 | 0.0497 | 409857.427 | Pipeline Natural Gas |  | Combustion turbine |  | Dry Low NOx Burners |  |  | ARP, CSNOX, CSOSG3, CSSO2G1, RGGI | 7835 1 | 2003-05-21 | 2000 |  |  | 0.38286 | 2.339% | Electric Utility | GE MS7001FA GT | Frame | 0.030948
MD | Rock Springs Generating Facility | 7835 | 2 |  | 2023 | 279 | 247.14 | 39182.1 |  | 0.122 | 0.001 | 24182.652 | 0.059 | 7.298 | 0.0448 | 406913.318 | Pipeline Natural Gas |  | Combustion turbine |  | Dry Low NOx Burners |  |  | ARP, CSNOX, CSOSG3, CSSO2G1, RGGI | 7835 2 | 2003-05-28 | 2000 |  |  | 0.37252 | 2.323% | Electric Utility | GE MS7001FA GT | Frame | 0.032117
MD | Rock Springs Generating Facility | 7835 | 3 |  | 2023 | 488 | 441.56 | 73646.52 |  | 0.227 | 0.001 | 44977.203 | 0.059 | 12.447 | 0.04 | 756836.996 | Pipeline Natural Gas |  | Combustion turbine |  | Dry Low NOx Burners |  |  | ARP, CSNOX, CSOSG3, CSSO2G1, RGGI | 7835 3 | 2002-11-20 | 2000 |  |  | 0.33802 | 4.32% | Electric Utility | GE MS7001FA GT | Frame | 0.031415
MD | Rock Springs Generating Facility | 7835 | 4 |  | 2023 | 424 | 380.36 | 61394.16 |  | 0.192 | 0.001 | 38042.757 | 0.059 | 11.325 | 0.0408 | 640126.884 | Pipeline Natural Gas |  | Combustion turbine |  | Dry Low NOx Burners |  |  | ARP, CSNOX, CSOSG3, CSSO2G1, RGGI | 7835 4 | 2002-11-26 | 2000 |  |  | 0.36893 | 3.654% | Electric Utility | GE MS7001FA GT | Frame | 0.032657
VA | Marsh Run Generation Facility | 7836 | EU1 |  | 2023 | 784 | 677.48 | 81165.48 |  | 0.265 | 0.001 | 52442.426 | 0.0592 | 16.084 | 0.0488 | 880896.334 | Pipeline Natural Gas | Diesel Oil | Combustion turbine |  | Dry Low NOx Burners,Water Injection |  |  | ARP, CSNOX, CSOSG3, CSSO2G1, RGGI | 7836 EU1 | 2004-07-28 | 2400 |  |  | 0.39633 | 4.19% | Electric Utility | GE MS7001FA GT | Frame | 0.034601
VA | Marsh Run Generation Facility | 7836 | EU2 |  | 2023 | 649 | 553.17 | 65204.73 |  | 0.215 | 0.001 | 42623.65 | 0.0592 | 12.828 | 0.0497 | 716042.141 | Pipeline Natural Gas | Diesel Oil | Combustion turbine |  | Dry Low NOx Burners,Water Injection |  |  | ARP, CSNOX, CSOSG3, CSSO2G1, RGGI | 7836 EU2 | 2004-06-30 | 2400 |  |  | 0.39347 | 3.406% | Electric Utility | GE MS7001FA GT | Frame | 0.03575
VA | Marsh Run Generation Facility | 7836 | EU3 |  | 2023 | 742 | 624.8 | 74523.48 |  | 0.244 | 0.001 | 48303.558 | 0.0591 | 13.624 | 0.0477 | 812664.238 | Pipeline Natural Gas | Diesel Oil | Combustion turbine |  | Dry Low NOx Burners,Water Injection |  |  | ARP, CSNOX, CSOSG3, CSSO2G1, RGGI | 7836 EU3 | 2004-06-27 | 2400 |  |  | 0.36563 | 3.865% | Electric Utility | GE MS7001FA GT | Frame | 0.036835
VA | Louisa Generation Facility | 7837 | EU1 |  | 2023 | 766 | 665.09 | 39334.85 |  | 0.154 | 0.001 | 30142.575 | 0.0591 | 8.373 | 0.0409 | 507040.899 | Pipeline Natural Gas | Diesel Oil | Combustion turbine |  | Dry Low NOx Burners,Water Injection |  |  | ARP, CSNOX, CSOSG3, CSSO2G1, RGGI | 7837 EU1 | 2003-05-21 | 1300 |  |  | 0.42573 | 4.452% | Electric Utility | GE MS7001EA | Frame | 0.029511
VA | Louisa Generation Facility | 7837 | EU2 |  | 2023 | 718 | 621.18 | 36932.54 |  | 0.138 | 0.001 | 26672.059 | 0.0592 | 7.159 | 0.04 | 448464.527 | Pipeline Natural Gas | Diesel Oil | Combustion turbine |  | Dry Low NOx Burners,Water Injection |  |  | ARP, CSNOX, CSOSG3, CSSO2G1, RGGI | 7837 EU2 | 2003-03-17 | 1300 |  |  | 0.38768 | 3.938% | Electric Utility | GE MS7001EA | Frame | 0.030223
VA | Louisa Generation Facility | 7837 | EU3 |  | 2023 | 788 | 688.62 | 40958.09 |  | 0.152 | 0.001 | 29860.672 | 0.0592 | 7.919 | 0.041 | 502353.159 | Pipeline Natural Gas | Diesel Oil | Combustion turbine |  | Dry Low NOx Burners,Water Injection |  |  | ARP, CSNOX, CSOSG3, CSSO2G1, RGGI | 7837 EU3 | 2003-04-01 | 1300 |  |  | 0.38669 | 4.411% | Electric Utility | GE MS7001EA | Frame | 0.029342
VA | Louisa Generation Facility | 7837 | EU4 |  | 2023 | 900 | 780.47 | 46666.29 |  | 0.173 | 0.001 | 33853.294 | 0.0593 | 8.658 | 0.0396 | 569368.626 | Pipeline Natural Gas | Diesel Oil | Combustion turbine |  | Dry Low NOx Burners,Water Injection |  |  | ARP, CSNOX, CSOSG3, CSSO2G1, RGGI | 7837 EU4 | 2003-04-15 | 1300 |  |  | 0.37106 | 5% | Electric Utility | GE MS7001EA | Frame | 0.030843
VA | Louisa Generation Facility | 7837 | EU5 |  | 2023 | 789 | 680.17 | 81653.81 |  | 0.281 | 0.001 | 52703.82 | 0.0593 | 15.686 | 0.0476 | 885349.294 | Pipeline Natural Gas | Diesel Oil | Combustion turbine |  | Dry Low NOx Burners,Water Injection |  |  | ARP, CSNOX, CSOSG3, CSSO2G1, RGGI | 7837 EU5 | 2003-07-13 | 2400 |  |  | 0.38421 | 4.211% | Electric Utility | GE PG7241(FA) | Frame | 0.037493
VA | Remington Combustion Turbine Station | 7838 | 1 |  | 2023 | 1003 | 893.18 | 115920.68 |  | 0.358 | 0.001 | 66796.114 | 0.0591 | 16.39 | 0.0339 | 1123286.082 | Pipeline Natural Gas | Diesel Oil | Combustion turbine |  | Dry Low NOx Burners,Water Injection |  |  | ARP, CSNOX, CSOSG3, CSSO2G1, RGGI | 7838 1 | 2000-07-09 | 2223 |  |  | 0.28278 | 5.768% | Electric Utility | GE MS7001FA GT | Frame | 0.035028
VA | Remington Combustion Turbine Station | 7838 | 2 |  | 2023 | 81 | 64.72 | 8523.11 |  | 0.142 | 0.0039 | 5460.178 | 0.0617 | 2.378 | 0.0709 | 88359.219 | Pipeline Natural Gas | Diesel Oil | Combustion turbine |  | Dry Low NOx Burners,Water Injection |  |  | ARP, CSNOX, CSOSG3, CSSO2G1, RGGI | 7838 2 | 2000-07-10 | 1985 |  |  | 0.55801 | 0.5081% | Electric Utility | GE MS7001FA GT | Frame | 0.037627
VA | Remington Combustion Turbine Station | 7838 | 3 |  | 2023 | 560 | 488.25 | 60756.18 |  | 0.303 | 0.0013 | 38146.954 | 0.0594 | 9.786 | 0.0377 | 638510.334 | Pipeline Natural Gas | Diesel Oil | Combustion turbine |  | Dry Low NOx Burners,Water Injection |  |  | ARP, CSNOX, CSOSG3, CSSO2G1, RGGI | 7838 3 | 2000-07-05 | 2223 |  |  | 0.32214 | 3.279% | Electric Utility | GE MS7001FA GT | Frame | 0.032873
VA | Remington Combustion Turbine Station | 7838 | 4 |  | 2023 | 1100 | 978.47 | 123591.04 |  | 0.91 | 0.0017 | 72115.644 | 0.0597 | 20.515 | 0.0394 | 1196715.478 | Pipeline Natural Gas | Diesel Oil | Combustion turbine |  | Dry Low NOx Burners,Water Injection |  |  | ARP, CSNOX, CSOSG3, CSSO2G1, RGGI | 7838 4 | 2000-07-10 | 1985 |  |  | 0.33198 | 6.882% | Electric Utility | GE MS7001FA GT | Frame | 0.035365
VA | Ladysmith Combustion Turbine Sta | 7839 | 1 |  | 2023 | 850 | 783.11 | 113014.87 |  | 0.818 | 0.0018 | 69922.765 | 0.0601 | 20.67 | 0.0423 | 1154003.803 | Pipeline Natural Gas | Diesel Oil | Combustion turbine |  | Dry Low NOx Burners,Water Injection |  |  | ARP, CSNOX, CSOSG3, CSSO2G1, RGGI | 7839 1 | 2001-05-31 | 2129 |  |  | 0.36579 | 6.188% | Electric Utility | GE MS7001FA GT | Frame | 0.035132
VA | Ladysmith Combustion Turbine Sta | 7839 | 2 |  | 2023 | 1686 | 1539.22 | 218915.15 |  | 0.696 | 0.001 | 129456.869 | 0.0591 | 34.43 | 0.036 | 2176420.15 | Pipeline Natural Gas | Diesel Oil | Combustion turbine |  | Dry Low NOx Burners,Water Injection |  |  | ARP, CSNOX, CSOSG3, CSSO2G1, RGGI | 7839 2 | 2001-05-23 | 2223 |  |  | 0.31455 | 11.18% | Electric Utility | GE MS7001FA GT | Frame | 0.035796
VA | Ladysmith Combustion Turbine Sta | 7839 | 3 |  | 2023 | 831 | 764.86 | 108205.63 |  | 0.556 | 0.0014 | 66600.141 | 0.0596 | 17.6 | 0.0362 | 1110355.922 | Pipeline Natural Gas | Diesel Oil | Combustion turbine |  | Dry Low NOx Burners,Water Injection |  |  | ARP, CSNOX, CSOSG3, CSSO2G1, RGGI | 7839 3 | 2008-05-22 | 2158 |  |  | 0.32531 | 5.874% | Electric Utility | GE MS7001FA GT | Frame | 0.036625
VA | Ladysmith Combustion Turbine Sta | 7839 | 4 |  | 2023 | 1334 | 1229.49 | 173669.05 |  | 0.691 | 0.0012 | 106807.801 | 0.0593 | 27.58 | 0.0346 | 1790048.917 | Pipeline Natural Gas | Diesel Oil | Combustion turbine |  | Dry Low NOx Burners,Water Injection |  |  | ARP, CSNOX, CSOSG3, CSSO2G1, RGGI | 7839 4 | 2008-06-07 | 2129 |  |  | 0.31762 | 9.598% | Electric Utility | GE MS7001FA GT | Frame | 0.033877
VA | Ladysmith Combustion Turbine Sta | 7839 | 5 |  | 2023 | 1814 | 1669.44 | 239485.87 |  | 0.889 | 0.0012 | 145900.168 | 0.0593 | 36.264 | 0.0339 | 2447919.877 | Pipeline Natural Gas | Diesel Oil | Combustion turbine |  | Dry Low NOx Burners,Water Injection |  |  | ARP, CSNOX, CSOSG3, CSSO2G1, RGGI | 7839 5 | 2009-03-22 | 2129 |  |  | 0.30285 | 13.13% | Electric Utility | GE MS7001FA GT | Frame | 0.03879
IL | Freedom Power Project | 7842 | CT1 |  | 2023 | 32 | 25.51 | 1084.49 |  | 0.003 | 0.001 | 625.227 | 0.0592 | 0.508 | 0.1009 | 10521.7 | Pipeline Natural Gas |  | Combustion turbine |  | Water Injection |  |  | ARP, CSNOX, CSOSG3, CSSO2G1 | 7842 CT1 | 2000-06-01 | 465 |  |  | 0.93685 | 0.2583% | Electric Utility | GE MS6001FA | Frame | 0.092749
MN | Pleasant Valley Station | 7843 | 11 |  | 2023 | 434 | 360.26 | 34761.55 |  | 0.127 | 0.001 | 25198.667 | 0.0591 | 22.456 | 0.1107 | 423720.501 | Pipeline Natural Gas | Diesel Oil | Combustion turbine |  | Dry Low NOx Burners,Water Injection |  |  | ARP, CSNOX, CSSO2G2 | 7843 11 | 2001-04-04 | 1772 |  |  | 1.292 | 2.73% | Electric Utility | Siemens V84.3A | Frame | 0.10633
MN | Pleasant Valley Station | 7843 | 12 |  | 2023 | 687 | 580.11 | 55694.55 |  | 0.205 | 0.001 | 40665.198 | 0.0593 | 30.395 | 0.0948 | 683413.748 | Pipeline Natural Gas | Diesel Oil | Combustion turbine |  | Dry Low NOx Burners,Water Injection |  |  | ARP, CSNOX, CSSO2G2 | 7843 12 | 2001-04-06 | 1819.6 |  |  | 1.0915 | 4.287% | Electric Utility | Siemens V84.3A | Frame | 0.085031
MN | Pleasant Valley Station | 7843 | 13 |  | 2023 | 194 | 162.07 | 13145.26 |  | 0.051 | 0.001 | 10074.767 | 0.0593 | 6.821 | 0.0906 | 169283.86 | Pipeline Natural Gas | Diesel Oil | Combustion turbine |  | Dry Low NOx Burners,Water Injection |  |  | ARP, CSNOX, CSSO2G2 | 7843 13 | 2002-04-21 | 1475.3 |  |  | 1.0378 | 1.31% | Electric Utility | Siemens AG-501D5A | Frame | 0.096879
MN | Minnesota River Station | 7844 | U001 |  | 2023 | 213 | 174.2 | 6970.67 |  | 0.022 | 0.001 | 4348.528 | 0.0593 | 5.497 | 0.1587 | 73185.127 | Pipeline Natural Gas | Diesel Oil | Combustion turbine |  | Dry Low NOx Burners |  |  | ARP, CSNOX, CSSO2G2 | 7844 U001 | 2001-05-01 | 560 |  |  | 1.5772 | 1.492% | Electric Utility | ALSTOM-GTX100 | Frame | 0.18883
TN | Lagoon Creek | 7845 | LCC1 |  | 2023 | 7163 | 7145.9 | 1820641.62 |  | 3.422 | 0.001 | 677793.781 | 0.0591 | 60.437 | 0.0115 | 11405192.622 | Pipeline Natural Gas |  | Combined cycle |  | Dry Low NOx Burners,Selective Catalytic Reduction |  |  | ARP, CSNOX, CSOSG2, CSSO2G1 | 7845 LCC1 | 2010-06-30 | 2243 |  | Y | 0.066391 | 58.05% | Electric Utility |  |  | 0.011254
TN | Lagoon Creek | 7845 | LCC2 |  | 2023 | 6554 | 6537.82 | 1629273.65 |  | 3.1 | 0.001 | 614110.197 | 0.059 | 57.176 | 0.0119 | 10333597.038 | Pipeline Natural Gas |  | Combined cycle |  | Dry Low NOx Burners,Selective Catalytic Reduction |  |  | ARP, CSNOX, CSOSG2, CSSO2G1 | 7845 LCC2 | 2010-06-22 | 2243 |  | Y | 0.070186 | 52.59% | Electric Utility |  |  | 0.011084
TN | Lagoon Creek | 7845 | LCT1 |  | 2023 | 90 | 67.08 | 4237.18 |  | 0.026 | 0.0022 | 3265.324 | 0.0596 | 1.03 | 0.0486 | 54803.404 | Pipeline Natural Gas | Diesel Oil | Combustion turbine |  | Dry Low NOx Burners,Water Injection |  |  | ARP, CSNOX, CSOSG2, CSSO2G1 | 7845 LCT1 | 2001-04-05 | 1175.4 |  |  | 0.48617 | 0.5323% | Electric Utility | GE MS7001EA | Frame | 0.032837
TN | Lagoon Creek | 7845 | LCT10 |  | 2023 | 128 | 95.31 | 5241.14 |  | 0.122 | 0.005 | 4209.24 | 0.061 | 1.972 | 0.068 | 69256.046 | Pipeline Natural Gas | Diesel Oil | Combustion turbine |  | Dry Low NOx Burners,Water Injection |  |  | ARP, CSNOX, CSOSG2, CSSO2G1 | 7845 LCT10 | 2002-04-10 | 1175.4 |  |  | 0.75251 | 0.6726% | Electric Utility | GE MS7001EA | Frame | 0.034304
TN | Lagoon Creek | 7845 | LCT11 |  | 2023 | 112 | 84.82 | 5196.2 |  | 0.097 | 0.0057 | 4247.266 | 0.061 | 1.56 | 0.0526 | 70288.045 | Pipeline Natural Gas | Diesel Oil | Combustion turbine |  | Dry Low NOx Burners,Water Injection |  |  | ARP, CSNOX, CSOSG2, CSSO2G1 | 7845 LCT11 | 2002-04-11 | 1175.4 |  |  | 0.60044 | 0.6826% | Electric Utility | GE MS7001EA | Frame | 0.035158
TN | Lagoon Creek | 7845 | LCT12 |  | 2023 | 93 | 67.21 | 3833.4 |  | 0.059 | 0.0038 | 3010.497 | 0.0603 | 1.196 | 0.0578 | 49973.957 | Pipeline Natural Gas | Diesel Oil | Combustion turbine |  | Dry Low NOx Burners,Water Injection |  |  | ARP, CSNOX, CSOSG2, CSSO2G1 | 7845 LCT12 | 2002-04-19 | 1175.4 |  |  | 0.62399 | 0.4853% | Electric Utility | GE MS7001EA | Frame | 0.030882
TN | Lagoon Creek | 7845 | LCT2 |  | 2023 | 94 | 70.71 | 4739.63 |  | 0.018 | 0.0023 | 3097.207 | 0.0596 | 0.882 | 0.0471 | 52084.864 | Pipeline Natural Gas | Diesel Oil | Combustion turbine |  | Dry Low NOx Burners,Water Injection |  |  | ARP, CSNOX, CSOSG2, CSSO2G1 | 7845 LCT2 | 2001-04-06 | 1175.4 |  |  | 0.37218 | 0.5058% | Electric Utility | GE MS7001EA | Frame | 0.032827
TN | Lagoon Creek | 7845 | LCT3 |  | 2023 | 104 | 80.76 | 5523.2 |  | 0.024 | 0.0014 | 4005.052 | 0.0592 | 1.226 | 0.0462 | 67336.039 | Pipeline Natural Gas | Diesel Oil | Combustion turbine |  | Dry Low NOx Burners,Water Injection |  |  | ARP, CSNOX, CSOSG2, CSSO2G1 | 7845 LCT3 | 2001-04-13 | 1175.4 |  |  | 0.44395 | 0.654% | Electric Utility | GE MS7001EA | Frame | 0.032776
TN | Lagoon Creek | 7845 | LCT4 |  | 2023 | 101 | 75.49 | 5072.86 |  | 0.021 | 0.0015 | 3708.315 | 0.0593 | 1.141 | 0.0508 | 62357.847 | Pipeline Natural Gas | Diesel Oil | Combustion turbine |  | Dry Low NOx Burners,Water Injection |  |  | ARP, CSNOX, CSOSG2, CSSO2G1 | 7845 LCT4 | 2001-05-01 | 1175.4 |  |  | 0.44984 | 0.6056% | Electric Utility | GE MS7001EA | Frame | 0.030928
TN | Lagoon Creek | 7845 | LCT5 |  | 2023 | 95 | 70.87 | 4442.76 |  | 0.017 | 0.001 | 3390.045 | 0.0591 | 1.019 | 0.0473 | 57040.413 | Pipeline Natural Gas | Diesel Oil | Combustion turbine |  | Dry Low NOx Burners,Water Injection |  |  | ARP, CSNOX, CSOSG2, CSSO2G1 | 7845 LCT5 | 2001-05-01 | 1175.4 |  |  | 0.45872 | 0.554% | Electric Utility | GE MS7001EA | Frame | 0.031811
TN | Lagoon Creek | 7845 | LCT6 |  | 2023 | 133 | 102.93 | 6626.57 |  | 0.026 | 0.001 | 5060.991 | 0.0591 | 1.543 | 0.0444 | 85163.062 | Pipeline Natural Gas | Diesel Oil | Combustion turbine |  | Dry Low NOx Burners,Water Injection |  |  | ARP, CSNOX, CSOSG2, CSSO2G1 | 7845 LCT6 | 2001-05-09 | 1175.4 |  |  | 0.4657 | 0.8271% | Electric Utility | GE MS7001EA | Frame | 0.032461
TN | Lagoon Creek | 7845 | LCT7 |  | 2023 | 109 | 82.71 | 5354.41 |  | 0.02 | 0.001 | 3940.287 | 0.0591 | 1.298 | 0.0502 | 66306.6 | Pipeline Natural Gas | Diesel Oil | Combustion turbine |  | Dry Low NOx Burners,Water Injection |  |  | ARP, CSNOX, CSOSG2, CSSO2G1 | 7845 LCT7 | 2001-05-18 | 1175.4 |  |  | 0.48483 | 0.644% | Electric Utility | GE MS7001EA | Frame | 0.03299
TN | Lagoon Creek | 7845 | LCT8 |  | 2023 | 121 | 91.34 | 5771.9 |  | 0.022 | 0.001 | 4330.88 | 0.0591 | 1.385 | 0.0515 | 72870.921 | Pipeline Natural Gas | Diesel Oil | Combustion turbine |  | Dry Low NOx Burners,Water Injection |  |  | ARP, CSNOX, CSOSG2, CSSO2G1 | 7845 LCT8 | 2001-06-01 | 1175.4 |  |  | 0.47991 | 0.7077% | Electric Utility | GE MS7001EA | Frame | 0.036905
TN | Lagoon Creek | 7845 | LCT9 |  | 2023 | 109 | 79.36 | 5061.47 |  | 0.03 | 0.0038 | 3636.231 | 0.0603 | 1.219 | 0.0523 | 61013.819 | Pipeline Natural Gas | Diesel Oil | Combustion turbine |  | Dry Low NOx Burners,Water Injection |  |  | ARP, CSNOX, CSOSG2, CSSO2G1 | 7845 LCT9 | 2002-04-02 | 1175.4 |  |  | 0.48168 | 0.5926% | Electric Utility | GE MS7001EA | Frame | 0.032601
FL | Brandy Branch | 7846 | 1 |  | 2023 | 3494 | 3412.73 | 484786.35 |  | 1.337 | 0.001 | 264868.972 | 0.059 | 75.613 | 0.0353 | 4455605.982 | Pipeline Natural Gas | Diesel Oil | Combustion turbine |  | Dry Low NOx Burners,Water Injection |  |  | ARP | 7846 1 | 2001-05-31 | 1822 |  |  | 0.31194 | 27.92% | Electric Utility | GE MS7001FA GT | Frame | 0.035437
FL | Brandy Branch | 7846 | 2 |  | 2023 | 6887 | 6879.58 | 1330374.12 |  | 3.951 | 0.001 | 782705.208 | 0.059 | 59.445 | 0.0091 | 13170582.263 | Pipeline Natural Gas | Diesel Oil | Combined cycle |  | Dry Low NOx Burners,Selective Catalytic Reduction,Water Injection |  |  | ARP | 7846 2 | 2001-05-31 | 2170 |  | Y | 0.089366 | 69.29% | Electric Utility |  |  | 0.0094389
FL | Brandy Branch | 7846 | 3 |  | 2023 | 7767 | 7759.71 | 1492363.84 |  | 4.478 | 0.001 | 887083.577 | 0.059 | 67.833 | 0.0093 | 14926833.545 | Pipeline Natural Gas | Diesel Oil | Combined cycle |  | Dry Low NOx Burners,Selective Catalytic Reduction,Water Injection |  |  | ARP | 7846 3 | 2001-10-02 | 2170 |  | Y | 0.090907 | 78.52% | Electric Utility |  |  | 0.0097946
MO | Holden Power Plant | 7848 | 1 |  | 2023 | 1090 | 955.26 | 72240.56 |  | 0.279 | 0.001 | 55320.633 | 0.059 | 12.03 | 0.0314 | 930517.959 | Pipeline Natural Gas | Diesel Oil | Combustion turbine |  | Dry Low NOx Burners,Water Injection |  |  | ARP, CSNOX, CSOSG2, CSSO2G1 | 7848 1 | 2002-06-01 | 1406 |  |  | 0.33305 | 7.555% | Electric Utility | Siemens Unknown |  | 0.026923
MO | Holden Power Plant | 7848 | 2 |  | 2023 | 966 | 846.04 | 64378.8 |  | 0.25 | 0.001 | 49479.045 | 0.0591 | 9.913 | 0.0296 | 832196.375 | Pipeline Natural Gas | Diesel Oil | Combustion turbine |  | Dry Low NOx Burners,Water Injection |  |  | ARP, CSNOX, CSOSG2, CSSO2G1 | 7848 2 | 2002-06-01 | 1406 |  |  | 0.30796 | 6.757% | Electric Utility | Siemens Unknown |  | 0.027167
MO | Holden Power Plant | 7848 | 3 |  | 2023 | 882 | 768.25 | 58389.89 |  | 0.225 | 0.001 | 44592.124 | 0.059 | 9.279 | 0.0309 | 750051.631 | Pipeline Natural Gas | Diesel Oil | Combustion turbine |  | Dry Low NOx Burners,Water Injection |  |  | ARP, CSNOX, CSOSG2, CSSO2G1 | 7848 3 | 2002-06-01 | 1406 |  |  | 0.31783 | 6.09% | Electric Utility | Siemens Unknown |  | 0.027193
WI | Elk Mound Generating Station | 7863 | 1 |  | 2023 | 531 | 465.64 | 16083.54 |  | 0.064 | 0.0008 | 11922.3 | 0.0591 | 3.645 | 0.0367 | 202014.9 | Pipeline Natural Gas | Diesel Oil | Combustion turbine |  | Dry Low NOx Burners,Water Injection |  |  | ARP, CSNOX, CSOSG3, CSSO2G1 | 7863 1 | 2001-05-23 | 565 |  |  | 0.45326 | 4.082% | Electric Utility | GE Unknown |  | 0.049172
WI | Elk Mound Generating Station | 7863 | 2 |  | 2023 | 638 | 561.41 | 19265.46 |  | 0.079 | 0.0008 | 14623.5 | 0.0591 | 4.474 | 0.0363 | 247781 | Pipeline Natural Gas | Diesel Oil | Combustion turbine |  | Dry Low NOx Burners,Water Injection |  |  | ARP, CSNOX, CSOSG3, CSSO2G1 | 7863 2 | 2001-06-03 | 565 |  |  | 0.46446 | 5.006% | Electric Utility | GE Unknown |  | 0.051418
NY | Glenwood Landing Energy Center | 7869 | UGT011 |  | 2023 | 0 | 0 | [9 empty] | Diesel Oil |  | Combustion turbine |  |  |  |  | RGGI, SIPNOX | 7869 UGT011 | 1967-06-01 | 266 |  |  |  | 0% | Electric Utility |  |  | 1.2
NY | Glenwood Landing Energy Center | 7869 | UGT012 |  | 2023 | 1972 | 1639.42 | 72492.03 |  | 0.215 | 0.001 | 42581.914 | 0.0594 | 3.545 | 0.032 | 715433.763 | Pipeline Natural Gas | Diesel Oil | Combustion turbine |  | Water Injection,Selective Catalytic Reduction |  |  | ARP, CSNOX, CSOSG3, CSSO2G1, RGGI | 7869 UGT012 | 2002-06-01 | 470 |  | Y | 0.097804 | 17.38% | Electric Utility | GE LM6000PC Sprint | Aeroderivative | 0.011594
NY | Glenwood Landing Energy Center | 7869 | UGT013 |  | 2023 | 2538 | 1998.61 | 89667.4 |  | 0.263 | 0.001 | 52185.845 | 0.0593 | 4.403 | 0.0492 | 877854.587 | Pipeline Natural Gas | Diesel Oil | Combustion turbine |  | Water Injection,Selective Catalytic Reduction |  |  | ARP, CSNOX, CSOSG3, CSSO2G1, RGGI | 7869 UGT013 | 2002-06-01 | 470 |  | Y | 0.098207 | 21.32% | Electric Utility | GE LM6000PC Sprint | Aeroderivative | 0.012054
WA | Encogen Generating Station | 7870 | CT1 |  | 2023 | 6221 | 6206.01 | 211306.15 |  | 2.744 | 0.002 | 155177.409 | 0.0592 | 33.064 | 0.0256 | 2611172.197 | Natural Gas |  | Combined cycle |  | Selective Catalytic Reduction,Steam Injection |  |  | ARP | 7870 CT1 | 1993-07-01 | 525 |  | Y | 0.31295 | 56.78% | Electric Utility |  |  | 0.026461
WA | Encogen Generating Station | 7870 | CT2 |  | 2023 | 6144 | 6130.48 | 209232.81 |  | 2.737 | 0.002 | 154785.519 | 0.0592 | 34.41 | 0.0268 | 2604375.402 | Natural Gas |  | Combined cycle |  | Selective Catalytic Reduction,Steam Injection |  |  | ARP | 7870 CT2 | 1993-07-01 | 525 |  | Y | 0.32892 | 56.63% | Electric Utility |  |  | 0.027348
WA | Encogen Generating Station | 7870 | CT3 |  | 2023 | 6169 | 6151.14 | 209766.57 |  | 2.833 | 0.002 | 160277.245 | 0.0592 | 36.341 | 0.0274 | 2697165.555 | Natural Gas |  | Combined cycle |  | Selective Catalytic Reduction,Steam Injection |  |  | ARP | 7870 CT3 | 1993-07-01 | 525 |  | Y | 0.34649 | 58.65% | Electric Utility |  |  | 0.027089
OH | Robert P Mone | 7872 | 1 |  | 2023 | 656 | 554.38 | 66390.29 |  | 0.379 | 0.0014 | 42981.2 | 0.0593 | 39.872 | 0.2186 | 726112.1 | Pipeline Natural Gas | Diesel Oil | Combustion turbine |  | Dry Low NOx Burners,Water Injection |  |  | ARP, CSNOX, CSOSG3, CSSO2G1 | 7872 1 | 2002-06-14 | 1946.3 |  |  | 1.2011 | 4.259% | Electric Utility | GE MS7001FA GT | Frame | 0.11374
OH | Robert P Mone | 7872 | 2 |  | 2023 | 599 | 499.04 | 58787.93 |  | 0.221 | 0.0011 | 39224.6 | 0.0591 | 45.053 | 0.2487 | 664510.1 | Pipeline Natural Gas | Diesel Oil | Combustion turbine |  | Dry Low NOx Burners,Water Injection |  |  | ARP, CSNOX, CSOSG3, CSSO2G1 | 7872 2 | 2002-06-28 | 1946.3 |  |  | 1.5327 | 3.898% | Electric Utility | GE MS7001FA GT | Frame | 0.11268
OH | Robert P Mone | 7872 | 3 |  | 2023 | 648 | 539.55 | 63053.76 |  | 0.248 | 0.0012 | 41136.9 | 0.0591 | 45.092 | 0.2494 | 696676.2 | Pipeline Natural Gas | Diesel Oil | Combustion turbine |  | Dry Low NOx Burners,Water Injection |  |  | ARP, CSNOX, CSOSG3, CSSO2G1 | 7872 3 | 2002-07-09 | 1946.3 |  |  | 1.4303 | 4.086% | Electric Utility | GE MS7001FA GT | Frame | 0.11423
FL | Bayside Power Station | 7873 | CT1A |  | 2023 | 5296 | 5172.54 | 644904.48 |  | 2.126 | 0.001 | 421136.349 | 0.059 | 47.898 | 0.0163 | 7086392.39 | Pipeline Natural Gas |  | Combined cycle |  | Dry Low NOx Burners,Selective Catalytic Reduction |  |  | ARP | 7873 CT1A | 2003-03-15 | 1866 |  | Y | 0.14854 | 43.35% | Electric Utility |  |  | 0.012957
FL | Bayside Power Station | 7873 | CT1B |  | 2023 | 6150 | 6040.91 | 754946.97 |  | 2.477 | 0.001 | 490568.079 | 0.059 | 53.197 | 0.0146 | 8254751.299 | Pipeline Natural Gas |  | Combined cycle |  | Dry Low NOx Burners,Selective Catalytic Reduction |  |  | ARP | 7873 CT1B | 2003-03-15 | 1866 |  | Y | 0.14093 | 50.5% | Electric Utility |  |  | 0.012542
FL | Bayside Power Station | 7873 | CT1C |  | 2023 | 5435 | 5280.52 | 657954.98 |  | 2.113 | 0.001 | 418455.975 | 0.059 | 46.82 | 0.016 | 7041327.027 | Pipeline Natural Gas |  | Combined cycle |  | Dry Low NOx Burners,Selective Catalytic Reduction |  |  | ARP | 7873 CT1C | 2003-03-11 | 1866 |  | Y | 0.14232 | 43.08% | Electric Utility |  |  | 0.013016
FL | Bayside Power Station | 7873 | CT2A |  | 2023 | 4433 | 4355.27 | 531152.54 |  | 1.746 | 0.001 | 345897.601 | 0.059 | 36.672 | 0.0143 | 5820342.724 | Pipeline Natural Gas |  | Combined cycle |  | Dry Low NOx Burners,Selective Catalytic Reduction |  |  | ARP | 7873 CT2A | 2003-09-16 | 1842 |  | Y | 0.13808 | 36.07% | Electric Utility |  |  | 0.01262
FL | Bayside Power Station | 7873 | CT2B |  | 2023 | 3812 | 3723.11 | 452211.22 |  | 1.51 | 0.001 | 299052.681 | 0.0589 | 32.299 | 0.0148 | 5032154.832 | Pipeline Natural Gas |  | Combined cycle |  | Dry Low NOx Burners,Selective Catalytic Reduction |  |  | ARP | 7873 CT2B | 2003-09-05 | 1842 |  | Y | 0.14285 | 31.19% | Electric Utility |  |  | 0.012901
FL | Bayside Power Station | 7873 | CT2C |  | 2023 | 4056 | 3969.24 | 481718.72 |  | 1.609 | 0.001 | 318682.383 | 0.059 | 35.021 | 0.0155 | 5362410.792 | Pipeline Natural Gas |  | Combined cycle |  | Dry Low NOx Burners,Selective Catalytic Reduction |  |  | ARP | 7873 CT2C | 2003-11-19 | 1842 |  | Y | 0.1454 | 33.23% | Electric Utility |  |  | 0.012658
FL | Bayside Power Station | 7873 | CT2D |  | 2023 | 3820 | 3719.39 | 451919.45 |  | 1.505 | 0.001 | 298129.575 | 0.059 | 31.139 | 0.0163 | 5016570.794 | Pipeline Natural Gas |  | Combined cycle |  | Dry Low NOx Burners,Selective Catalytic Reduction |  |  | ARP | 7873 CT2D | 2003-11-18 | 1842 |  | Y | 0.13781 | 31.09% | Electric Utility |  |  | 0.012442
FL | Bayside Power Station | 7873 | CT3A |  | 2023 | 60 | 39.41 | 900.96 |  | 0.003 | 0.001 | 577.29 | 0.0593 | 0.495 | 0.1144 | 9717.163 | Pipeline Natural Gas |  | Combustion turbine |  | Water Injection |  |  | ARP | 7873 CT3A | 2009-06-29 | 342.7 |  |  | 1.0988 | 0.3237% | Electric Utility |  |  | 0.088461
FL | Bayside Power Station | 7873 | CT3B |  | 2023 | 70 | 47.34 | 1175.2 |  | 0.004 | 0.001 | 737.714 | 0.0593 | 0.565 | 0.0991 | 12413.936 | Pipeline Natural Gas |  | Combustion turbine |  | Water Injection |  |  | ARP | 7873 CT3B | 2009-06-29 | 342.7 |  |  | 0.96154 | 0.4135% | Electric Utility |  |  | 0.087483
FL | Bayside Power Station | 7873 | CT4A |  | 2023 | 144 | 99.23 | 2380.79 |  | 0.008 | 0.001 | 1506.203 | 0.0594 | 1.063 | 0.0943 | 25339.547 | Pipeline Natural Gas |  | Combustion turbine |  | Water Injection |  |  | ARP | 7873 CT4A | 2009-06-25 | 342.7 |  |  | 0.89298 | 0.8441% | Electric Utility |  |  | 0.088572
FL | Bayside Power Station | 7873 | CT4B |  | 2023 | 137 | 95.04 | 2355.41 |  | 0.008 | 0.001 | 1493.115 | 0.0593 | 1.076 | 0.0952 | 25122.487 | Pipeline Natural Gas |  | Combustion turbine |  | Water Injection |  |  | ARP | 7873 CT4B | 2009-06-25 | 342.7 |  |  | 0.91364 | 0.8368% | Electric Utility |  |  | 0.08597
FL | Bayside Power Station | 7873 | CT5A |  | 2023 | 209 | 143.98 | 3311.71 |  | 0.011 | 0.001 | 2161.277 | 0.0593 | 1.61 | 0.0964 | 36368.718 | Pipeline Natural Gas |  | Combustion turbine |  | Water Injection |  |  | ARP | 7873 CT5A | 2009-04-02 | 342.7 |  |  | 0.97231 | 1.211% | Electric Utility |  |  | 0.08527
FL | Bayside Power Station | 7873 | CT5B |  | 2023 | 206 | 141.51 | 3360.9 |  | 0.011 | 0.001 | 2181.539 | 0.0593 | 1.648 | 0.0969 | 36708.711 | Pipeline Natural Gas |  | Combustion turbine |  | Water Injection |  |  | ARP | 7873 CT5B | 2009-04-02 | 342.7 |  |  | 0.98069 | 1.223% | Electric Utility |  |  | 0.089114
FL | Bayside Power Station | 7873 | CT6A |  | 2023 | 186 | 120.22 | 2634.65 |  | 0.008 | 0.001 | 1682.175 | 0.0588 | 1.359 | 0.1077 | 28298.317 | Pipeline Natural Gas |  | Combustion turbine |  | Water Injection |  |  | ARP | 7873 CT6A | 2009-03-25 | 342.7 |  |  | 1.0316 | 0.9426% | Electric Utility |  |  | 0.085889
FL | Bayside Power Station | 7873 | CT6B |  | 2023 | 174 | 121.17 | 3022.85 |  | 0.009 | 0.001 | 1854.268 | 0.0591 | 1.563 | 0.1058 | 31196.687 | Pipeline Natural Gas |  | Combustion turbine |  | Water Injection |  |  | ARP | 7873 CT6B | 2009-03-25 | 342.7 |  |  | 1.0341 | 1.039% | Electric Utility |  |  | 0.088353
NE | Terry Bundy Generating Station | 7887 | SVGS2 |  | 2023 | 2379 | 2023.22 | 67509.75 |  | 0.199 | 0.0007 | 38858.366 | 0.0593 | 25.039 | 0.1062 | 653768.93 | Pipeline Natural Gas | Diesel Oil | Combined cycle |  | Water Injection,Selective Catalytic Reduction |  |  | ARP, CSNOX, CSSO2G2 | 7887 SVGS2 | 2003-08-07 | 461 |  | Y | 0.74179 | 16.19% | Electric Utility |  |  | 0.066904
NE | Terry Bundy Generating Station | 7887 | SVGS3 |  | 2023 | 0 | 0 | [9 empty] | Pipeline Natural Gas | Diesel Oil | Combined cycle |  | Water Injection,Selective Catalytic Reduction |  |  | ARP, CSNOX, CSSO2G2 | 7887 SVGS3 | 2003-08-05 | 461 |  | Y |  | 0% | Electric Utility |  |  | 0.058441
NE | Terry Bundy Generating Station | 7887 | SVGS4 |  | 2023 | 0 | 0 | [9 empty] | Pipeline Natural Gas | Diesel Oil | Combustion turbine |  | Water Injection,Selective Catalytic Reduction |  |  | ARP, CSNOX, CSSO2G2 | 7887 SVGS4 | 2003-08-11 | 439 |  | Y |  | 0% | Electric Utility | GE LM6000PD Sprint | Aeroderivative | 0.033335
AL | E B Harris Generating Plant | 7897 | 1A |  | 2023 | 4891 | 4821.5 | 1267765.5 |  | 2.611 | 0.001 | 517185.3 | 0.059 | 50.728 | 0.0193 | 8702612.15 | Pipeline Natural Gas |  | Combined cycle |  | Dry Low NOx Burners,Selective Catalytic Reduction |  |  | ARP, CSNOX, CSOSG2, CSSO2G2 | 7897 1A | 2003-02-05 | 2600 |  | Y | 0.080027 | 38.21% | Electric Utility |  |  | 0.010603
AL | E B Harris Generating Plant | 7897 | 1B |  | 2023 | 5163 | 5083 | 1342267 |  | 2.754 | 0.001 | 545616 | 0.059 | 50.082 | 0.0165 | 9181070.475 | Pipeline Natural Gas |  | Combined cycle |  | Dry Low NOx Burners,Selective Catalytic Reduction |  |  | ARP, CSNOX, CSOSG2, CSSO2G2 | 7897 1B | 2003-01-20 | 2600 |  | Y | 0.074623 | 40.31% | Electric Utility |  |  | 0.010152
AL | E B Harris Generating Plant | 7897 | 2A |  | 2023 | 7203 | 7169.75 | 1969428.75 |  | 4.006 | 0.001 | 793469 | 0.059 | 58.708 | 0.0106 | 13351650.4 | Pipeline Natural Gas |  | Combined cycle |  | Dry Low NOx Burners,Selective Catalytic Reduction |  |  | ARP, CSNOX, CSOSG2, CSSO2G2 | 7897 2A | 2003-03-22 | 2600 |  | Y | 0.059619 | 58.62% | Electric Utility |  |  | 0.0095337
AL | E B Harris Generating Plant | 7897 | 2B |  | 2023 | 7347 | 7310 | 2012234.75 |  | 4.082 | 0.001 | 808618.375 | 0.059 | 60.338 | 0.0108 | 13606551.85 | Pipeline Natural Gas |  | Combined cycle |  | Dry Low NOx Burners,Selective Catalytic Reduction |  |  | ARP, CSNOX, CSOSG2, CSSO2G2 | 7897 2B | 2003-03-23 | 2600 |  | Y | 0.059971 | 59.74% | Electric Utility |  |  | 0.0094416
TX | Sand Hill Energy Center | 7900 | SH1 |  | 2023 | 2173 | 1898.37 | 80016.29 |  | 0.235 | 0.001 | 46532.946 | 0.0592 | 5.931 | 0.0197 | 783022.41 | Pipeline Natural Gas |  | Combustion turbine |  | Water Injection,Selective Catalytic Reduction |  |  | ARP, CSOSG2 | 7900 SH1 | 2001-03-01 | 478 |  | Y | 0.14824 | 18.7% | Electric Utility | GE LM6000PC | Aeroderivative | 0.019485
TX | Sand Hill Energy Center | 7900 | SH2 |  | 2023 | 2293 | 2000.67 | 85217.34 |  | 0.246 | 0.001 | 48697.334 | 0.0592 | 6.294 | 0.0198 | 819452.184 | Pipeline Natural Gas |  | Combustion turbine |  | Water Injection,Selective Catalytic Reduction |  |  | ARP, CSOSG2 | 7900 SH2 | 2001-03-01 | 478 |  | Y | 0.14772 | 19.57% | Electric Utility | GE LM6000PC | Aeroderivative | 0.016585
TX | Sand Hill Energy Center | 7900 | SH3 |  | 2023 | 2244 | 1954.29 | 84801.94 |  | 0.239 | 0.001 | 47357.516 | 0.0592 | 6.491 | 0.0206 | 796883.661 | Pipeline Natural Gas |  | Combustion turbine |  | Water Injection,Selective Catalytic Reduction |  |  | ARP, CSOSG2 | 7900 SH3 | 2001-03-01 | 478 |  | Y | 0.15309 | 19.03% | Electric Utility | GE LM6000PC | Aeroderivative | 0.020127
TX | Sand Hill Energy Center | 7900 | SH4 |  | 2023 | 2458 | 2150.2 | 89881.05 |  | 0.263 | 0.001 | 52109.112 | 0.0592 | 6.09 | 0.0188 | 876782.227 | Pipeline Natural Gas |  | Combustion turbine |  | Water Injection,Selective Catalytic Reduction |  |  | ARP, CSOSG2 | 7900 SH4 | 2001-03-01 | 478 |  | Y | 0.13551 | 20.94% | Electric Utility | GE LM6000PC | Aeroderivative | 0.018977
TX | Sand Hill Energy Center | 7900 | SH5 |  | 2023 | 6750 | 6734.57 | 1438315.3 |  | 3.167 | 0.001 | 627260.705 | 0.059 | 61.743 | 0.0124 | 10555265.211 | Pipeline Natural Gas |  | Combined cycle |  | Dry Low NOx Burners,Selective Catalytic Reduction |  |  | ARP, CSOSG2 | 7900 SH5 | 2004-07-01 | 2700 |  | Y | 0.085855 | 44.63% | Electric Utility |  |  | 0.012006
TX | Sand Hill Energy Center | 7900 | SH6 |  | 2023 | 2374 | 2074.64 | 90067.28 |  | 0.254 | 0.001 | 50383.456 | 0.0592 | 6.853 | 0.0233 | 847845.302 | Pipeline Natural Gas |  | Combustion turbine |  | Water Injection,Selective Catalytic Reduction |  |  | ARP, CSOSG2 | 7900 SH6 | 2010-05-11 | 478 |  | Y | 0.15218 | 20.25% | Electric Utility | GE LM6000PC | Aeroderivative | 0.020119
TX | Sand Hill Energy Center | 7900 | SH7 |  | 2023 | 2329 | 2026.1 | 88384.12 |  | 0.254 | 0.001 | 50305.039 | 0.0592 | 6.789 | 0.0231 | 846504.676 | Pipeline Natural Gas |  | Combustion turbine |  | Water Injection,Selective Catalytic Reduction |  |  | ARP, CSOSG2 | 7900 SH7 | 2010-06-09 | 478 |  | Y | 0.15362 | 20.22% | Electric Utility | GE LM6000PC | Aeroderivative | 0.01973
TX | H W Pirkey Power Plant | 7902 | 1 |  | 2023 | 2148 | 2147.47 | 952750.53 |  | 367.638 | 0.078 | 1015416.612 | 0.109 | 822.323 | 0.1794 | 9326877.403 | Coal |  | Dry bottom wall-fired boiler | Wet Limestone | Low NOx Burner Technology (Dry Bottom only),Low NOx Burner Technology w/ Overfire Air | Electrostatic Precipitator,Wet Scrubber | Halogenated PAC Sorbent Injection | ARP, CSOSG2, MATS, TXSO2 | 7902 1 | 1984-12-05 | 6821 |  |  | 1.7262 | 15.61% | Electric Utility |  |  | #N/A
MO | McCartney Generating Station | 7903 | MGS1A |  | 2023 | 1547 | 1322.81 | 22805.52 |  | 0.079 | 0.001 | 15724.806 | 0.0595 | 16.053 | 0.1349 | 264625.539 | Pipeline Natural Gas |  | Combustion turbine |  | Water Injection |  |  | ARP, CSNOX, CSOSG2, CSSO2G1 | 7903 MGS1A | 2002-05-01 | 265.3 |  |  | 1.4078 | 11.39% | Electric Utility | Pratt & Whitney FT8 Twinpac | Aeroderivative | 0.11277
MO | McCartney Generating Station | 7903 | MGS1B |  | 2023 | 1543 | 1309.97 | 24539.39 |  | 0.085 | 0.001 | 16815.498 | 0.0596 | 22.757 | 0.1656 | 282978.422 | Pipeline Natural Gas |  | Combustion turbine |  | Water Injection |  |  | ARP, CSNOX, CSOSG2, CSSO2G1 | 7903 MGS1B | 2002-05-01 | 265.3 |  |  | 1.8547 | 12.18% | Electric Utility |  |  | 0.12253
MO | McCartney Generating Station | 7903 | MGS2A |  | 2023 | 1389 | 1191.71 | 22320.41 |  | 0.076 | 0.001 | 15093.3 | 0.0595 | 12.941 | 0.1167 | 253982.553 | Pipeline Natural Gas |  | Combustion turbine |  | Water Injection |  |  | ARP, CSNOX, CSOSG2, CSSO2G1 | 7903 MGS2A | 2002-05-01 | 265.3 |  |  | 1.1596 | 10.93% | Electric Utility |  |  | 0.11106
MO | McCartney Generating Station | 7903 | MGS2B |  | 2023 | 1461 | 1259.22 | 23909.9 |  | 0.081 | 0.001 | 16015.104 | 0.0598 | 13.702 | 0.1179 | 269474.8 | Pipeline Natural Gas |  | Combustion turbine |  | Water Injection |  |  | ARP, CSNOX, CSOSG2, CSSO2G1 | 7903 MGS2B | 2002-05-01 | 265.3 |  |  | 1.1461 | 11.6% | Electric Utility |  |  | 0.11006
NY | Vernon Boulevard | 7909 | VB01 |  | 2023 | 1938 | 1606.68 | 64926.89 |  | 0.199 | 0.001 | 39479.755 | 0.0592 | 3.406 | 0.0195 | 664327.45 | Pipeline Natural Gas |  | Combustion turbine |  | Selective Catalytic Reduction |  |  | ARP, CSNOX, CSOSG3, CSSO2G1, RGGI | 7909 VB01 | 2001-08-15 | 430 |  | Y | 0.10492 | 17.64% | Electric Utility | GE Unknown |  | 0.011788
NY | Vernon Boulevard | 7909 | VB02 |  | 2023 | 1958 | 1606.56 | 63567.36 |  | 0.195 | 0.001 | 38618.028 | 0.0592 | 3.513 | 0.021 | 649838.069 | Pipeline Natural Gas |  | Combustion turbine |  | Selective Catalytic Reduction |  |  | ARP, CSNOX, CSOSG3, CSSO2G1, RGGI | 7909 VB02 | 2001-08-02 | 455 |  | Y | 0.11053 | 16.3% | Electric Utility | GE Unknown |  | 0.012293
NY | 23rd and 3rd | 7910 | 2301 |  | 2023 | 938 | 735.34 | 29623.79 |  | 0.09 | 0.001 | 17901.578 | 0.0593 | 1.554 | 0.0212 | 301214.774 | Pipeline Natural Gas |  | Combustion turbine |  | Selective Catalytic Reduction |  |  | ARP, CSNOX, CSOSG3, CSSO2G1, RGGI | 7910 2301 | 2001-08-02 | 505 |  | Y | 0.10492 | 6.809% | Electric Utility | GE LM6000 | Aeroderivative | 0.01033
NY | 23rd and 3rd | 7910 | 2302 |  | 2023 | 915 | 716.89 | 28969.39 |  | 0.087 | 0.001 | 17156.97 | 0.0592 | 1.452 | 0.0172 | 288714.295 | Pipeline Natural Gas |  | Combustion turbine |  | Selective Catalytic Reduction |  |  | ARP, CSNOX, CSOSG3, CSSO2G1, RGGI | 7910 2302 | 2001-08-02 | 505 |  | Y | 0.10024 | 6.526% | Electric Utility | GE LM6000 | Aeroderivative | 0.010559
NY | Brentwood | 7912 | BW01 |  | 2023 | 1195 | 890.8 | 38967.29 |  | 0.116 | 0.001 | 22904.018 | 0.0592 | 1.995 | 0.0202 | 385382.236 | Pipeline Natural Gas |  | Combustion turbine |  | Selective Catalytic Reduction |  |  | ARP, CSNOX, CSOSG3, CSSO2G1, RGGI | 7912 BW01 | 2001-07-25 | 480 |  | Y | 0.10239 | 9.165% | Electric Utility | GE LM6000 | Aeroderivative | 0.010635
NY | Hell Gate | 7913 | HG01 |  | 2023 | 1885 | 1536.3 | 61999.02 |  | 0.191 | 0.001 | 37882.33 | 0.0592 | 2.732 | 0.0124 | 637428.313 | Pipeline Natural Gas |  | Combustion turbine |  | Selective Catalytic Reduction |  |  | ARP, CSNOX, CSOSG3, CSSO2G1, RGGI | 7913 HG01 | 2001-08-02 | 475 |  | Y | 0.08813 | 15.32% | Electric Utility | GE LM6000PC | Aeroderivative | 0.010234
NY | Hell Gate | 7913 | HG02 |  | 2023 | 1408 | 1148.81 | 46071.79 |  | 0.146 | 0.001 | 28858.48 | 0.0592 | 2.175 | 0.0131 | 485686.635 | Pipeline Natural Gas |  | Combustion turbine |  | Selective Catalytic Reduction |  |  | ARP, CSNOX, CSOSG3, CSSO2G1, RGGI | 7913 HG02 | 2001-08-02 | 486 |  | Y | 0.094418 | 11.41% | Electric Utility | GE LM6000PC | Aeroderivative | 0.010416
NY | Harlem River Yard | 7914 | HR01 |  | 2023 | 1918 | 1569.66 | 62782.12 |  | 0.187 | 0.001 | 37074.55 | 0.0592 | 3.063 | 0.0146 | 623843.296 | Pipeline Natural Gas |  | Combustion turbine |  | Selective Catalytic Reduction |  |  | ARP, CSNOX, CSOSG3, CSSO2G1, RGGI | 7914 HR01 | 2001-07-25 | 475 |  | Y | 0.097576 | 14.99% | Electric Utility | GE Unknown |  | 0.010032
NY | Harlem River Yard | 7914 | HR02 |  | 2023 | 1155 | 936.88 | 37785.85 |  | 0.111 | 0.001 | 22061.463 | 0.0592 | 1.883 | 0.0195 | 371223.425 | Pipeline Natural Gas |  | Combustion turbine |  | Selective Catalytic Reduction |  |  | ARP, CSNOX, CSOSG3, CSSO2G1, RGGI | 7914 HR02 | 2001-07-25 | 475 |  | Y | 0.099667 | 8.921% | Electric Utility | GE Unknown |  | 0.010862
NY | North 1st | 7915 | NO1 |  | 2023 | 989 | 777.33 | 34991.52 |  | 0.104 | 0.001 | 20605.69 | 0.0592 | 1.803 | 0.0188 | 346737.051 | Pipeline Natural Gas |  | Combustion turbine |  | Selective Catalytic Reduction |  |  | ARP, CSNOX, CSOSG3, CSSO2G1, RGGI | 7915 NO1 | 2001-08-17 | 500 |  | Y | 0.10305 | 7.916% | Electric Utility | GE LM6000 | Aeroderivative | 0.010925
GA | Talbot Energy Facility | 7916 | 1 |  | 2023 | 1139 | 1001.97 | 92680.7 |  | 0.326 | 0.001 | 64629.35 | 0.059 | 16.395 | 0.0397 | 1087509.936 | Pipeline Natural Gas |  | Combustion turbine |  | Dry Low NOx Burners |  |  | ARP, CSNOX, CSOSG1, CSSO2G2 | 7916 1 | 2002-04-03 | 1353 |  |  | 0.3538 | 9.176% | Electric Utility | Siemens V84.2 | Frame | 0.029676
GA | Talbot Energy Facility | 7916 | 2 |  | 2023 | 1093 | 967.99 | 90418.36 |  | 0.32 | 0.001 | 63479.372 | 0.059 | 16.184 | 0.0389 | 1068169.134 | Pipeline Natural Gas |  | Combustion turbine |  | Dry Low NOx Burners |  |  | ARP, CSNOX, CSOSG1, CSSO2G2 | 7916 2 | 2002-04-09 | 1361 |  |  | 0.35798 | 8.959% | Electric Utility | Siemens V84.2 | Frame | 0.02984
GA | Talbot Energy Facility | 7916 | 3 |  | 2023 | 1058 | 935.86 | 84907.09 |  | 0.301 | 0.001 | 59654.699 | 0.059 | 15.517 | 0.0399 | 1003769.062 | Pipeline Natural Gas |  | Combustion turbine |  | Dry Low NOx Burners |  |  | ARP, CSNOX, CSOSG1, CSSO2G2 | 7916 3 | 2002-04-23 | 1399 |  |  | 0.36551 | 8.191% | Electric Utility | Siemens V84.2 | Frame | 0.030604
GA | Talbot Energy Facility | 7916 | 4 |  | 2023 | 1014 | 896.53 | 83370.21 |  | 0.289 | 0.001 | 57175.615 | 0.059 | 14.921 | 0.0393 | 962063.688 | Pipeline Natural Gas |  | Combustion turbine |  | Dry Low NOx Burners |  |  | ARP, CSNOX, CSOSG1, CSSO2G2 | 7916 4 | 2002-05-22 | 1410 |  |  | 0.35795 | 7.789% | Electric Utility | Siemens V84.2 | Frame | 0.030577
GA | Talbot Energy Facility | 7916 | 5 |  | 2023 | 1066 | 946.09 | 89199.68 |  | 0.34 | 0.001 | 62313.317 | 0.0592 | 16.432 | 0.0402 | 1045064.761 | Pipeline Natural Gas | Diesel Oil | Combustion turbine |  | Dry Low NOx Burners |  |  | ARP, CSNOX, CSOSG1, CSSO2G2 | 7916 5 | 2003-03-17 | 1386 |  |  | 0.36843 | 8.607% | Electric Utility | Siemens V84.2 | Frame | 0.0324
GA | Talbot Energy Facility | 7916 | 6 |  | 2023 | 1039 | 920.57 | 83538.15 |  | 0.305 | 0.001 | 59567.367 | 0.0591 | 14.824 | 0.0375 | 1001722.667 | Pipeline Natural Gas | Diesel Oil | Combustion turbine |  | Dry Low NOx Burners |  |  | ARP, CSNOX, CSOSG1, CSSO2G2 | 7916 6 | 2003-04-08 | 1360 |  |  | 0.3549 | 8.408% | Electric Utility | Siemens V84.2 | Frame | 0.034154
GA | Chattahoochee Energy Facility | 7917 | 8A |  | 2023 | 7868 | 7856.79 | 1819539.76 |  | 3.663 | 0.001 | 725586.56 | 0.059 | 57.171 | 0.0096 | 12209388.708 | Pipeline Natural Gas |  | Combined cycle |  | Selective Catalytic Reduction |  |  | ARP, CSNOX, CSOSG1, CSSO2G2 | 7917 8A | 2002-11-25 | 1830 |  | Y | 0.062841 | 76.16% | Electric Utility |  |  | 0.0089644
GA | Chattahoochee Energy Facility | 7917 | 8B |  | 2023 | 7749 | 7734.66 | 1791675.88 |  | 3.623 | 0.001 | 717741.283 | 0.059 | 55.606 | 0.0094 | 12077409.034 | Pipeline Natural Gas |  | Combined cycle |  | Selective Catalytic Reduction |  |  | ARP, CSNOX, CSOSG1, CSSO2G2 | 7917 8B | 2002-11-27 | 1875 |  | Y | 0.062071 | 73.53% | Electric Utility |  |  | 0.0090461
MN | Lakefield Junction Generating | 7925 | CT01 |  | 2023 | 390 | 326.02 | 17850.66 |  | 0.079 | 0.001 | 15617.652 | 0.0591 | 3.823 | 0.0374 | 262692.716 | Pipeline Natural Gas | Diesel Oil | Combustion turbine |  | Dry Low NOx Burners,Water Injection |  |  | ARP, CSNOX, CSSO2G2 | 7925 CT01 | 2001-05-01 | 1184 |  |  | 0.42833 | 2.533% | Electric Utility | GE PG7121(EA) | Frame | 0.031482
MN | Lakefield Junction Generating | 7925 | CT02 |  | 2023 | 366 | 303.56 | 16630.51 |  | 0.073 | 0.001 | 14484.013 | 0.0591 | 3.57 | 0.0382 | 243599.933 | Pipeline Natural Gas | Diesel Oil | Combustion turbine |  | Dry Low NOx Burners,Water Injection |  |  | ARP, CSNOX, CSSO2G2 | 7925 CT02 | 2001-06-02 | 1184 |  |  | 0.42933 | 2.349% | Electric Utility | GE PG7121(EA) | Frame | 0.030796
MN | Lakefield Junction Generating | 7925 | CT03 |  | 2023 | 285 | 237.74 | 13242.82 |  | 0.058 | 0.001 | 11526.861 | 0.0592 | 2.996 | 0.0385 | 193849.295 | Pipeline Natural Gas | Diesel Oil | Combustion turbine |  | Dry Low NOx Burners,Water Injection |  |  | ARP, CSNOX, CSSO2G2 | 7925 CT03 | 2001-05-26 | 1184 |  |  | 0.45247 | 1.869% | Electric Utility | GE PG7121(EA) | Frame | 0.032972
MN | Lakefield Junction Generating | 7925 | CT04 |  | 2023 | 255 | 209.25 | 11150.11 |  | 0.05 | 0.001 | 9896.894 | 0.0592 | 2.664 | 0.0414 | 166445.811 | Pipeline Natural Gas | Diesel Oil | Combustion turbine |  | Dry Low NOx Burners,Water Injection |  |  | ARP, CSNOX, CSSO2G2 | 7925 CT04 | 2001-05-22 | 1184 |  |  | 0.47784 | 1.605% | Electric Utility | GE PG7121(EA) | Frame | 0.033423
MN | Lakefield Junction Generating | 7925 | CT05 |  | 2023 | 245 | 200.09 | 10976.22 |  | 0.048 | 0.001 | 9558.262 | 0.0592 | 2.469 | 0.0393 | 160737.695 | Pipeline Natural Gas | Diesel Oil | Combustion turbine |  | Dry Low NOx Burners,Water Injection |  |  | ARP, CSNOX, CSSO2G2 | 7925 CT05 | 2001-05-14 | 1184 |  |  | 0.44988 | 1.55% | Electric Utility | GE PG7121(EA) | Frame | 0.031696
MN | Lakefield Junction Generating | 7925 | CT06 |  | 2023 | 188 | 150.62 | 8183.21 |  | 0.036 | 0.001 | 7195.331 | 0.0593 | 1.782 | 0.037 | 120949.711 | Pipeline Natural Gas | Diesel Oil | Combustion turbine |  | Dry Low NOx Burners,Water Injection |  |  | ARP, CSNOX, CSSO2G2 | 7925 CT06 | 2001-05-09 | 1184 |  |  | 0.43553 | 1.166% | Electric Utility | GE PG7121(EA) | Frame | 0.032
KS | Osawatomie Generating Station | 7928 | 1 |  | 2023 | 909 | 807.85 | 44044.71 |  | 0.146 | 0.001 | 28986.955 | 0.0592 | 6.057 | 0.0248 | 487771.158 | Pipeline Natural Gas |  | Combustion turbine |  |  |  |  | ARP, CSNOX, CSOSG2, CSSO2G2 | 7928 1 | 2003-05-28 | 902 |  |  | 0.27504 | 6.173% | Electric Utility |  |  | 0.025454
KS | West Gardner Generating Station | 7929 | 1 |  | 2023 | 1203 | 1078.97 | 60330.73 |  | 0.217 | 0.001 | 42934.519 | 0.0593 | 10.866 | 0.0298 | 722455.023 | Pipeline Natural Gas |  | Combustion turbine |  | Other |  |  | ARP, CSNOX, CSOSG2, CSSO2G2 | 7929 1 | 2003-03-26 | 975 |  |  | 0.36021 | 8.459% | Electric Utility | GE MS7001EA | Frame | 0.028205
KS | West Gardner Generating Station | 7929 | 2 |  | 2023 | 1417 | 1286.2 | 71568.36 |  | 0.26 | 0.001 | 51452.931 | 0.0594 | 13.78 | 0.0317 | 865775.719 | Pipeline Natural Gas |  | Combustion turbine |  | Other |  |  | ARP, CSNOX, CSOSG2, CSSO2G2 | 7929 2 | 2003-04-10 | 975 |  |  | 0.38509 | 10.14% | Electric Utility | GE MS7001EA | Frame | 0.030234
KS | West Gardner Generating Station | 7929 | 3 |  | 2023 | 1286 | 1171.18 | 68718.72 |  | 0.241 | 0.001 | 47706.884 | 0.059 | 11.852 | 0.0291 | 802747.174 | Pipeline Natural Gas |  | Combustion turbine |  | Other |  |  | ARP, CSNOX, CSOSG2, CSSO2G2 | 7929 3 | 2003-04-22 | 975 |  |  | 0.34494 | 9.399% | Electric Utility | GE MS7001EA | Frame | 0.028197
KS | West Gardner Generating Station | 7929 | 4 |  | 2023 | 1204 | 1089.82 | 61276.09 |  | 0.218 | 0.001 | 43131.575 | 0.0593 | 11.097 | 0.0305 | 725787.306 | Pipeline Natural Gas |  | Combustion turbine |  | Other |  |  | ARP, CSNOX, CSOSG2, CSSO2G2 | 7929 4 | 2003-04-29 | 975 |  |  | 0.3622 | 8.498% | Electric Utility | GE MS7001EA | Frame | 0.030069
GA | Wansley (7946) | 7946 | CT9A |  | 2023 | 6435 | 6305.09 | 984847.21 |  | 3.11 | 0.001 | 615959.955 | 0.059 | 63.091 | 0.015 | 10364719.908 | Pipeline Natural Gas |  | Combined cycle |  | Dry Low NOx Burners,Selective Catalytic Reduction |  |  | ARP, CSNOX, CSOSG1, CSSO2G2 | 7946 CT9A | 2004-01-26 | 2150 |  | Y | 0.12812 | 55.03% | Electric Utility |  |  | 0.01146
GA | Wansley (7946) | 7946 | CT9B |  | 2023 | 6540 | 6398.69 | 1013712.64 |  | 3.28 | 0.001 | 649813.047 | 0.059 | 67.007 | 0.0151 | 10934296.619 | Pipeline Natural Gas |  | Combined cycle |  | Dry Low NOx Burners,Selective Catalytic Reduction |  |  | ARP, CSNOX, CSOSG1, CSSO2G2 | 7946 CT9B | 2004-01-26 | 2150 |  | Y | 0.1322 | 58.06% | Electric Utility |  |  | 0.012048
MN | Solway Plant | 7947 | 1 |  | 2023 | 4800 | 4304.46 | 166462.41 |  | 0.491 | 0.001 | 97134.138 | 0.0593 | 125.428 | 0.1595 | 1634282.606 | Pipeline Natural Gas | Diesel Oil | Combustion turbine |  | Water Injection |  |  | ARP, CSNOX, CSSO2G2 | 7947 1 | 2003-06-01 | 502.2 |  |  | 1.507 | 37.15% | Electric Utility | GE LM6000PC | Aeroderivative | 0.14243
IN | Hoosier Energy Lawrence Co Station | 7948 | 1 |  | 2023 | 434 | 371.01 | 9258.59 |  | 0.031 | 0.001 | 6099.699 | 0.0593 | 4.474 | 0.0871 | 102644.161 | Pipeline Natural Gas |  | Combustion turbine |  | Water Injection |  |  | ARP, CSNOX, CSOSG3, CSSO2G1 | 7948 1 | 2005-04-01 | 508 |  |  | 0.96645 | 2.307% | Electric Utility |  |  | 0.090404
IN | Hoosier Energy Lawrence Co Station | 7948 | 2 |  | 2023 | 393 | 337.02 | 8388.5 |  | 0.027 | 0.001 | 5309.798 | 0.0593 | 3.515 | 0.0782 | 89345.041 | Pipeline Natural Gas |  | Combustion turbine |  | Water Injection |  |  | ARP, CSNOX, CSOSG3, CSSO2G1 | 7948 2 | 2005-04-01 | 508 |  |  | 0.83805 | 2.008% | Electric Utility |  |  | 0.081111
IN | Hoosier Energy Lawrence Co Station | 7948 | 3 |  | 2023 | 6 | 1.89 | 33.25 |  | 0 | 0.001 | 24.815 | 0.0593 | 0.019 | 0.0925 | 418.049 | Pipeline Natural Gas |  | Combustion turbine |  | Water Injection |  |  | ARP, CSNOX, CSOSG3, CSSO2G1 | 7948 3 | 2005-03-19 | 508 |  |  | 1.1429 | 0.009394% | Electric Utility |  |  | 0.089291
IN | Hoosier Energy Lawrence Co Station | 7948 | 4 |  | 2023 | 368 | 314.41 | 7849.03 |  | 0.026 | 0.001 | 5236.639 | 0.0593 | 3.974 | 0.0916 | 88121.458 | Pipeline Natural Gas |  | Combustion turbine |  | Water Injection |  |  | ARP, CSNOX, CSOSG3, CSSO2G1 | 7948 4 | 2005-03-02 | 508 |  |  | 1.0126 | 1.98% | Electric Utility |  |  | 0.090612
IN | Hoosier Energy Lawrence Co Station | 7948 | 5 |  | 2023 | 413 | 354.87 | 8879.8 |  | 0.028 | 0.001 | 5602.11 | 0.0593 | 4.054 | 0.0859 | 94264.84 | Pipeline Natural Gas |  | Combustion turbine |  | Water Injection |  |  | ARP, CSNOX, CSOSG3, CSSO2G1 | 7948 5 | 2005-02-21 | 508 |  |  | 0.91308 | 2.118% | Electric Utility |  |  | 0.089197
IN | Hoosier Energy Lawrence Co Station | 7948 | 6 |  | 2023 | 428 | 364.94 | 8934.87 |  | 0.031 | 0.001 | 6172.942 | 0.0593 | 4.506 | 0.0857 | 103860.498 | Pipeline Natural Gas |  | Combustion turbine |  | Water Injection |  |  | ARP, CSNOX, CSOSG3, CSSO2G1 | 7948 6 | 2005-02-12 | 508 |  |  | 1.0086 | 2.334% | Electric Utility |  |  | 0.094218
ID | Evander Andrews Power Complex | 7953 | CT1 |  | 2023 | 3418 | 3314.32 | 492905.84 |  | 1.563 | 0.001 | 309676.15 | 0.059 | 92.524 | 0.0398 | 5210851.034 | Pipeline Natural Gas |  | Combustion turbine |  | Dry Low NOx Burners |  |  | ARP | 7953 CT1 | 2008-02-22 | 2250 |  |  | 0.37542 | 26.44% | Electric Utility | Siemens 251 B12A | Frame | 0.035906
ID | Evander Andrews Power Complex | 7953 | CT2 |  | 2023 | 1033 | 956.43 | 39704.15 |  | 0.137 | 0.001 | 27224.89 | 0.0592 | 18.665 | 0.0881 | 458120.998 | Pipeline Natural Gas |  | Combustion turbine |  | Dry Low NOx Burners |  |  | ARP | 7953 CT2 | 2001-09-25 | 750 |  |  | 0.9402 | 6.973% | Electric Utility | Siemens 251 B12A | Frame | 0.081487
ID | Evander Andrews Power Complex | 7953 | CT3 |  | 2023 | 1073 | 984.16 | 38722.78 |  | 0.14 | 0.001 | 27810.129 | 0.0591 | 22.7 | 0.1028 | 467960.18 | Pipeline Natural Gas |  | Combustion turbine |  | Dry Low NOx Burners |  |  | ARP | 7953 CT3 | 2001-09-30 | 750 |  |  | 1.1724 | 7.123% | Electric Utility | Siemens SGT6-5000F | Frame | 0.081565
MS | Kemper County | 7960 | KCT1 |  | 2023 | 231 | 201.71 | 12850.84 |  | 0.377 | 0.0025 | 10414.113 | 0.0598 | 3.493 | 0.0412 | 170192.996 | Pipeline Natural Gas | Diesel Oil | Combustion turbine |  | Dry Low NOx Burners,Water Injection |  |  | ARP, CSOSG2 | 7960 KCT1 | 2002-04-18 | 1092.5 |  |  | 0.54362 | 1.778% | Electric Utility | GE MS7001EA | Frame | 0.033398
MS | Kemper County | 7960 | KCT2 |  | 2023 | 286 | 248.01 | 16319.84 |  | 0.061 | 0.001 | 12055.987 | 0.0591 | 2.769 | 0.0323 | 202859.966 | Pipeline Natural Gas | Diesel Oil | Combustion turbine |  | Dry Low NOx Burners,Water Injection |  |  | ARP, CSOSG2 | 7960 KCT2 | 2002-04-18 | 1096.8 |  |  | 0.33934 | 2.111% | Electric Utility | GE MS7001EA | Frame | 0.030068
MS | Kemper County | 7960 | KCT3 |  | 2023 | 286 | 246.25 | 16266.77 |  | 0.061 | 0.001 | 12105.438 | 0.0591 | 2.976 | 0.0333 | 203701.565 | Pipeline Natural Gas | Diesel Oil | Combustion turbine |  | Dry Low NOx Burners,Water Injection |  |  | ARP, CSOSG2 | 7960 KCT3 | 2002-04-23 | 1076.6 |  |  | 0.3659 | 2.16% | Electric Utility | GE MS7001EA | Frame | 0.031664
MS | Kemper County | 7960 | KCT4 |  | 2023 | 276 | 239.71 | 15863.49 |  | 0.059 | 0.001 | 11754.908 | 0.0591 | 2.723 | 0.0317 | 197817.376 | Pipeline Natural Gas | Diesel Oil | Combustion turbine |  | Dry Low NOx Burners,Water Injection |  |  | ARP, CSOSG2 | 7960 KCT4 | 2002-04-28 | 1076.6 |  |  | 0.3433 | 2.098% | Electric Utility | GE MS7001EA | Frame | 0.02999
DE | Warren F. Sam Beasley Pwr Station | 7962 | 1 |  | 2023 | 221 | 176.1 | 7494.83 |  | 0.024 | 0.001 | 4648.253 | 0.0609 | 0.517 | 0.0144 | 76055.167 | Pipeline Natural Gas |  | Combustion turbine |  | Water Injection,Selective Catalytic Reduction |  |  | ARP, RGGI, SIPNOX | 7962 1 | 2002-01-11 | 560 |  | Y | 0.13796 | 1.55% | Electric Utility |  |  | 0.019249
DE | Warren F. Sam Beasley Pwr Station | 7962 | 2 |  | 2023 | 331 | 277.6 | 12755.69 |  | 0.038 | 0.001 | 7513.533 | 0.0602 | 0.624 | 0.0162 | 124267.983 | Pipeline Natural Gas | Diesel Oil | Combustion turbine |  | Water Injection,Selective Catalytic Reduction |  |  | ARP, RGGI, SIPNOX | 7962 2 | 2012-04-25 | 500 |  | Y | 0.097839 | 2.837% | Electric Utility | GE LM6000 | Aeroderivative | 0.016471
MO | Peno Creek Energy Center | 7964 | CT1A |  | 2023 | 835 | 753.2 | 15127.41 |  | 0.051 | 0.0006 | 9835.296 | 0.0597 | 6.995 | 0.09 | 165214.849 | Pipeline Natural Gas | Diesel Oil | Combustion turbine |  | Water Injection |  |  | ARP, CSNOX, CSOSG2, CSSO2G1 | 7964 CT1A | 2002-04-27 | 325 |  |  | 0.92481 | 5.803% | Electric Utility | Pratt & Whitney FT8 Twinpac | Aeroderivative | 0.08546
MO | Peno Creek Energy Center | 7964 | CT1B |  | 2023 | 835 | 752.14 | 14319.81 |  | 0.05 | 0.0004 | 10474.564 | 0.0595 | 7.383 | 0.0884 | 176059.342 | Pipeline Natural Gas | Diesel Oil | Combustion turbine |  | Water Injection |  |  | ARP, CSNOX, CSOSG2, CSSO2G1 | 7964 CT1B | 2002-05-11 | 325 |  |  | 1.0312 | 6.184% | Electric Utility |  |  | 0.08774
MO | Peno Creek Energy Center | 7964 | CT2A |  | 2023 | 978 | 887.43 | 18242.5 |  | 0.068 | 0.0007 | 11171.757 | 0.0597 | 7.794 | 0.0861 | 187502.95 | Pipeline Natural Gas | Diesel Oil | Combustion turbine |  | Water Injection |  |  | ARP, CSNOX, CSOSG2, CSSO2G1 | 7964 CT2A | 2002-05-08 | 325 |  |  | 0.85449 | 6.586% | Electric Utility | Pratt & Whitney FT8 Twinpac | Aeroderivative | 0.086767
MO | Peno Creek Energy Center | 7964 | CT2B |  | 2023 | 984 | 884.39 | 16599.6 |  | 0.071 | 0.0008 | 12495.166 | 0.0597 | 8.383 | 0.0847 | 209831.048 | Pipeline Natural Gas | Diesel Oil | Combustion turbine |  | Water Injection |  |  | ARP, CSNOX, CSOSG2, CSSO2G1 | 7964 CT2B | 2002-05-09 | 325 |  |  | 1.01 | 7.37% | Electric Utility |  |  | 0.083175
MO | Peno Creek Energy Center | 7964 | CT3A |  | 2023 | 911 | 814.24 | 16319.29 |  | 0.062 | 0.0007 | 10648.047 | 0.0597 | 7.55 | 0.0901 | 178734.131 | Pipeline Natural Gas | Diesel Oil | Combustion turbine |  | Water Injection |  |  | ARP, CSNOX, CSOSG2, CSSO2G1 | 7964 CT3A | 2002-05-10 | 325 |  |  | 0.92529 | 6.278% | Electric Utility | Pratt & Whitney FT8 Twinpac | Aeroderivative | 0.086519
MO | Peno Creek Energy Center | 7964 | CT3B |  | 2023 | 910 | 817.67 | 15465.85 |  | 0.047 | 0.0003 | 11375.761 | 0.0596 | 7.945 | 0.0877 | 190978.524 | Pipeline Natural Gas | Diesel Oil | Combustion turbine |  | Water Injection |  |  | ARP, CSNOX, CSOSG2, CSSO2G1 | 7964 CT3B | 2002-05-10 | 325 |  |  | 1.0274 | 6.708% | Electric Utility |  |  | 0.085672
MO | Peno Creek Energy Center | 7964 | CT4A |  | 2023 | 980 | 925.69 | 19490.58 |  | 0.071 | 0.0006 | 13207.256 | 0.0595 | 9.243 | 0.0862 | 222050.011 | Pipeline Natural Gas | Diesel Oil | Combustion turbine |  | Water Injection |  |  | ARP, CSNOX, CSOSG2, CSSO2G1 | 7964 CT4A | 2002-05-24 | 325 |  |  | 0.94846 | 7.799% | Electric Utility | Pratt & Whitney FT8 Twinpac | Aeroderivative | 0.088352
MO | Peno Creek Energy Center | 7964 | CT4B |  | 2023 | 1074 | 1013.3 | 24033.89 |  | 0.083 | 0.0007 | 14530.858 | 0.0595 | 10.26 | 0.087 | 244209.343 | Pipeline Natural Gas | Diesel Oil | Combustion turbine |  | Water Injection |  |  | ARP, CSNOX, CSOSG2, CSSO2G1 | 7964 CT4B | 2002-05-24 | 325 |  |  | 0.85379 | 8.578% | Electric Utility |  |  | 0.086891
NM | Lordsburg Generating Station | 7967 | 1 |  | 2023 | 1527 | 1395.24 | 42868.97 |  | 0.145 | 0.001 | 28695.62 | 0.0593 | 18.673 | 0.0916 | 482821.96 | Pipeline Natural Gas |  | Combustion turbine |  | Water Injection |  |  | ARP | 7967 1 | 2002-07-01 | 422 |  |  | 0.87117 | 13.06% | Electric Utility | GE LM6000PC | Aeroderivative | 0.086705
NM | Lordsburg Generating Station | 7967 | 2 |  | 2023 | 2182 | 1982.15 | 69409.63 |  | 0.209 | 0.001 | 41438.792 | 0.0593 | 28.923 | 0.0974 | 697299.84 | Pipeline Natural Gas |  | Combustion turbine |  | Water Injection |  |  | ARP | 7967 2 | 2002-07-01 | 422 |  |  | 0.8334 | 18.86% | Electric Utility | GE LM6000PC | Aeroderivative | 0.091332
MI | Sumpter Plant | 7972 | 1 |  | 2023 | 530 | 481.41 | 29070.82 |  | 0.112 | 0.001 | 22103.722 | 0.0592 | 5.519 | 0.0324 | 371927.413 | Pipeline Natural Gas |  | Combustion turbine |  | Dry Low NOx Burners |  |  | ARP, CSNOX, CSOSG3, CSSO2G1 | 7972 1 | 2002-04-15 | 1169.3 |  |  | 0.37969 | 3.631% | Electric Utility | GE MS7001EA | Frame | 0.030911
MI | Sumpter Plant | 7972 | 2 |  | 2023 | 582 | 528.74 | 32022.26 |  | 0.123 | 0.001 | 24365.616 | 0.059 | 4.992 | 0.0277 | 410001.396 | Pipeline Natural Gas |  | Combustion turbine |  | Dry Low NOx Burners |  |  | ARP, CSNOX, CSOSG3, CSSO2G1 | 7972 2 | 2002-04-15 | 1150.1 |  |  | 0.31178 | 4.07% | Electric Utility | GE MS7001EA | Frame | 0.03194
MI | Sumpter Plant | 7972 | 3 |  | 2023 | 510 | 461.8 | 27495.41 |  | 0.106 | 0.001 | 20968.097 | 0.0592 | 6.842 | 0.0423 | 352822.668 | Pipeline Natural Gas |  | Combustion turbine |  | Dry Low NOx Burners |  |  | ARP, CSNOX, CSOSG3, CSSO2G1 | 7972 3 | 2002-04-15 | 1127.3 |  |  | 0.49768 | 3.573% | Electric Utility | GE MS7001EA | Frame | 0.037276
MI | Sumpter Plant | 7972 | 4 |  | 2023 | 450 | 411.87 | 24335.4 |  | 0.094 | 0.001 | 18540.793 | 0.0591 | 4.694 | 0.0334 | 311986.383 | Pipeline Natural Gas |  | Combustion turbine |  | Dry Low NOx Burners |  |  | ARP, CSNOX, CSOSG3, CSSO2G1 | 7972 4 | 2002-04-15 | 1155.7 |  |  | 0.38578 | 3.082% | Electric Utility | GE MS7001EA | Frame | 0.033076
NM | Pyramid Generating Station | 7975 | 1 |  | 2023 | 1813 | 1676.96 | 55275.59 |  | 0.171 | 0.001 | 33839.824 | 0.0594 | 35.413 | 0.1388 | 569088.123 | Pipeline Natural Gas | Diesel Oil | Combustion turbine |  | Water Injection |  |  | ARP | 7975 1 | 2003-02-22 | 500 |  |  | 1.2813 | 12.99% | Electric Utility | GE Unknown |  | 0.12207
NM | Pyramid Generating Station | 7975 | 2 |  | 2023 | 2062 | 1898.16 | 61905.22 |  | 0.189 | 0.001 | 37171.046 | 0.0594 | 38.64 | 0.1367 | 625032.473 | Pipeline Natural Gas | Diesel Oil | Combustion turbine |  | Water Injection |  |  | ARP | 7975 2 | 2003-03-04 | 500 |  |  | 1.2484 | 14.27% | Electric Utility | GE Unknown |  | 0.12034
NM | Pyramid Generating Station | 7975 | 3 |  | 2023 | 2679 | 2484.69 | 82380.97 |  | 0.253 | 0.001 | 50022.13 | 0.0593 | 54.976 | 0.1457 | 841569.891 | Pipeline Natural Gas | Diesel Oil | Combustion turbine |  | Water Injection |  |  | ARP | 7975 3 | 2003-03-10 | 500 |  |  | 1.3347 | 19.21% | Electric Utility | GE Unknown |  | 0.12565
NM | Pyramid Generating Station | 7975 | 4 |  | 2023 | 3003 | 2742.47 | 91908.07 |  | 0.268 | 0.001 | 52934.486 | 0.0594 | 53.302 | 0.1326 | 890520.938 | Pipeline Natural Gas | Diesel Oil | Combustion turbine |  | Water Injection |  |  | ARP | 7975 4 | 2003-03-18 | 500 |  |  | 1.1599 | 20.33% | Electric Utility | GE Unknown |  | 0.11997
SC | Mill Creek Combustion Turbine Station | 7981 | 1 |  | 2023 | 105 | 75.95 | 4563.07 |  | 0.015 | 0.0003 | 3477.576 | 0.0598 | 1.203 | 0.04 | 57225.959 | Natural Gas | Diesel Oil | Combustion turbine |  | Dry Low NOx Burners,Water Injection |  |  | ARP, CSNOX, CSSO2G2, SIPNOX | 7981 1 | 2002-12-09 | 1244 |  |  | 0.52728 | 0.5251% | Electric Utility | GE MS7001EA | Frame | 0.047457
SC | Mill Creek Combustion Turbine Station | 7981 | 2 |  | 2023 | 91 | 68.35 | 4097.91 |  | 0.013 | 0.0003 | 3127.55 | 0.0596 | 1.064 | 0.0394 | 51396.76 | Natural Gas | Diesel Oil | Combustion turbine |  | Dry Low NOx Burners,Water Injection |  |  | ARP, CSNOX, CSSO2G2, SIPNOX | 7981 2 | 2002-12-12 | 1244 |  |  | 0.51929 | 0.4716% | Electric Utility | GE MS7001EA | Frame | 0.044246
SC | Mill Creek Combustion Turbine Station | 7981 | 3 |  | 2023 | 104 | 75.06 | 4679.31 |  | 0.016 | 0.0004 | 3509.173 | 0.0604 | 1.203 | 0.0406 | 57878.483 | Natural Gas | Diesel Oil | Combustion turbine |  | Dry Low NOx Burners,Water Injection |  |  | ARP, CSNOX, CSSO2G2, SIPNOX | 7981 3 | 2002-12-11 | 1244 |  |  | 0.51418 | 0.5311% | Electric Utility | GE MS7001EA | Frame | 0.047918
SC | Mill Creek Combustion Turbine Station | 7981 | 4 |  | 2023 | 99 | 72.93 | 4479.52 |  | 0.015 | 0.0004 | 3418.754 | 0.0605 | 1.048 | 0.0375 | 56287.91 | Natural Gas | Diesel Oil | Combustion turbine |  | Dry Low NOx Burners,Water Injection |  |  | ARP, CSNOX, CSSO2G2, SIPNOX | 7981 4 | 2002-12-16 | 1244 |  |  | 0.46791 | 0.5165% | Electric Utility | GE MS7001EA | Frame | 0.047915
SC | Mill Creek Combustion Turbine Station | 7981 | 5 |  | 2023 | 159 | 117.84 | 7031.92 |  | 0.021 | 0.0002 | 5414.567 | 0.0601 | 1.573 | 0.0345 | 89764.325 | Natural Gas | Diesel Oil | Combustion turbine |  | Dry Low NOx Burners,Water Injection |  |  | ARP, CSNOX, CSSO2G2, SIPNOX | 7981 5 | 2003-01-21 | 1243.9 |  |  | 0.44739 | 0.8238% | Electric Utility | GE MS7001EA | Frame | 0.048442
SC | Mill Creek Combustion Turbine Station | 7981 | 6 |  | 2023 | 159 | 117.2 | 7098.74 |  | 0.021 | 0.0002 | 5473.076 | 0.0597 | 1.551 | 0.0334 | 91255.771 | Natural Gas | Diesel Oil | Combustion turbine |  | Dry Low NOx Burners,Water Injection |  |  | ARP, CSNOX, CSSO2G2, SIPNOX | 7981 6 | 2003-01-28 | 1243.9 |  |  | 0.43698 | 0.8375% | Electric Utility | GE MS7001EA | Frame | 0.050208
SC | Mill Creek Combustion Turbine Station | 7981 | 7 |  | 2023 | 126 | 88.61 | 5316.46 |  | 0.015 | 0.0002 | 4037.301 | 0.0602 | 1.143 | 0.037 | 67123.755 | Natural Gas | Diesel Oil | Combustion turbine |  | Dry Low NOx Burners,Water Injection |  |  | ARP, CSNOX, CSSO2G2, SIPNOX | 7981 7 | 2003-01-25 | 1243.9 |  |  | 0.42999 | 0.616% | Electric Utility | GE MS7001EA | Frame | 0.045333
SC | Mill Creek Combustion Turbine Station | 7981 | 8 |  | 2023 | 114 | 83 | 4972.28 |  | 0.015 | 0.0002 | 3936.68 | 0.06 | 0.933 | 0.0272 | 65023.431 | Natural Gas | Diesel Oil | Combustion turbine |  | Dry Low NOx Burners,Water Injection |  |  | ARP, CSNOX, CSSO2G2, SIPNOX | 7981 8 | 2003-02-07 | 1243.9 |  |  | 0.37528 | 0.5967% | Electric Utility | GE MS7001EA | Frame | 0.044979
MI | Kalkaska CT Project #1 | 7984 | 1A |  | 2023 | 1360 | 1197.21 | 29300.83 |  | 0.091 | 0.001 | 17961.336 | 0.0593 | 13.128 | 0.0868 | 302234.532 | Pipeline Natural Gas |  | Combustion turbine |  | Water Injection,Other |  |  | ARP, CSNOX, CSOSG3, CSSO2G1 | 7984 1A | 2002-11-25 | 325 |  |  | 0.89608 | 10.62% | Electric Utility | Pratt & Whitney FT8 Twinpac | Aeroderivative | 0.083233
MI | Kalkaska CT Project #1 | 7984 | 1B |  | 2023 | 1292 | 1091.7 | 26589.49 |  | 0.088 | 0.001 | 17343.714 | 0.0593 | 12.448 | 0.0853 | 291845.068 | Pipeline Natural Gas |  | Combustion turbine |  | Water Injection,Other |  |  | ARP, CSNOX, CSOSG3, CSSO2G1 | 7984 1B | 2002-11-25 | 325 |  |  | 0.93631 | 10.25% | Electric Utility | Pratt & Whitney FT8 Twinpac | Aeroderivative | 0.080997
IA | Greater Des Moines Energy Center | 7985 | 1 |  | 2023 | 4825 | 4732.53 | 722753.91 |  | 2.37 | 0.001 | 469375.533 | 0.059 | 35.736 | 0.0123 | 7898123.147 | Pipeline Natural Gas |  | Combined cycle |  | Selective Catalytic Reduction,Dry Low NOx Burners |  |  | ARP, CSNOX, CSOSG2, CSSO2G1 | 7985 1 | 2003-04-01 | 2200 |  | Y | 0.098888 | 40.98% | Electric Utility |  |  | 0.0097412
IA | Greater Des Moines Energy Center | 7985 | 2 |  | 2023 | 4586 | 4489.68 | 689875.14 |  | 2.292 | 0.001 | 453949.41 | 0.059 | 34.995 | 0.0129 | 7638608.406 | Pipeline Natural Gas |  | Combined cycle |  | Selective Catalytic Reduction,Dry Low NOx Burners |  |  | ARP, CSNOX, CSOSG2, CSSO2G1 | 7985 2 | 2003-03-20 | 2200 |  | Y | 0.10145 | 39.64% | Electric Utility |  |  | 0.0093558
CA | Lake | 7987 | 1 |  | 2023 | 333 | 271.9 | 10202.95 |  | 0.031 | 0.0008 | 5941.543 | 0.0593 | 1.006 | 0.0211 | 99977.799 | Pipeline Natural Gas |  | Combustion turbine |  | Water Injection,Selective Catalytic Reduction |  |  | ARP | 7987 1 | 2002-06-22 | 460.5 |  | Y | 0.1972 | 2.478% | Electric Utility |  |  | 0.019689
MS | Silver Creek Generating Plant | 7988 | 1 |  | 2023 | 1108 | 996.25 | 70091.31 |  | 0.237 | 0.001 | 47007.72 | 0.059 | 9.925 | 0.0309 | 790995.687 | Pipeline Natural Gas |  | Combustion turbine |  | Dry Low NOx Burners |  |  | ARP, CSOSG2 | 7988 1 | 2003-10-29 | 1150 |  |  | 0.2832 | 7.852% | Electric Utility | GE MS7001EA | Frame | 0.027509
MS | Silver Creek Generating Plant | 7988 | 2 |  | 2023 | 1040 | 936.62 | 66028.98 |  | 0.221 | 0.001 | 43778.058 | 0.059 | 9.053 | 0.0296 | 736621.511 | Pipeline Natural Gas |  | Combustion turbine |  | Dry Low NOx Burners |  |  | ARP, CSOSG2 | 7988 2 | 2004-01-28 | 1150 |  |  | 0.27421 | 7.312% | Electric Utility | GE MS7001EA | Frame | 0.025633
MS | Silver Creek Generating Plant | 7988 | 3 |  | 2023 | 1234 | 1104.09 | 76911.82 |  | 0.275 | 0.001 | 54408.246 | 0.059 | 14.227 | 0.0386 | 915529.928 | Pipeline Natural Gas |  | Combustion turbine |  | Dry Low NOx Burners |  |  | ARP, CSOSG2 | 7988 3 | 2005-03-29 | 1150 |  |  | 0.36996 | 9.088% | Electric Utility | GE MS7001EA | Frame | 0.027666
MS | Sylvarena Generating Plant | 7989 | 1 |  | 2023 | 3118 | 2677.46 | 112771.67 |  | 0.326 | 0.001 | 64629.525 | 0.0592 | 47.342 | 0.0995 | 1087499.574 | Pipeline Natural Gas |  | Combustion turbine |  | Water Injection |  |  | ARP, CSOSG2 | 7989 1 | 2003-04-18 | 575 |  |  | 0.83961 | 21.59% | Electric Utility | GE LM6000 | Aeroderivative | 0.088243
MS | Sylvarena Generating Plant | 7989 | 2 |  | 2023 | 2628 | 2238.93 | 92102.58 |  | 0.266 | 0.001 | 52663.822 | 0.0592 | 37.292 | 0.0963 | 886155.783 | Pipeline Natural Gas |  | Combustion turbine |  | Water Injection |  |  | ARP, CSOSG2 | 7989 2 | 2003-04-28 | 565 |  |  | 0.80979 | 17.9% | Electric Utility | GE LM6000 | Aeroderivative | 0.087614
MS | Sylvarena Generating Plant | 7989 | 3 |  | 2023 | 2322 | 1989.22 | 85307.84 |  | 0.249 | 0.001 | 49240.675 | 0.0592 | 36.811 | 0.1004 | 828557.7 | Pipeline Natural Gas |  | Combustion turbine |  | Water Injection |  |  | ARP, CSOSG2 | 7989 3 | 2003-04-26 | 615 |  |  | 0.86302 | 15.38% | Electric Utility | GE LM6000 | Aeroderivative | 0.087499
WI | West Campus Cogeneration Facility | 7991 | U1 |  | 2023 | 4238 | 3986.92 | 186254.14 |  | 0.835 | 0.001 | 97469.82 | 0.0592 | 8.554 | 0.017 | 1640116.679 | Natural Gas | Diesel Oil | Combined cycle |  | Water Injection,Selective Catalytic Reduction |  |  | ARP, CSNOX, CSOSG3, CSSO2G1 | 7991 U1 | 2005-04-26 | 733 |  | Y | 0.091853 | 25.54% | Cogeneration |  |  | 0.0096041
WI | West Campus Cogeneration Facility | 7991 | U2 |  | 2023 | 5808 | 5572.54 | 244599.21 |  | 1.169 | 0.001 | 137647.637 | 0.0592 | 10.418 | 0.0131 | 2316175.348 | Natural Gas | Diesel Oil | Combined cycle |  | Water Injection,Selective Catalytic Reduction |  |  | CSNOX, CSOSG3, CSSO2G1 | 7991 U2 | 2005-04-26 | 733 |  | Y | 0.085184 | 36.07% | Cogeneration |  |  | 0.0091564
WA | Grays Harbor Energy Center | 7999 | 1 |  | 2023 | 6565 | 6527.81 | 1809534.23 |  | 4.965 | 0.0009 | 754995.719 | 0.059 | 45.035 | 0.0091 | 12704240.651 | Natural Gas |  | Combined cycle |  | Dry Low NOx Burners,Selective Catalytic Reduction |  |  | ARP | 7999 1 | 2008-02-01 | 3000 |  | Y | 0.049775 | 48.34% | Electric Utility |  |  | 0.0072461
WA | Grays Harbor Energy Center | 7999 | 2 |  | 2023 | 6836 | 6813.22 | 1890311.47 |  | 5.284 | 0.0008 | 784152.307 | 0.059 | 44.932 | 0.0079 | 13194906.013 | Natural Gas |  | Combined cycle |  | Dry Low NOx Burners,Selective Catalytic Reduction |  |  | ARP | 7999 2 | 2008-02-07 | 3000 |  | Y | 0.047539 | 50.21% | Electric Utility |  |  | 0.0075198
NE | Beatrice | 8000 | 1 |  | 2023 | 3411 | 3174.03 | 299286.14 |  | 0.776 | 0.001 | 153677.567 | 0.0591 | 17.026 | 0.0205 | 2585980.761 | Pipeline Natural Gas |  | Combined cycle |  | Dry Low NOx Burners,Selective Catalytic Reduction |  |  | ARP, CSNOX, CSSO2G2 | 8000 1 | 2004-10-05 | 1314 |  | Y | 0.11378 | 22.47% | Electric Utility |  |  | 0.012951
NE | Beatrice | 8000 | 2 |  | 2023 | 3438 | 3209.7 | 296832.35 |  | 0.775 | 0.001 | 153518.522 | 0.0591 | 18.038 | 0.0225 | 2583327.121 | Pipeline Natural Gas |  | Combined cycle |  | Dry Low NOx Burners,Selective Catalytic Reduction |  |  | ARP, CSNOX, CSSO2G2 | 8000 2 | 2004-10-06 | 1323 |  | Y | 0.12154 | 22.29% | Electric Utility |  |  | 0.013153
NH | Newington | 8002 | 1 |  | 2023 | 367 | 347.53 | 55088.25 |  | 98.313 | 0.1905 | 51438.771 | 0.0663 | 74.228 | 0.1218 | 726233.974 | Residual Oil | Pipeline Natural Gas | Tangentially-fired |  | Low NOx Burner Technology w/ Separated OFA,Water Injection | Electrostatic Precipitator |  | ARP, MATS, NHNOX, RGGI | 8002 1 | 1974-06-01 | 5475 |  |  | 2.6949 | 1.514% | Electric Utility |  |  | #N/A
NY | Roseton Generating LLC | 8006 | 1 |  | 2023 | 459 | 429.32 | 83196.02 |  | 57.781 | 0.0741 | 54544.258 | 0.062 | 63.319 | 0.1066 | 841225.188 | Residual Oil | Pipeline Natural Gas | Tangentially-fired |  | Other | Cyclone |  | ARP, CSNOX, CSOSG3, CSSO2G1, MATS, RGGI | 8006 1 | 1974-12-01 | 7031 |  |  | 1.5222 | 1.366% | Electric Utility |  |  | #N/A
NY | Roseton Generating LLC | 8006 | 2 |  | 2023 | 715 | 693.5 | 124615.67 |  | 48.715 | 0.0348 | 79230.18 | 0.0604 | 76.923 | 0.0929 | 1269080.892 | Residual Oil | Pipeline Natural Gas | Tangentially-fired |  | Other | Cyclone |  | ARP, CSNOX, CSOSG3, CSSO2G1, MATS, RGGI | 8006 2 | 1974-09-01 | 6987 |  |  | 1.2346 | 2.073% | Electric Utility |  |  | #N/A
NY | Holtsville Facility | 8007 | U00001 | CP001 | 2023 | 87 | 87 | 1641 |  | 0.007 | 0.0007 | 1486.1 | 0.0811 | 4.038 | 0.4555 | 18351 | Diesel Oil |  | Combustion turbine |  | Water Injection |  |  | CSNOX, CSOSG3, CSSO2G1, RGGI | 8007 U00001 | 1974-07-01 | 416 |  |  | 4.9214 | 0.5036% | Electric Utility | GE Unknown |  | 0.48122
NY | Holtsville Facility | 8007 | U00002 | CP001 | 2023 | 86 | 86 | 1619 |  | 0.007 | 0.0008 | 1468.9 | 0.0811 | 3.989 | 0.4557 | 18138.2 | Diesel Oil |  | Combustion turbine |  | Water Injection |  |  | CSNOX, CSOSG3, CSSO2G1, RGGI | 8007 U00002 | 1974-07-01 | 416 |  |  | 4.9277 | 0.4977% | Electric Utility |  |  | 0.47538
NY | Holtsville Facility | 8007 | U00003 | CP001 | 2023 | 62 | 62 | 1143 |  | 0.004 | 0.0006 | 1008 | 0.081 | 3.211 | 0.5117 | 12448.9 | Diesel Oil |  | Combustion turbine |  | Water Injection |  |  | CSNOX, CSOSG3, CSSO2G1, RGGI | 8007 U00003 | 1974-07-01 | 416 |  |  | 5.6185 | 0.3416% | Electric Utility | GE Unknown |  | 0.58244
NY | Holtsville Facility | 8007 | U00004 | CP001 | 2023 | 62 | 62 | 1143 |  | 0.004 | 0.0006 | 1008 | 0.081 | 3.195 | 0.4994 | 12448.9 | Diesel Oil |  | Combustion turbine |  | Water Injection |  |  | CSNOX, CSOSG3, CSSO2G1, RGGI | 8007 U00004 | 1974-07-01 | 416 |  |  | 5.5906 | 0.3416% | Electric Utility |  |  | 0.61536
NY | Holtsville Facility | 8007 | U00005 | CP001 | 2023 | 62 | 62 | 1176 |  | 0.004 | 0.0006 | 1063.5 | 0.0809 | 3.098 | 0.4882 | 13131.8 | Diesel Oil |  | Combustion turbine |  | Water Injection |  |  | CSNOX, CSOSG3, CSSO2G1, RGGI | 8007 U00005 | 1974-07-01 | 416 |  |  | 5.2687 | 0.3604% | Electric Utility | GE Unknown |  | 0.52036
NY | Holtsville Facility | 8007 | U00006 | CP001 | 2023 | 62 | 62 | 1176 |  | 0.004 | 0.0006 | 1063.5 | 0.0809 | 2.838 | 0.463 | 13131.8 | Diesel Oil |  | Combustion turbine |  | Water Injection |  |  | CSNOX, CSOSG3, CSSO2G1, RGGI | 8007 U00006 | 1974-07-01 | 416 |  |  | 4.8265 | 0.3604% | Electric Utility |  |  | 0.54655
NY | Holtsville Facility | 8007 | U00007 | CP001 | 2023 | 51 | 51 | 1058 |  | 0.004 | 0.0009 | 927.9 | 0.081 | 2.983 | 0.5277 | 11461.7 | Diesel Oil |  | Combustion turbine |  | Water Injection |  |  | CSNOX, CSOSG3, CSSO2G1, RGGI | 8007 U00007 | 1974-07-01 | 416 |  |  | 5.6389 | 0.3145% | Electric Utility | GE Unknown |  | 0.5733
NY | Holtsville Facility | 8007 | U00008 | CP001 | 2023 | 51 | 51 | 1058 |  | 0.004 | 0.0009 | 927.9 | 0.081 | 2.968 | 0.5128 | 11461.7 | Diesel Oil |  | Combustion turbine |  | Water Injection |  |  | CSNOX, CSOSG3, CSSO2G1, RGGI | 8007 U00008 | 1974-07-01 | 416 |  |  | 5.6106 | 0.3145% | Electric Utility |  |  | 0.5745
NY | Holtsville Facility | 8007 | U00009 | CP001 | 2023 | 80 | 80 | 1586 |  | 0.006 | 0.0007 | 1312.9 | 0.0811 | 3.613 | 0.4453 | 16212.3 | Diesel Oil |  | Combustion turbine |  | Water Injection |  |  | CSNOX, CSOSG3, CSSO2G1, RGGI | 8007 U00009 | 1974-07-01 | 416 |  |  | 4.5561 | 0.4449% | Electric Utility | GE Unknown |  | 0.61267
NY | Holtsville Facility | 8007 | U00010 | CP001 | 2023 | 78 | 78 | 1559 |  | 0.006 | 0.0007 | 1288.8 | 0.0811 | 3.556 | 0.4468 | 15915.6 | Diesel Oil |  | Combustion turbine |  | Water Injection |  |  | CSNOX, CSOSG3, CSSO2G1, RGGI | 8007 U00010 | 1974-07-01 | 416 |  |  | 4.5619 | 0.4367% | Electric Utility |  |  | 0.59798
NY | Holtsville Facility | 8007 | U00011 | CP001 | 2023 | 101 | 101 | 2009 |  | 0.006 | 0.0004 | 1657.2 | 0.081 | 4.574 | 0.4606 | 20451.4 | Diesel Oil |  | Combustion turbine |  | Water Injection |  |  | CSNOX, CSOSG3, CSSO2G1, RGGI | 8007 U00011 | 1974-07-01 | 416 |  |  | 4.5535 | 0.5612% | Electric Utility | GE Unknown |  | 0.64652
NY | Holtsville Facility | 8007 | U00012 | CP001 | 2023 | 133 | 133 | 2297 |  | 0.007 | 0.0004 | 1982.5 | 0.0809 | 5.317 | 0.4945 | 24467.5 | Diesel Oil |  | Combustion turbine |  | Water Injection |  |  | CSNOX, CSOSG3, CSSO2G1, RGGI | 8007 U00012 | 1974-07-01 | 416 |  |  | 4.6295 | 0.6714% | Electric Utility |  |  | 0.62729
NY | Holtsville Facility | 8007 | U00013 | CP001 | 2023 | 42 | 42 | 699 |  | 0.002 | 0.0003 | 609.6 | 0.0808 | 1.994 | 0.5587 | 7523.1 | Diesel Oil |  | Combustion turbine |  | Water Injection |  |  | CSNOX, CSOSG3, CSSO2G1, RGGI | 8007 U00013 | 1974-07-01 | 416 |  |  | 5.7053 | 0.2064% | Electric Utility | GE Unknown |  | 0.62257
NY | Holtsville Facility | 8007 | U00014 | CP001 | 2023 | 42 | 42 | 699 |  | 0.002 | 0.0003 | 609.6 | 0.0808 | 2.161 | 0.6011 | 7523.1 | Diesel Oil |  | Combustion turbine |  | Water Injection |  |  | CSNOX, CSOSG3, CSSO2G1, RGGI | 8007 U00014 | 1974-07-01 | 416 |  |  | 6.1831 | 0.2064% | Electric Utility |  |  | 0.59912
NY | Holtsville Facility | 8007 | U00015 | CP001 | 2023 | 47 | 47 | 688 |  | 0.003 | 0.0005 | 640.5 | 0.0808 | 1.98 | 0.5402 | 7912.1 | Diesel Oil |  | Combustion turbine |  | Dry Low NOx Burners |  |  | CSNOX, CSOSG3, CSSO2G1, RGGI | 8007 U00015 | 1974-07-01 | 416 |  |  | 5.7558 | 0.2171% | Electric Utility | GE Unknown |  | 0.65811
NY | Holtsville Facility | 8007 | U00016 | CP001 | 2023 | 27 | 27 | 491 |  | 0.002 | 0.0005 | 419.6 | 0.0811 | 1.137 | 0.505 | 5183.1 | Diesel Oil |  | Combustion turbine |  | Water Injection |  |  | CSNOX, CSOSG3, CSSO2G1, RGGI | 8007 U00016 | 1974-07-01 | 416 |  |  | 4.6314 | 0.1422% | Electric Utility |  |  | 0.64229
NY | Holtsville Facility | 8007 | U00017 | CP001 | 2023 | 84 | 84 | 1671 |  | 0.007 | 0.0008 | 1423.3 | 0.0809 | 4.881 | 0.5742 | 17569.2 | Diesel Oil |  | Combustion turbine |  | Dry Low NOx Burners |  |  | CSNOX, CSOSG3, CSSO2G1, RGGI | 8007 U00017 | 1974-07-01 | 416 |  |  | 5.842 | 0.4821% | Electric Utility | GE Unknown |  | 0.5556
NY | Holtsville Facility | 8007 | U00018 | CP001 | 2023 | 83 | 83 | 1670 |  | 0.007 | 0.0008 | 1422.2 | 0.0809 | 4.873 | 0.5666 | 17555.3 | Diesel Oil |  | Combustion turbine |  | Water Injection |  |  | CSNOX, CSOSG3, CSSO2G1, RGGI | 8007 U00018 | 1974-07-01 | 416 |  |  | 5.8359 | 0.4817% | Electric Utility |  |  | 0.57944
NY | Holtsville Facility | 8007 | U00019 | CP001 | 2023 | 49 | 49 | 894 |  | 0.004 | 0.0008 | 764.8 | 0.0808 | 2.782 | 0.5837 | 9449.6 | Diesel Oil |  | Combustion turbine |  | Water Injection |  |  | CSNOX, CSOSG3, CSSO2G1, RGGI | 8007 U00019 | 1974-07-01 | 416 |  |  | 6.2237 | 0.2593% | Electric Utility | GE Unknown |  | 0.62785
NY | Holtsville Facility | 8007 | U00020 | CP001 | 2023 | 49 | 49 | 894 |  | 0.004 | 0.0008 | 764.8 | 0.0808 | 2.929 | 0.5967 | 9449.6 | Diesel Oil |  | Combustion turbine |  | Water Injection |  |  | CSNOX, CSOSG3, CSSO2G1, RGGI | 8007 U00020 | 1974-07-01 | 416 |  |  | 6.5526 | 0.2593% | Electric Utility |  |  | 0.62903
NJ | Mickleton Energy Center | 8008 | 1001 |  | 2023 | 60 | 47.96 | 1951.2 |  | 0.011 | 0.0009 | 2122.8 | 0.059 | 2.699 | 0.1495 | 35982.5 | Pipeline Natural Gas |  | Combustion turbine |  | Water Injection,Selective Catalytic Reduction |  |  | CSNOX, CSOSG3, CSSO2G1, RGGI | 8008 1001 | 1974-06-28 | 1092 |  | Y | 2.7665 | 0.3762% | Electric Utility |  |  | 1.0255
PA | Croydon Generating Station | 8012 | 11 |  | 2023 | 6 | 2.86 | 88.19 |  | 0.134 | 0.2024 | 107.7 | 0.0806 | 0.386 | 0.5804 | 1329.9 | Diesel Oil |  | Combustion turbine |  |  |  |  | CSNOX, CSOSG3, CSSO2G1, RGGI | 8012 11 | 1974-04-19 | 838 |  |  | 8.7538 | 0.01812% | Electric Utility | GE Unknown |  | 0.60633
PA | Croydon Generating Station | 8012 | 12 |  | 2023 | 12 | 4.39 | 100.01 |  | 0.167 | 0.2024 | 134.2 | 0.081 | 0.481 | 0.5797 | 1656.9 | Diesel Oil |  | Combustion turbine |  |  |  |  | CSNOX, CSOSG3, CSSO2G1, RGGI | 8012 12 | 1974-04-19 | 838 |  |  | 9.619 | 0.02257% | Electric Utility | GE Unknown |  | 0.60561
PA | Croydon Generating Station | 8012 | 21 |  | 2023 | 7 | 2.4 | 77.5 |  | 0.118 | 0.2022 | 94.3 | 0.0802 | 0.338 | 0.5814 | 1165 | Diesel Oil |  | Combustion turbine |  |  |  |  | CSNOX, CSOSG3, CSSO2G1, RGGI | 8012 21 | 1974-04-19 | 838 |  |  | 8.7226 | 0.01587% | Electric Utility | GE Unknown |  | 0.60071
PA | Croydon Generating Station | 8012 | 22 |  | 2023 | 5 | 2.25 | 81.66 |  | 0.123 | 0.202 | 98.7 | 0.0813 | 0.354 | 0.5803 | 1219 | Diesel Oil |  | Combustion turbine |  |  |  |  | CSNOX, CSOSG3, CSSO2G1, RGGI | 8012 22 | 1974-04-19 | 838 |  |  | 8.6701 | 0.01661% | Electric Utility | GE Unknown |  | 0.60613
PA | Croydon Generating Station | 8012 | 31 |  | 2023 | 5 | 2.45 | 80.6 |  | 0.143 | 0.2023 | 114.6 | 0.0808 | 0.41 | 0.58 | 1413.6 | Diesel Oil |  | Combustion turbine |  |  |  |  | CSNOX, CSOSG3, CSSO2G1, RGGI | 8012 31 | 1974-04-19 | 838 |  |  | 10.1737 | 0.01926% | Electric Utility | GE Unknown |  | 0.61029
PA | Croydon Generating Station | 8012 | 32 |  | 2023 | 5 | 2.52 | 79.22 |  | 0.124 | 0.2025 | 99.4 | 0.0805 | 0.356 | 0.5798 | 1227 | Diesel Oil |  | Combustion turbine |  |  |  |  | CSNOX, CSOSG3, CSSO2G1, RGGI | 8012 32 | 1974-04-19 | 838 |  |  | 8.9876 | 0.01671% | Electric Utility | GE Unknown |  | 0.60172
PA | Croydon Generating Station | 8012 | 41 |  | 2023 | 8 | 2.5 | 72.6 |  | 0.131 | 0.2018 | 104.8 | 0.081 | 0.375 | 0.58 | 1294 | Diesel Oil |  | Combustion turbine |  |  |  |  | CSNOX, CSOSG3, CSSO2G1, RGGI | 8012 41 | 1974-04-19 | 838 |  |  | 10.3306 | 0.01763% | Electric Utility | GE Unknown |  | 0.60831
PA | Croydon Generating Station | 8012 | 42 |  | 2023 | 6 | 2.31 | 80.13 |  | 0.123 | 0.2024 | 98.3 | 0.0808 | 0.352 | 0.5796 | 1213 | Diesel Oil |  | Combustion turbine |  |  |  |  | CSNOX, CSOSG3, CSSO2G1, RGGI | 8012 42 | 1974-04-19 | 838 |  |  | 8.7857 | 0.01652% | Electric Utility | GE Unknown |  | 0.6078
IL | Factory Gas Turbine | 8016 | 2 |  | 2023 | 7 | 4.5 | 50.3 |  | 0.271 | 0.5004 |  |  | 0.65 | 1.2004 | 1083.1 | Diesel Oil |  | Combustion turbine |  |  |  |  | CSNOX, CSOSG3, CSSO2G1 | 8016 2 | 1973-08-01 | 316 |  |  | 25.8449 | 0.03913% | Electric Utility |  |  | 1.1999
WI | Columbia | 8023 | 1 |  | 2023 | 7455 | 7452.61 | 2308274.83 |  | 719.29 | 0.0587 | 2567882.135 | 0.1049 | 1502.766 | 0.1209 | 24486290.292 | Coal |  | Tangentially-fired | Dry Lime FGD | Low NOx Burner Technology w/ Separated OFA | Baghouse,Electrostatic Precipitator | Additives to Enhance PAC and Existing Equipment Performance | ARP, CSNOX, CSOSG3, CSSO2G1, MATS | 8023 1 | 1975-03-19 | 6929 |  |  | 1.3021 | 40.34% | Electric Utility |  |  | #N/A
WI | Columbia | 8023 | 2 |  | 2023 | 6603 | 6596.35 | 2332040.98 |  | 697.579 | 0.0585 | 2499272.619 | 0.1046 | 675.452 | 0.0557 | 23836146.944 | Coal |  | Tangentially-fired | Dry Lime FGD | Low NOx Burner Technology w/ Separated OFA,Selective Catalytic Reduction | Baghouse,Electrostatic Precipitator | Additives to Enhance PAC and Existing Equipment Performance | ARP, CSNOX, CSOSG3, CSSO2G1, MATS | 8023 2 | 1978-02-20 | 6525 |  | Y | 0.57928 | 41.7% | Electric Utility |  |  | #N/A
MN | Blue Lake Generating Plant | 8027 | 1 |  | 2023 | 7 | 4.73 | 71.32 |  | 0.028 | 0.0402 |  |  | 0.842 | 1.2 | 1403 | Diesel Oil |  | Combustion turbine |  |  |  |  | CSNOX, CSSO2G2 | 8027 1 | 1974-04-26 | 648 |  |  | 23.6119 | 0.02472% | Electric Utility | GE Unknown |  | 1.4032
MN | Blue Lake Generating Plant | 8027 | 2 |  | 2023 | 13 | 8.54 | 183.22 |  | 0.062 | 0.04 |  |  | 1.873 | 1.2 | 3122 | Diesel Oil |  | Combustion turbine |  |  |  |  | CSNOX, CSSO2G2 | 8027 2 | 1974-04-26 | 648 |  |  | 20.4454 | 0.055% | Electric Utility | GE Unknown |  | 1.339
MN | Blue Lake Generating Plant | 8027 | 3 |  | 2023 | 5 | 4.09 | 72.5 |  | 0.028 | 0.04 |  |  | 0.853 | 1.2 | 1421 | Diesel Oil |  | Combustion turbine |  |  |  |  | CSNOX, CSSO2G2 | 8027 3 | 1974-04-26 | 648 |  |  | 23.531 | 0.02503% | Electric Utility | GE Unknown |  | 1.3813
MN | Blue Lake Generating Plant | 8027 | 4 |  | 2023 | 10 | 7.57 | 186.8 |  | 0.053 | 0.0399 |  |  | 1.592 | 1.2 | 2652.9 | Diesel Oil |  | Combustion turbine |  |  |  |  | CSNOX, CSSO2G2 | 8027 4 | 1974-04-26 | 740 |  |  | 17.045 | 0.04092% | Electric Utility | GE Unknown |  | 1.4587
MN | Blue Lake Generating Plant | 8027 | 7 |  | 2023 | 357 | 312.89 | 34952.72 |  | 0.135 | 0.001 | 26805.704 | 0.0583 | 7.14 | 0.0416 | 451068.819 | Pipeline Natural Gas |  | Combustion turbine |  | Dry Low NOx Burners |  |  | ARP, CSNOX, CSSO2G2 | 8027 7 | 2005-06-01 | 2118 |  |  | 0.40855 | 2.431% | Electric Utility |  |  | 0.030972
MN | Blue Lake Generating Plant | 8027 | 8 |  | 2023 | 343 | 303.95 | 33702.3 |  | 0.131 | 0.001 | 25983.357 | 0.059 | 8.577 | 0.0508 | 437214.05 | Pipeline Natural Gas |  | Combustion turbine |  | Dry Low NOx Burners |  |  | ARP, CSNOX, CSSO2G2 | 8027 8 | 2005-05-23 | 2155 |  |  | 0.50899 | 2.316% | Electric Utility |  |  | 0.031711
IA | Sycamore Combustion Turbine | 8029 | 1 |  | 2023 | 109 | 76.67 | 3908.99 |  | 0.018 | 0.001 |  |  | 12.693 | 0.3602 | 59598.923 | Pipeline Natural Gas | Diesel Oil | Combustion turbine |  |  |  |  | CSNOX, CSOSG2, CSSO2G1 | 8029 1 | 1974-08-02 | 1099 |  |  | 6.4943 | 0.6191% | Electric Utility | GE Unknown |  | 0.32521
IA | Sycamore Combustion Turbine | 8029 | 2 |  | 2023 | 237 | 191.7 | 7014.68 |  | 0.06 | 0.0014 |  |  | 21.166 | 0.2999 | 122958.144 | Pipeline Natural Gas | Diesel Oil | Combustion turbine |  |  |  |  | CSNOX, CSOSG2, CSSO2G1 | 8029 2 | 1974-10-25 | 1099 |  |  | 6.0348 | 1.277% | Electric Utility | GE Unknown |  | 0.31057
IA | Emery Station | 8031 | 11 |  | 2023 | 6035 | 5898.16 | 1472260.14 |  | 3.298 | 0.001 | 653316.035 | 0.0589 | 44.091 | 0.0143 | 10993317.127 | Pipeline Natural Gas |  | Combined cycle |  | Dry Low NOx Burners,Water Injection,Ammonia Injection,Selective Catalytic Reduction |  |  | ARP, CSNOX, CSOSG2, CSSO2G1 | 8031 11 | 2004-04-20 | 2688 |  | Y | 0.059896 | 46.69% | Electric Utility |  |  | 0.0086745
IA | Emery Station | 8031 | 12 |  | 2023 | 6087 | 5945.21 | 1495894.88 |  | 3.346 | 0.001 | 662833.515 | 0.0589 | 46.397 | 0.0148 | 11153396.398 | Pipeline Natural Gas |  | Combined cycle |  | Dry Low NOx Burners,Water Injection,Ammonia Injection,Selective Catalytic Reduction |  |  | ARP, CSNOX, CSOSG2, CSSO2G1 | 8031 12 | 2004-04-29 | 2688 |  | Y | 0.062032 | 47.37% | Electric Utility |  |  | 0.0095641
KS | Clifton Station | 8037 | CL1 |  | 2023 | 609 | 527.2 | 10644.46 |  | 0.068 | 0.001 |  |  | 25.343 | 0.2099 | 226206.042 | Pipeline Natural Gas |  | Combustion turbine |  |  |  |  | CSNOX, CSOSG2, CSSO2G2 | 8037 CL1 | 1974-12-01 | 1425 |  |  | 4.7617 | 1.812% | Electric Utility | GE Unknown |  | 0.2342
NC | Belews Creek | 8042 | 1 |  | 2023 | 6116 | 6099.72 | 4121421.88 |  | 954.303 | 0.0447 | 2942316.772 | 0.0747 | 3484.483 | 0.2035 | 37781843.125 | Coal | Pipeline Natural Gas | Cell burner boiler | Wet Limestone | Low NOx Cell Burner,Overfire Air,Selective Catalytic Reduction | Electrostatic Precipitator,Wet Scrubber |  | ARP, CSNOX, CSSO2G1, MATS, SIPNOX | 8042 1 | 1974-08-05 | 12253 |  | Y | 1.6909 | 35.2% | Electric Utility |  |  | #N/A
NC | Belews Creek | 8042 | 2 |  | 2023 | 6869 | 6861.28 | 4957210.78 |  | 669.865 | 0.0278 | 3176660.688 | 0.0684 | 3685.551 | 0.1812 | 45168006.783 | Coal | Pipeline Natural Gas | Cell burner boiler | Wet Limestone | Low NOx Cell Burner,Overfire Air,Selective Catalytic Reduction | Electrostatic Precipitator,Wet Scrubber |  | ARP, CSNOX, CSSO2G1, MATS, SIPNOX | 8042 2 | 1975-12-13 | 12632 |  | Y | 1.4869 | 40.82% | Electric Utility |  |  | #N/A
FL | Anclote | 8048 | 1 |  | 2023 | 5293 | 5271.39 | 870075.8 |  | 2.756 | 0.001 | 545899.473 | 0.0591 | 544.038 | 0.0849 | 9185801.991 | Pipeline Natural Gas |  | Tangentially-fired |  |  |  |  | ARP | 8048 1 | 1974-10-16 | 5600 |  |  | 1.2506 | 18.73% | Electric Utility |  |  | #N/A
FL | Anclote | 8048 | 2 |  | 2023 | 6808 | 6788.93 | 1063757.24 |  | 3.628 | 0.001 | 718606.213 | 0.059 | 666.464 | 0.0836 | 12091980.284 | Pipeline Natural Gas |  | Tangentially-fired |  |  |  |  | ARP | 8048 2 | 1978-10-31 | 5500 |  |  | 1.253 | 25.1% | Electric Utility |  |  | #N/A
FL | Intercession City | 8049 | **10 |  | 2023 | 701 | 589.55 | 30691.71 |  | 0.131 | 0.001 | 26157.448 | 0.0591 | 17.57 | 0.0814 | 439448.164 | Pipeline Natural Gas | Diesel Oil | Combustion turbine |  | Water Injection |  |  | ARP | 8049 **10 | 1993-08-19 | 1159 |  |  | 1.1449 | 4.328% | Electric Utility | GE Unknown |  | 0.081577
FL | Intercession City | 8049 | **11 |  | 2023 | 85 | 57.8 | 5163.21 |  | 0.09 | 0.0027 | 5126.54 | 0.081 | 5.958 | 0.5322 | 63178.925 | Diesel Oil |  | Combustion turbine |  | Water Injection |  |  | ARP | 8049 **11 | 1996-06-10 | 2032 |  |  | 2.3079 | 0.3549% | Electric Utility | Siemens Unknown |  | 0.15704
FL | Intercession City | 8049 | **12 |  | 2023 | 1431 | 1215.71 | 72828.43 |  | 0.286 | 0.001 | 58216.94 | 0.0592 | 15.295 | 0.0392 | 976530.583 | Pipeline Natural Gas | Diesel Oil | Combustion turbine |  | Dry Low NOx Burners,Water Injection |  |  | ARP | 8049 **12 | 2000-12-01 | 1207 |  |  | 0.42003 | 9.236% | Electric Utility | GE Unknown |  | 0.031619
FL | Intercession City | 8049 | **13 |  | 2023 | 1282 | 1096.44 | 67682.98 |  | 0.285 | 0.001 | 55124.501 | 0.0593 | 14.269 | 0.0391 | 924114.066 | Pipeline Natural Gas | Diesel Oil | Combustion turbine |  | Dry Low NOx Burners,Water Injection |  |  | ARP | 8049 **13 | 2000-12-04 | 1768.9 |  |  | 0.42164 | 5.964% | Electric Utility | GE Unknown |  | 0.031606
FL | Intercession City | 8049 | **14 |  | 2023 | 558 | 474.68 | 28649.31 |  | 0.113 | 0.001 | 23071.271 | 0.0592 | 5.847 | 0.0386 | 387600.038 | Pipeline Natural Gas | Diesel Oil | Combustion turbine |  | Dry Low NOx Burners,Water Injection |  |  | ARP | 8049 **14 | 2000-12-01 | 1072 |  |  | 0.40818 | 4.127% | Electric Utility | GE Unknown |  | 0.030953
FL | Intercession City | 8049 | **7 |  | 2023 | 653 | 536.57 | 27699.29 |  | 0.118 | 0.001 | 23543.222 | 0.0592 | 16.443 | 0.0893 | 396031.28 | Pipeline Natural Gas | Diesel Oil | Combustion turbine |  | Water Injection |  |  | ARP | 8049 **7 | 1993-08-19 | 1238 |  |  | 1.1873 | 3.652% | Electric Utility | GE Unknown |  | 0.083385
FL | Intercession City | 8049 | **8 |  | 2023 | 609 | 502.22 | 26417.32 |  | 0.112 | 0.001 | 22470.781 | 0.0591 | 15.382 | 0.0835 | 377837.234 | Pipeline Natural Gas | Diesel Oil | Combustion turbine |  | Water Injection |  |  | ARP | 8049 **8 | 1993-08-19 | 1186 |  |  | 1.1645 | 3.637% | Electric Utility | GE Unknown |  | 0.081519
FL | Intercession City | 8049 | **9 |  | 2023 | 314 | 252.64 | 13149.26 |  | 0.055 | 0.001 | 11017.28 | 0.0593 | 7.96 | 0.1138 | 185161.2 | Pipeline Natural Gas | Diesel Oil | Combustion turbine |  | Water Injection |  |  | ARP | 8049 **9 | 1993-08-19 | 1153 |  |  | 1.2107 | 1.833% | Electric Utility | GE Unknown |  | 0.082425
NY | Pouch Terminal | 8053 | PT01 |  | 2023 | 1263 | 1016.87 | 46281.09 |  | 0.138 | 0.001 | 27238.158 | 0.0592 | 2.514 | 0.0212 | 458332.107 | Pipeline Natural Gas |  | Combustion turbine |  | Selective Catalytic Reduction |  |  | ARP, CSNOX, CSOSG3, CSSO2G1, RGGI | 8053 PT01 | 2001-08-08 | 517 |  | Y | 0.10864 | 10.12% | Electric Utility | GE LM6000 | Aeroderivative | 0.010415
MS | Gerald Andrus | 8054 | 1 |  | 2023 | 808 | 799.34 | 226917.86 |  | 0.822 | 0.0011 | 157636.088 | 0.0591 | 348.955 | 0.2459 | 2652099.999 | Pipeline Natural Gas | Residual Oil | Dry bottom wall-fired boiler |  | Overfire Air |  |  | ARP, CSOSG2 | 8054 1 | 1975-05-28 | 8100 |  |  | 3.0756 | 3.738% | Electric Utility |  |  | #N/A
LA | Waterford 1 & 2 | 8056 | 1 |  | 2023 | 0 | 0 | [9 empty] | Pipeline Natural Gas | Residual Oil | Dry bottom wall-fired boiler |  | Low NOx Cell Burner,Combustion Modification/Fuel Reburning |  |  | ARP, CSOSG2E | 8056 1 | 1974-01-01 | 4600 |  |  |  | 0% | Electric Utility |  |  | #N/A
LA | Waterford 1 & 2 | 8056 | 2 |  | 2023 | 1350 | 1340.63 | 234558.92 |  | 0.784 | 0.001 | 155316.874 | 0.059 | 227.928 | 0.1471 | 2613521.089 | Pipeline Natural Gas | Residual Oil | Dry bottom wall-fired boiler |  | Low NOx Cell Burner,Combustion Modification/Fuel Reburning |  |  | ARP, CSOSG2E | 8056 2 | 1975-01-01 | 4620 |  |  | 1.9435 | 6.458% | Electric Utility |  |  | #N/A
LA | Waterford 1 & 2 | 8056 | 4 |  | 2023 | 118 | 107.45 | 3219.41 |  | 1.088 | 0.0506 | 3484.9 | 0.0806 | 2.691 | 0.1858 | 43047.1 | Diesel Oil |  | Combustion turbine |  | Steam Injection |  |  | ARP, CSOSG2E | 8056 4 | 2009-08-15 | 507 |  |  | 1.6717 | 0.9692% | Electric Utility |  |  | 0.1213
OK | Comanche (8059) | 8059 | 7251 | CP001 | 2023 | 3371 | 3349.23 | 157484.3 |  | 0.767 | 0.001 | 151988.034 | 0.059 | 51.928 | 0.0424 | 2557496.801 | Pipeline Natural Gas |  | Combined cycle |  | Dry Low NOx Burners |  |  | ARP, CSOSG2 | 8059 7251 | 1973-06-30 | 1450 |  |  | 0.65947 | 20.13% | Electric Utility |  |  | 0.14272
OK | Comanche (8059) | 8059 | 7252 | CP001 | 2023 | 3162 | 3122.7 | 148998.53 |  | 0.728 | 0.001 | 144232.316 | 0.059 | 69.303 | 0.0605 | 2426995.49 | Pipeline Natural Gas |  | Combined cycle |  | Dry Low NOx Burners |  |  | ARP, CSOSG2 | 8059 7252 | 1973-06-30 | 1450 |  |  | 0.93025 | 19.11% | Electric Utility |  |  | 0.13927
WY | Jim Bridger | 8066 | BW71 |  | 2023 | 8492 | 8479.76 | 2310478.04 |  | 1732.404 | 0.1486 | 2521344.564 | 0.105 | 2244.28 | 0.1916 | 24040299.121 | Coal |  | Tangentially-fired | Sodium Based | Low NOx Burner Technology w/ Closed-coupled OFA | Electrostatic Precipitator | Additives to Enhance PAC and Existing Equipment Performance,Halogenated PAC Sorbent Injection | ARP, MATS | 8066 BW71 | 1974-11-30 | 7875 |  |  | 1.9427 | 34.85% | Electric Utility |  |  | #N/A
WY | Jim Bridger | 8066 | BW72 |  | 2023 | 8666 | 8651.97 | 2317603.72 |  | 1734.107 | 0.1468 | 2545597.904 | 0.105 | 2055.491 | 0.1662 | 24271510.546 | Coal |  | Tangentially-fired | Sodium Based | Low NOx Burner Technology w/ Closed-coupled OFA | Electrostatic Precipitator | Additives to Enhance PAC and Existing Equipment Performance,Halogenated PAC Sorbent Injection | ARP, MATS | 8066 BW72 | 1975-12-01 | 7875 |  |  | 1.7738 | 35.18% | Electric Utility |  |  | #N/A
WY | Jim Bridger | 8066 | BW73 |  | 2023 | 7203 | 7184.63 | 2127705.33 |  | 1705.749 | 0.1529 | 2413293.357 | 0.105 | 638.141 | 0.0566 | 23010070.512 | Coal |  | Tangentially-fired | Sodium Based | Selective Catalytic Reduction,Low NOx Burner Technology w/ Closed-coupled OFA | Electrostatic Precipitator | Additives to Enhance PAC and Existing Equipment Performance,Halogenated PAC Sorbent Injection | ARP, MATS | 8066 BW73 | 1976-09-01 | 7458 |  | Y | 0.59984 | 35.22% | Electric Utility |  |  | #N/A
WY | Jim Bridger | 8066 | BW74 |  | 2023 | 7537 | 7521.14 | 2350168.93 |  | 1495.72 | 0.1355 | 2332848.267 | 0.105 | 549.54 | 0.0489 | 22243018.167 | Coal |  | Tangentially-fired | Sodium Based | Selective Catalytic Reduction,Low NOx Burner Technology w/ Closed-coupled OFA | Electrostatic Precipitator | Additives to Enhance PAC and Existing Equipment Performance,Halogenated PAC Sorbent Injection | ARP, MATS | 8066 BW74 | 1979-11-29 | 7536 |  | Y | 0.46766 | 33.69% | Electric Utility |  |  | #N/A
AZ | Santan | 8068 | 5A |  | 2023 | 5805 | 5698.42 | 1473045.87 |  | 3.132 | 0.001 | 620450.789 | 0.0592 | 32.435 | 0.0093 | 10440262.392 | Pipeline Natural Gas |  | Combined cycle |  | Dry Low NOx Burners,Selective Catalytic Reduction |  |  | ARP | 8068 5A | 2004-11-05 | 2530 |  | Y | 0.044038 | 47.11% | Electric Utility |  |  | 0.0071215
AZ | Santan | 8068 | 5B |  | 2023 | 5754 | 5669.99 | 1464434.69 |  | 3.135 | 0.001 | 620917.851 | 0.059 | 32.407 | 0.0088 | 10448109.431 | Pipeline Natural Gas |  | Combined cycle |  | Dry Low NOx Burners,Selective Catalytic Reduction |  |  | ARP | 8068 5B | 2004-11-01 | 2530 |  | Y | 0.044259 | 47.14% | Electric Utility |  |  | 0.0070723
AZ | Santan | 8068 | 6A |  | 2023 | 7793 | 7742.95 | 1878975.36 |  | 4.078 | 0.001 | 807775.837 | 0.059 | 39.979 | 0.0075 | 13592297.434 | Pipeline Natural Gas |  | Combined cycle |  | Dry Low NOx Burners,Selective Catalytic Reduction |  |  | ARP | 8068 6A | 2005-10-23 | 2300 |  | Y | 0.042554 | 67.46% | Electric Utility |  |  | 0.0067906
UT | Huntington | 8069 | 1 |  | 2023 | 8699 | 8695.91 | 2068629.27 |  | 529.331 | 0.0393 | 2174137.125 | 0.103 | 2046.659 | 0.1978 | 21190399.165 | Coal |  | Tangentially-fired | Wet Lime FGD | Low NOx Burner Technology w/ Closed-coupled/Separated OFA | Baghouse |  | ARP, MATS | 8069 1 | 1977-06-01 | 5263 |  |  | 1.9788 | 45.96% | Electric Utility |  |  | #N/A
UT | Huntington | 8069 | 2 |  | 2023 | 7756 | 7742.4 | 1762146.62 |  | 527.806 | 0.0495 | 1884163.985 | 0.103 | 1752.183 | 0.1819 | 18364165.303 | Coal |  | Tangentially-fired | Wet Lime FGD | Low NOx Burner Technology w/ Closed-coupled/Separated OFA | Baghouse |  | ARP, MATS | 8069 2 | 1974-07-17 | 5733 |  |  | 1.9887 | 36.57% | Electric Utility |  |  | #N/A
OH | Gen J M Gavin | 8102 | 1 |  | 2023 | 7005 | 6997.48 | 7448995.99 |  | 9877.787 | 0.3084 | 7528240.257 | 0.103 | 3398.886 | 0.0934 | 73374690.468 | Coal |  | Cell burner boiler | Wet Lime FGD | Low NOx Cell Burner,Selective Catalytic Reduction | Electrostatic Precipitator |  | ARP, CSNOX, CSOSG3, CSSO2G1, MATS | 8102 1 | 1974-10-20 | 15826 |  | Y | 0.91258 | 52.93% | Electric Utility |  |  | #N/A
OH | Gen J M Gavin | 8102 | 2 |  | 2023 | 6543 | 6529.95 | 7229636.02 |  | 8554.071 | 0.2434 | 7173452.885 | 0.1029 | 2863.9 | 0.0847 | 69916693.841 | Coal |  | Cell burner boiler | Wet Lime FGD | Low NOx Cell Burner,Selective Catalytic Reduction | Electrostatic Precipitator |  | ARP, CSNOX, CSOSG3, CSSO2G1, MATS | 8102 2 | 1975-07-06 | 16250 |  | Y | 0.79227 | 49.12% | Electric Utility |  |  | #N/A
CO | Ray D Nixon | 8219 | 1 |  | 2023 | 6934 | 6926.05 | 1178687.47 |  | 411.407 | 0.0748 | 1162298.39 | 0.1047 | 889.065 | 0.1583 | 11085309.26 | Coal | Diesel Oil | Dry bottom wall-fired boiler | Dry Lime FGD | Low NOx Burner Technology w/ Overfire Air | Baghouse | Halogenated PAC Sorbent Injection | ARP, MATS | 8219 1 | 1980-04-04 | 2610 |  |  | 1.5086 | 48.48% | Electric Utility |  |  | #N/A
CO | Ray D Nixon | 8219 | 2 |  | 2023 | 117 | 105.15 | 2112.96 |  | 0.009 | 0.001 | 1708.336 | 0.0588 | 0.464 | 0.0366 | 28752.166 | Pipeline Natural Gas |  | Combustion turbine |  | Dry Low NOx Burners |  |  | ARP | 8219 2 | 1999-07-03 | 425 |  |  | 0.43919 | 0.7723% | Electric Utility | GE PG6541B | Frame | 0.035636
CO | Ray D Nixon | 8219 | 3 |  | 2023 | 350 | 325.07 | 6593.81 |  | 0.027 | 0.001 | 5424.373 | 0.0593 | 2.329 | 0.0548 | 91263.038 | Pipeline Natural Gas |  | Combustion turbine |  | Dry Low NOx Burners |  |  | ARP | 8219 3 | 1999-06-28 | 420 |  |  | 0.70642 | 2.481% | Electric Utility | GE PG6541B | Frame | 0.0506
ND | Coyote | 8222 | B1 |  | 2023 | 7977 | 7963.48 | 2750235.48 |  | 13752.533 | 0.9261 | 3209506.036 | 0.109 | 6463.763 | 0.4354 | 29480154.127 | Coal | Diesel Oil | Cyclone boiler | Dry Lime FGD | Overfire Air | Baghouse | Halogenated PAC Sorbent Injection | ARP, MATS | 8222 B1 | 1981-05-01 | 5280 |  |  | 4.7005 | 63.74% | Electric Utility |  |  | #N/A
AZ | Springerville Generating Station | 8223 | 1 |  | 2023 | 7727 | 7713.42 | 2239719.38 |  | 2385.506 | 0.229 | 2170335.642 | 0.105 | 1719.975 | 0.1688 | 20693532.789 | Coal |  | Tangentially-fired | Dry Lime FGD | Low NOx Burner Technology w/ Closed-coupled OFA | Baghouse |  | ARP, MATS | 8223 1 | 1985-06-01 | 4700 |  |  | 1.5359 | 50.26% | Electric Utility |  |  | #N/A
AZ | Springerville Generating Station | 8223 | 2 |  | 2023 | 5533 | 5511.18 | 1489913.87 |  | 1741.532 | 0.257 | 1447855.843 | 0.1048 | 1053.183 | 0.1472 | 13804882.3 | Coal |  | Tangentially-fired | Dry Lime FGD | Low NOx Burner Technology w/ Closed-coupled OFA | Baghouse |  | ARP, MATS | 8223 2 | 1990-06-01 | 4700 |  |  | 1.4138 | 33.53% | Electric Utility |  |  | #N/A
AZ | Springerville Generating Station | 8223 | 4 |  | 2023 | 7025 | 7013.66 | 1802945.5 |  | 728.521 | 0.0777 | 1865878.856 | 0.1045 | 647.175 | 0.0715 | 17807984.614 | Coal | Diesel Oil | Dry bottom wall-fired boiler | Dry Lime FGD | Low NOx Burner Technology (Dry Bottom only),Selective Catalytic Reduction | Baghouse |  | ARP, MATS | 8223 4 | 2009-10-03 | 5040 |  | Y | 0.71791 | 40.33% | Electric Utility |  |  | #N/A
AZ | Springerville Generating Station | 8223 | TS3 |  | 2023 | 6701 | 6691.55 | 2175932.06 |  | 820.844 | 0.0751 | 2195922.113 | 0.1046 | 805.2 | 0.0745 | 20948302.327 | Coal | Diesel Oil | Dry bottom wall-fired boiler | Dry Lime FGD | Low NOx Burner Technology (Dry Bottom only),Selective Catalytic Reduction | Baghouse |  | ARP, MATS | 8223 TS3 | 2006-06-02 | 5040 |  | Y | 0.7401 | 47.45% | Electric Utility |  |  | #N/A
NV | North Valmy | 8224 | 1 |  | 2023 | 7109 | 7087.93 | 536809.19 |  | 2199.789 | 0.7374 | 614087.744 | 0.105 | 751.446 | 0.2511 | 5855153.866 | Coal |  | Dry bottom wall-fired boiler |  | Low NOx Burner Technology (Dry Bottom only) | Baghouse |  | ARP, MATS | 8224 1 | 1981-12-11 | 2750 |  |  | 2.7997 | 24.31% | Electric Utility |  |  | #N/A
NV | North Valmy | 8224 | 2 |  | 2023 | 5750 | 5728.43 | 670475.94 |  | 493.84 | 0.1341 | 735880.575 | 0.105 | 932.376 | 0.2611 | 7016428.984 | Coal |  | Dry bottom wall-fired boiler | Dry Lime FGD | Low NOx Burner Technology (Dry Bottom only) | Baghouse |  | ARP, MATS | 8224 2 | 1985-05-21 | 3050 |  |  | 2.7812 | 26.26% | Electric Utility |  |  | #N/A
IL | Grand Tower Energy Center, LLC | 862 | CT01 |  | 2023 | 0 | 0 | [9 empty] | Pipeline Natural Gas |  | Combined cycle |  | Dry Low NOx Burners |  |  | ARP, CSNOX, CSOSG3, CSSO2G1 | 862 CT01 | 2001-05-09 | 2347 |  |  |  | 0% | Electric Utility |  |  | 0.072827
IL | Grand Tower Energy Center, LLC | 862 | CT02 |  | 2023 | 0 | 0 | [9 empty] | Pipeline Natural Gas |  | Combined cycle |  | Dry Low NOx Burners |  |  | ARP, CSNOX, CSOSG3, CSSO2G1 | 862 CT02 | 2001-08-08 | 2383 |  |  |  | 0% | Electric Utility |  |  | 0.073511
IL | Joliet 9 | 874 | 5 |  | 2023 | 142 | 140.52 | 0 |  | 0 | 0 | 577.121 | 0.0592 | 0.052 | 0.0102 | 9748.448 | Pipeline Natural Gas |  | Cyclone boiler |  | Combustion Modification/Fuel Reburning,Overfire Air,Selective Non-catalytic Reduction | Electrostatic Precipitator |  | ARP, CSNOX, CSOSG3, CSSO2G1 | 874 5 | 1959-06-12 | 4239 |  | Y |  | 0.02625% | Electric Utility |  |  | #N/A
IL | Kincaid Generating Station | 876 | 1 | CS0102 | 2023 | 3180 | 3158.93 | 1024929.34 |  | 453.671 | 0.0837 | 1072260.737 | 0.105 | 166.572 | 0.0405 | 10223725.393 | Coal |  | Cyclone boiler | Dry Sorbent Injection | Overfire Air,Selective Catalytic Reduction | Electrostatic Precipitator | Additives to Enhance PAC and Existing Equipment Performance | ARP, CSNOX, CSOSG3, CSSO2G1, MATS | 876 1 | 1967-06-07 | 6634 |  | Y | 0.32504 | 17.59% | Electric Utility |  |  | #N/A
IL | Kincaid Generating Station | 876 | 2 | CS0102 | 2023 | 4363 | 4340.68 | 1458100.52 |  | 660.613 | 0.0852 | 1526481.43 | 0.105 | 227.831 | 0.0387 | 14554589.923 | Coal |  | Cyclone boiler | Dry Sorbent Injection | Overfire Air,Selective Catalytic Reduction | Electrostatic Precipitator | Additives to Enhance PAC and Existing Equipment Performance | ARP, CSNOX, CSOSG3, CSSO2G1, MATS | 876 2 | 1968-06-10 | 6406 |  | Y | 0.3125 | 25.94% | Electric Utility |  |  | #N/A
IL | Powerton | 879 | 51 | CS0506 | 2023 | 1668 | 1659.13 | 374140.4 |  | 216.951 | 0.0982 | 442725.72 | 0.105 | 171.785 | 0.0872 | 4221260.196 | Coal |  | Cyclone boiler |  | Overfire Air,Selective Non-catalytic Reduction | Electrostatic Precipitator | Halogenated PAC Sorbent Injection | ARP, CSNOX, CSOSG3, CSSO2G1, MATS | 879 51 | 1973-07-11 | 5400 |  | Y | 0.91829 | 8.924% | Electric Utility |  |  | #N/A
IL | Powerton | 879 | 52 | CS0506 | 2023 | 1757 | 1743.5 | 428373.26 |  | 245.769 | 0.0988 | 505447.997 | 0.105 | 186.136 | 0.0788 | 4819304.036 | Coal |  | Cyclone boiler |  | Overfire Air,Selective Non-catalytic Reduction | Electrostatic Precipitator | Halogenated PAC Sorbent Injection | ARP, CSNOX, CSOSG3, CSSO2G1, MATS | 879 52 | 1973-07-11 | 5400 |  | Y | 0.86904 | 10.19% | Electric Utility |  |  | #N/A
IL | Powerton | 879 | 61 | CS0506 | 2023 | 1860 | 1853.26 | 431967.28 |  | 249.54 | 0.0978 | 518668.879 | 0.105 | 208.325 | 0.0894 | 4945358.754 | Coal |  | Cyclone boiler | Dry Sorbent Injection | Overfire Air,Selective Non-catalytic Reduction | Electrostatic Precipitator | Halogenated PAC Sorbent Injection | ARP, CSNOX, CSOSG3, CSSO2G1, MATS | 879 61 | 1976-09-07 | 5400 |  | Y | 0.96454 | 10.45% | Electric Utility |  |  | #N/A
IL | Powerton | 879 | 62 | CS0506 | 2023 | 1413 | 1401.06 | 335835.34 |  | 190.506 | 0.0987 | 392552.442 | 0.105 | 147.769 | 0.0784 | 3742874.426 | Coal |  | Cyclone boiler | Dry Sorbent Injection | Overfire Air,Selective Non-catalytic Reduction | Electrostatic Precipitator | Halogenated PAC Sorbent Injection | ARP, CSNOX, CSOSG3, CSSO2G1, MATS | 879 62 | 1976-09-07 | 5400 |  | Y | 0.88001 | 7.912% | Electric Utility |  |  | #N/A
IL | Waukegan | 883 | 311 |  | 2023 | 26 | 9.5 |  |  | 0.482 | 0.2125 | 425.3 | 0.081 | 3.15 | 1.2 | 5249.6 | Diesel Oil |  | Combustion turbine |  |  |  |  | CSNOX, CSOSG3, CSSO2G1 | 883 311 | 1968-07-11 | 553 |  |  |  | 0.1084% | Electric Utility |  |  | 1.2
IL | Waukegan | 883 | 312 |  | 2023 | 24 | 9.39 |  |  | 0.472 | 0.2093 | 420.4 | 0.081 | 3.113 | 1.2 | 5188.9 | Diesel Oil |  | Combustion turbine |  |  |  |  | CSNOX, CSOSG3, CSSO2G1 | 883 312 | 1968-07-11 | 553 |  |  |  | 0.1071% | Electric Utility |  |  | 1.1999
IL | Waukegan | 883 | 321 |  | 2023 | 24 | 9.4 |  |  | 0.48 | 0.1883 | 420.7 | 0.081 | 3.117 | 1.2 | 5194.5 | Diesel Oil |  | Combustion turbine |  |  |  |  | CSNOX, CSOSG3, CSSO2G1 | 883 321 | 1968-07-11 | 553 |  |  |  | 0.1072% | Electric Utility |  |  | 1.2001
IL | Waukegan | 883 | 322 |  | 2023 | 30 | 10.84 |  |  | 0.582 | 0.2009 | 485 | 0.0809 | 3.594 | 1.2 | 5990 | Diesel Oil |  | Combustion turbine |  |  |  |  | CSNOX, CSOSG3, CSSO2G1 | 883 322 | 1968-07-11 | 553 |  |  |  | 0.1237% | Electric Utility |  |  | 1.2
IL | Fisk | 886 | 311 |  | 2023 | 33 | 11.26 |  |  | 0.655 | 0.2584 | 437 | 0.0809 | 3.238 | 1.2002 | 5396.8 | Diesel Oil |  | Combustion turbine |  |  |  |  | CSNOX, CSOSG3, CSSO2G1 | 886 311 | 1968-07-11 | 479.3 |  |  |  | 0.1285% | Small Power Producer |  |  | 1.2
IL | Fisk | 886 | 312 |  | 2023 | 28 | 9.91 |  |  | 0.556 | 0.2685 | 384.6 | 0.0812 | 2.85 | 1.2003 | 4750 | Diesel Oil |  | Combustion turbine |  |  |  |  | CSNOX, CSOSG3, CSSO2G1 | 886 312 | 1968-07-11 | 479.3 |  |  |  | 0.1131% | Small Power Producer |  |  | 1.2001
IL | Fisk | 886 | 321 |  | 2023 | 28 | 9.11 |  |  | 0.444 | 0.215 | 353.5 | 0.0812 | 2.62 | 1.1999 | 4366.7 | Diesel Oil |  | Combustion turbine |  |  |  |  | CSNOX, CSOSG3, CSSO2G1 | 886 321 | 1968-07-11 | 479.3 |  |  |  | 0.104% | Small Power Producer |  |  | 1.2
IL | Fisk | 886 | 322 |  | 2023 | 29 | 11.03 |  |  | 0.6 | 0.2251 | 428.1 | 0.081 | 3.172 | 1.2 | 5286.7 | Diesel Oil |  | Combustion turbine |  |  |  |  | CSNOX, CSOSG3, CSSO2G1 | 886 322 | 1968-07-11 | 479.3 |  |  |  | 0.1259% | Small Power Producer |  |  | 1.2001
IL | Fisk | 886 | 331 |  | 2023 | 23 | 8.8 |  |  | 0.45 | 0.2616 | 341.6 | 0.081 | 2.531 | 1.2 | 4218 | Diesel Oil |  | Combustion turbine |  |  |  |  | CSNOX, CSOSG3, CSSO2G1 | 886 331 | 1968-07-11 | 479.3 |  |  |  | 0.1005% | Small Power Producer |  |  | 1.2002
IL | Fisk | 886 | 332 |  | 2023 | 45 | 10.35 |  |  | 0.391 | 0.1563 | 402 | 0.0812 | 2.977 | 1.2001 | 4961.1 | Diesel Oil |  | Combustion turbine |  |  |  |  | CSNOX, CSOSG3, CSSO2G1 | 886 332 | 1968-07-11 | 479.3 |  |  |  | 0.1182% | Small Power Producer |  |  | 1.2
IL | Fisk | 886 | 341 |  | 2023 | 0 | 0 | [9 empty] | Diesel Oil |  | Combustion turbine |  |  |  |  | CSNOX, CSOSG3, CSSO2G1 | 886 341 | 1968-07-11 | 479.3 |  |  |  | 0% | Small Power Producer |  |  | #DIV/0!
IL | Fisk | 886 | 342 |  | 2023 | 33 | 9.43 |  |  | 0.575 | 0.3036 | 366.1 | 0.0815 | 2.712 | 1.2003 | 4519.8 | Diesel Oil |  | Combustion turbine |  |  |  |  | CSNOX, CSOSG3, CSSO2G1 | 886 342 | 1968-07-11 | 479.3 |  |  |  | 0.1076% | Small Power Producer |  |  | 1.2001
IL | Baldwin Energy Complex | 889 | 1 |  | 2023 | 7079 | 7069.06 | 3276687.78 |  | 1151.613 | 0.0777 | 3228809.921 | 0.105 | 983.929 | 0.0671 | 30785758.088 | Coal | Residual Oil | Cyclone boiler | Dry Lime FGD | Overfire Air,Selective Catalytic Reduction | Baghouse,Electrostatic Precipitator |  | ARP, CSNOX, CSOSG3, CSSO2G1, MATS | 889 1 | 1970-07-13 | 7000 |  | Y | 0.60056 | 50.21% | Electric Utility |  |  | #N/A
IL | Baldwin Energy Complex | 889 | 2 |  | 2023 | 7099 | 7087.66 | 3215373.14 |  | 1261.948 | 0.0798 | 3415729.104 | 0.105 | 1095.212 | 0.0705 | 32567973.715 | Coal | Residual Oil | Cyclone boiler | Dry Lime FGD | Overfire Air,Selective Catalytic Reduction | Baghouse,Electrostatic Precipitator |  | ARP, CSNOX, CSOSG3, CSSO2G1, MATS | 889 2 | 1973-05-21 | 6500 |  | Y | 0.68123 | 57.2% | Electric Utility |  |  | #N/A
NY | Astoria Generating Station | 8906 | 20 |  | 2023 | 294 | 274.96 | 13035.08 |  | 0.054 | 0.001 | 10724.985 | 0.0594 | 6.255 | 0.0604 | 180476.075 | Pipeline Natural Gas |  | Dry bottom wall-fired boiler |  |  |  |  | ARP, CSNOX, CSOSG3, CSSO2G1, RGGI | 8906 20 | 1953-01-01 | 2300 |  |  | 0.95972 | 0.8958% | Electric Utility |  |  | #N/A
NY | Astoria Generating Station | 8906 | 31RH | CP30 | 2023 | 3283 | 3262.57 | 377629.85 |  | 0.688 | 0.001 | 128537.199 | 0.0595 | 52.381 | 0.0433 | 2122308.128 | Pipeline Natural Gas | Diesel Oil | Dry bottom wall-fired boiler |  |  |  |  | ARP, CSNOX, CSOSG3, CSSO2G1, RGGI | 8906 31RH | 1958-09-01 | 3984 |  |  | 0.27742 | 6.081% | Electric Utility |  |  | #N/A
NY | Astoria Generating Station | 8906 | 32SH | CP30 | 2023 | 3282 | 3262.27 | 377599.15 |  | 0.66 | 0.001 | 123102.003 | 0.0595 | 51.211 | 0.0453 | 2032043.088 | Pipeline Natural Gas | Diesel Oil | Dry bottom wall-fired boiler |  |  |  |  | ARP, CSNOX, CSOSG3, CSSO2G1, RGGI | 8906 32SH | 1958-09-01 | 3984 |  |  | 0.27125 | 5.822% | Electric Utility |  |  | #N/A
NY | Astoria Generating Station | 8906 | 51RH | CP50 | 2023 | 3067 | 3045.84 | 387555.82 |  | 0.808 | 0.0011 | 136650.883 | 0.0608 | 56.303 | 0.0442 | 2177062.147 | Pipeline Natural Gas | Diesel Oil | Tangentially-fired |  |  |  |  | ARP, CSNOX, CSOSG3, CSSO2G1, RGGI | 8906 51RH | 1962-05-01 | 4094 |  |  | 0.29055 | 6.07% | Electric Utility |  |  | #N/A
NY | Astoria Generating Station | 8906 | 52SH | CP50 | 2023 | 3067 | 3045.74 | 387555.72 |  | 0.81 | 0.0011 | 137551.572 | 0.0607 | 58.025 | 0.0455 | 2195439.75 | Pipeline Natural Gas | Diesel Oil | Tangentially-fired |  |  |  |  | ARP, CSNOX, CSOSG3, CSSO2G1, RGGI | 8906 52SH | 1962-05-01 | 4094 |  |  | 0.29944 | 6.122% | Electric Utility |  |  | #N/A
NY | Astoria Generating Station | 8906 | CT0001 |  | 2023 | 102 | 74.76 | 866.93 |  |  |  | 794 | 0.0589 | 2.499 | 0.3692 | 13467.2 | Pipeline Natural Gas |  | Combustion turbine |  |  |  |  | RGGI, SIPNOX | 8906 CT0001 | 1967-07-01 | 243 |  |  | 5.7652 | 0.6327% | Electric Utility | GE Unknown |  | 0.50116
IL | Venice | 913 | CT03 |  | 2023 | 53 | 47.47 | 5753.55 |  | 0.018 | 0.001 | 3481.129 | 0.0591 | 1.302 | 0.0487 | 58578.524 | Pipeline Natural Gas |  | Combustion turbine |  | Dry Low NOx Burners,Water Injection |  |  | ARP, CSNOX, CSOSG3, CSSO2G1 | 913 CT03 | 2005-05-28 | 2121 |  |  | 0.45259 | 0.3153% | Electric Utility | Siemens Unknown |  | 0.042775
IL | Venice | 913 | CT04 |  | 2023 | 64 | 57.51 | 7245.88 |  | 0.022 | 0.001 | 4398.345 | 0.059 | 1.677 | 0.0509 | 74008.76 | Pipeline Natural Gas |  | Combustion turbine |  | Dry Low NOx Burners,Water Injection |  |  | ARP, CSNOX, CSOSG3, CSSO2G1 | 913 CT04 | 2005-05-24 | 2121 |  |  | 0.46288 | 0.3983% | Electric Utility | Siemens Unknown |  | 0.047418
IL | Venice | 913 | CT05 |  | 2023 | 13 | 7.8 | 435.54 |  | 0.002 | 0.0009 | 334.25 | 0.059 | 0.261 | 0.1286 | 5623.077 | Pipeline Natural Gas |  | Combustion turbine |  | Dry Low NOx Burners,Water Injection |  |  | ARP, CSNOX, CSOSG3, CSSO2G1 | 913 CT05 | 2005-10-19 | 1524 |  |  | 1.1985 | 0.04212% | Electric Utility |  |  | 0.058052
IL | Venice | 913 | CT2A |  | 2023 | 45 | 31.89 | 561.49 |  | 0.002 | 0.0005 | 341.677 | 0.0595 | 0.277 | 0.1158 | 5750.174 | Pipeline Natural Gas | Diesel Oil | Combustion turbine |  | Water Injection |  |  | ARP, CSNOX, CSOSG3, CSSO2G1 | 913 CT2A | 2002-05-10 | 305 |  |  | 0.98666 | 0.2152% | Electric Utility | Pratt & Whitney FT8 Twinpac | Aeroderivative | 0.090601
IL | Venice | 913 | CT2B |  | 2023 | 38 | 23.63 | 376.08 |  | 0.001 | 0.0004 | 227.009 | 0.0563 | 0.182 | 0.1168 | 3818.771 | Pipeline Natural Gas | Diesel Oil | Combustion turbine |  | Water Injection |  |  | ARP, CSNOX, CSOSG3, CSSO2G1 | 913 CT2B | 2002-05-10 | 305 |  |  | 0.96788 | 0.1429% | Electric Utility |  |  | 0.090161
IL | Dallman | 963 | 33 |  | 2023 | 0 | 0 | [9 empty] | Coal |  | Tangentially-fired | Wet Limestone | Selective Catalytic Reduction | Electrostatic Precipitator |  | ARP, CSNOX, CSOSG3, CSSO2G1, MATS | 963 33 | 1978-06-11 | 1900 |  | Y |  | 0% | Electric Utility |  |  | #N/A
IL | Dallman | 963 | 4 |  | 2023 | 6544 | 6529.54 | 766988.95 |  | 264.531 | 0.0632 | 820261.72 | 0.1016 | 287.261 | 0.0713 | 8024518.274 | Coal | Pipeline Natural Gas | Wet bottom wall-fired boiler | Wet Limestone | Selective Catalytic Reduction | Baghouse,Electrostatic Precipitator |  | ARP, CSNOX, CSOSG3, CSSO2G1, MATS | 963 4 | 2009-05-11 | 2291 |  | Y | 0.74906 | 39.98% | Electric Utility |  |  | #N/A
IL | Marion | 976 | 123 |  | 2023 | 7186 | 7178.46 | 694257.27 |  | 2345.907 | 0.4581 | 1084623.565 | 0.1059 | 414 | 0.0808 | 10259111.023 | Coal | Refuse, Wood | Circulating fluidized bed boiler | Fluidized Bed Limestone Injection | Selective Non-catalytic Reduction | Baghouse |  | ARP, CSNOX, CSOSG3, CSSO2G1, MATS | 976 123 | 2003-06-11 | 1805 |  | Y | 1.1926 | 64.88% | Electric Utility |  |  | #N/A
IL | Marion | 976 | 5 |  | 2023 | 661 | 611.71 | 38776.32 |  | 0.207 | 0.0017 | 32160.1 | 0.059 | 6.098 | 0.0238 | 545026.9 | Pipeline Natural Gas | Diesel Oil | Combustion turbine |  | Dry Low NOx Burners,Water Injection |  |  | ARP, CSNOX, CSOSG3, CSSO2G1 | 976 5 | 2003-05-26 | 856 |  |  | 0.31452 | 7.268% | Electric Utility | GE MS7001EA | Frame | 0.051778
IL | Marion | 976 | 6 |  | 2023 | 595 | 545.59 | 34147.98 |  | 0.351 | 0.0026 | 28954.9 | 0.0591 | 5.878 | 0.026 | 490404 | Pipeline Natural Gas | Diesel Oil | Combustion turbine |  | Dry Low NOx Burners,Water Injection |  |  | ARP, CSNOX, CSOSG3, CSSO2G1 | 976 6 | 2003-07-01 | 856 |  |  | 0.34427 | 6.54% | Electric Utility | GE MS7001EA | Frame | 0.037146
IN | Clifty Creek | 983 | 1 | CS013 | 2023 | 7268 | 7250 | 1050259.67 |  | 381.4 | 0.0707 | 1112760.096 | 0.103 | 861.132 | 0.1604 | 10845630.037 | Coal |  | Wet bottom wall-fired boiler | Wet Lime FGD,Wet Limestone | Overfire Air,Selective Catalytic Reduction | Electrostatic Precipitator,Wet Scrubber |  | ARP, CSNOX, CSOSG3, CSSO2G1, MATS | 983 1 | 1955-02-15 | 2800 |  | Y | 1.6398 | 44.22% | Electric Utility |  |  | #N/A
IN | Clifty Creek | 983 | 2 | CS013 | 2023 | 6986 | 6969.92 | 1001809.54 |  | 364.688 | 0.0798 | 1056764.176 | 0.103 | 913.987 | 0.1724 | 10299859.618 | Coal |  | Wet bottom wall-fired boiler | Wet Lime FGD,Wet Limestone | Overfire Air,Selective Catalytic Reduction | Electrostatic Precipitator,Wet Scrubber |  | ARP, CSNOX, CSOSG3, CSSO2G1, MATS | 983 2 | 1955-05-01 | 2800 |  | Y | 1.8247 | 41.99% | Electric Utility |  |  | #N/A
IN | Clifty Creek | 983 | 3 | CS013 | 2023 | 6480 | 6467.63 | 923396.33 |  | 338.965 | 0.0711 | 972121.133 | 0.103 | 804.277 | 0.1676 | 9474879.437 | Coal |  | Wet bottom wall-fired boiler | Wet Lime FGD,Wet Limestone | Overfire Air,Selective Catalytic Reduction | Electrostatic Precipitator,Wet Scrubber |  | ARP, CSNOX, CSOSG3, CSSO2G1, MATS | 983 3 | 1955-07-11 | 2800 |  | Y | 1.742 | 38.63% | Electric Utility |  |  | #N/A
IN | Clifty Creek | 983 | 4 | CS046 | 2023 | 7145 | 7126.97 | 1030369.56 |  | 638.64 | 0.1247 | 1053099.214 | 0.103 | 1013.65 | 0.1942 | 10264129.532 | Coal |  | Wet bottom wall-fired boiler | Wet Lime FGD,Wet Limestone | Overfire Air,Selective Catalytic Reduction | Electrostatic Precipitator,Wet Scrubber |  | ARP, CSNOX, CSOSG3, CSSO2G1, MATS | 983 4 | 1955-10-24 | 2800 |  | Y | 1.9675 | 41.85% | Electric Utility |  |  | #N/A
IN | Clifty Creek | 983 | 5 | CS046 | 2023 | 7374 | 7360 | 1061271.1 |  | 651.214 | 0.1224 | 1090042.62 | 0.103 | 1110.331 | 0.2025 | 10624201.899 | Coal |  | Wet bottom wall-fired boiler | Wet Lime FGD,Wet Limestone | Overfire Air,Selective Catalytic Reduction | Electrostatic Precipitator,Wet Scrubber |  | ARP, CSNOX, CSOSG3, CSSO2G1, MATS | 983 5 | 1955-11-30 | 2800 |  | Y | 2.0925 | 43.31% | Electric Utility |  |  | #N/A
IN | Clifty Creek | 983 | 6 | CS046 | 2023 | 4380 | 4344.99 | 489248.77 |  | 317.712 | 0.1257 | 512510.826 | 0.103 | 727.363 | 0.2852 | 4995228.748 | Coal |  | Wet bottom wall-fired boiler | Wet Lime FGD,Wet Limestone | Overfire Air | Electrostatic Precipitator,Wet Scrubber |  | ARP, CSNOX, CSOSG3, CSSO2G1, MATS | 983 6 | 1956-03-13 | 2800 |  |  | 2.9734 | 20.37% | Electric Utility |  |  | #N/A
IN | IPL - Harding Street Station (EW Stout) | 990 | 50 |  | 2023 | 7148 | 7117.17 | 451640.68 |  | 1.471 | 0.001 | 291444.825 | 0.0591 | 103.06 | 0.041 | 4904154.275 | Pipeline Natural Gas |  | Tangentially-fired |  | Low NOx Burner Technology w/ Separated OFA,Combustion Modification/Fuel Reburning |  |  | ARP, CSNOX, CSOSG3, CSSO2G1 | 990 50 | 1958-05-01 | 1162 |  |  | 0.45638 | 48.18% | Electric Utility |  |  | #N/A
IN | IPL - Harding Street Station (EW Stout) | 990 | 60 |  | 2023 | 5466 | 5451.48 | 352047.04 |  | 1.143 | 0.001 | 226376.222 | 0.0591 | 74.471 | 0.0377 | 3809190.765 | Pipeline Natural Gas |  | Tangentially-fired |  | Low NOx Burner Technology w/ Separated OFA,Combustion Modification/Fuel Reburning |  |  | ARP, CSNOX, CSOSG3, CSSO2G1 | 990 60 | 1961-04-01 | 1162 |  |  | 0.42307 | 37.42% | Electric Utility |  |  | #N/A
IN | IPL - Harding Street Station (EW Stout) | 990 | 70 |  | 2023 | 6432 | 6402.61 | 1971720.21 |  | 5.778 | 0.001 | 1144617.844 | 0.059 | 596.394 | 0.0605 | 19260450.773 | Pipeline Natural Gas |  | Tangentially-fired | Wet Limestone | Selective Catalytic Reduction,Combustion Modification/Fuel Reburning |  |  | ARP, CSNOX, CSOSG3, CSSO2G1 | 990 70 | 1973-07-01 | 4360 |  | Y | 0.60495 | 50.43% | Electric Utility |  |  | #N/A
IN | IPL - Harding Street Station (EW Stout) | 990 | GT4 |  | 2023 | 1553 | 1440.91 | 88017.22 |  | 0.401 | 0.0012 | 65314.108 | 0.0593 | 85.629 | 0.1531 | 1096288.604 | Pipeline Natural Gas | Diesel Oil | Combustion turbine |  | Water Injection |  |  | ARP, CSNOX, CSOSG3, CSSO2G1 | 990 GT4 | 1994-03-15 | 1124 |  |  | 1.9457 | 11.13% | Electric Utility | GE Unknown |  | 0.154
IN | IPL - Harding Street Station (EW Stout) | 990 | GT5 |  | 2023 | 1627 | 1519.16 | 92565.65 |  | 0.349 | 0.001 | 69187.601 | 0.059 | 86.985 | 0.1483 | 1164187.159 | Pipeline Natural Gas | Diesel Oil | Combustion turbine |  | Water Injection |  |  | ARP, CSNOX, CSOSG3, CSSO2G1 | 990 GT5 | 1994-11-18 | 1124 |  |  | 1.8794 | 11.82% | Electric Utility | GE Unknown |  | 0.14243
IN | IPL - Harding Street Station (EW Stout) | 990 | GT6 |  | 2023 | 917 | 811.24 | 115069.73 |  | 0.346 | 0.001 | 68553.19 | 0.059 | 25.594 | 0.0524 | 1153544.709 | Pipeline Natural Gas |  | Combustion turbine |  | Dry Low NOx Burners |  |  | ARP, CSNOX, CSOSG3, CSSO2G1 | 990 GT6 | 2002-05-10 | 2000 |  |  | 0.44484 | 6.584% | Electric Utility | GE PG7241(FA) | Frame | 0.036329
IN | IPL - Eagle Valley Generating Station | 991 | GT1 |  | 2023 | 8142 | 8139.75 | 2711302.19 |  | 5.176 | 0.001 | 1025333.744 | 0.059 | 43.238 | 0.0051 | 17253236.459 | Pipeline Natural Gas |  | Combined cycle |  | Dry Low NOx Burners,Selective Catalytic Reduction |  |  | ARP, CSNOX, CSOSG3, CSSO2G1 | 991 GT1 | 2017-11-01 | 2542 |  | Y | 0.031895 | 77.48% | Electric Utility | GE 7FA.05 2x1 | Frame | 0.0061864
IN | IPL - Eagle Valley Generating Station | 991 | GT2 |  | 2023 | 8141 | 8139.42 | 2707475.98 |  | 5.14 | 0.001 | 1018155.53 | 0.059 | 42.94 | 0.0051 | 17132415.906 | Pipeline Natural Gas |  | Combined cycle |  | Dry Low NOx Burners,Selective Catalytic Reduction |  |  | ARP, CSNOX, CSOSG3, CSSO2G1 | 991 GT2 | 2017-11-13 | 2542 |  | Y | 0.03172 | 76.94% | Electric Utility | GE 7FA.05 2x1 | Frame | 0.0060686
IN | IPL - Petersburg Generating Station | 994 | 2 | MS2B, MS2S | 2023 | 1880 | 1869.72 | 653477.34 |  | 278.085 | 0.0654 | 825267.695 | 0.103 | 326.067 | 0.0825 | 8043522.095 | Coal |  | Tangentially-fired | Wet Limestone,Sodium Based | Low NOx Burner Technology w/ Closed-coupled/Separated OFA,Selective Catalytic Reduction | Baghouse | Additives to Enhance PAC and Existing Equipment Performance,Untreated PAC Sorbent Injection | ARP, CSNOX, CSOSG3, CSSO2G1, MATS | 994 2 | 1969-12-01 | 4144 |  | Y | 0.99794 | 22.16% | Electric Utility |  |  | #N/A
IN | IPL - Petersburg Generating Station | 994 | 3 |  | 2023 | 6127 | 6110.36 | 2140948.61 |  | 1341.93 | 0.1268 | 1987710.218 | 0.103 | 806.804 | 0.0854 | 19373420.521 | Coal |  | Tangentially-fired | Wet Limestone | Selective Catalytic Reduction,Low NOx Burner Technology w/ Closed-coupled OFA | Baghouse,Electrostatic Precipitator | Other (Non PAC) Sorbent Injection,Untreated PAC Sorbent Injection | ARP, CSNOX, CSOSG3, CSSO2G1, MATS | 994 3 | 1977-11-01 | 5540 |  | Y | 0.75369 | 39.92% | Electric Utility |  |  | #N/A
IN | IPL - Petersburg Generating Station | 994 | 4 |  | 2023 | 7028 | 7014.89 | 2494069.15 |  | 2036.764 | 0.1599 | 2522193.432 | 0.103 | 2428.563 | 0.1916 | 24582790.025 | Coal |  | Tangentially-fired | Wet Limestone | Low NOx Burner Technology w/ Closed-coupled/Separated OFA,Low NOx Burner Technology w/ Closed-coupled OFA | Electrostatic Precipitator | Other (Non PAC) Sorbent Injection,Untreated PAC Sorbent Injection | ARP, CSNOX, CSOSG3, CSSO2G1, MATS | 994 4 | 1986-04-01 | 5550 |  |  | 1.9475 | 50.56% | Electric Utility |  |  | #N/A
IN | Michigan City Generating Station | 997 | 12 |  | 2023 | 4786 | 4778.1 | 1581702.44 |  | 639.607 | 0.0881 | 1608225.203 | 0.105 | 683.838 | 0.0932 | 15333963.006 | Coal |  | Cyclone boiler | Dry Lime FGD | Overfire Air,Selective Catalytic Reduction | Electrostatic Precipitator |  | ARP, CSNOX, CSOSG3, CSSO2G1, MATS | 997 12 | 1974-05-31 | 5200 |  | Y | 0.86469 | 33.66% | Electric Utility |  |  | #N/A
Note on AH1: [Threaded comment] Your version of Excel allows you to read this threaded comment; however, any edits to it will get removed if the file is opened in a newer version of Excel. Learn more: https://go.microsoft.com/fwlink/?linkid=870924 Comment: Pulled from all combustion turbine monthly file
Note on AJ1: [Threaded comment] Your version of Excel allows you to read this threaded comment; however, any edits to it will get removed if the file is opened in a newer version of Excel. Learn more: https://go.microsoft.com/fwlink/?linkid=870924 Comment: Overall average 2015 - 2023 Only index the 1st row and copied values for the others to reduce automatic updating
Note on AQ1: [Threaded comment] Your version of Excel allows you to read this threaded comment; however, any edits to it will get removed if the file is opened in a newer version of Excel. Learn more: https://go.microsoft.com/fwlink/?linkid=870924 Comment: Combined cycle EGUs limit CF to 40% in 2032 and beyond as a compliance approach for the GHG NSPS.
Note on AU6: [Threaded comment] Your version of Excel allows you to read this threaded comment; however, any edits to it will get removed if the file is opened in a newer version of Excel. Learn more: https://go.microsoft.com/fwlink/?linkid=870924 Comment: "turbine" includes other turbines and combustion turbines
Note on AU7: [Threaded comment] Your version of Excel allows you to read this threaded comment; however, any edits to it will get removed if the file is opened in a newer version of Excel. Learn more: https://go.microsoft.com/fwlink/?linkid=870924 Comment: Electric Utility Cogeneration Industrial Turbine Small Power Producer