## CAMD Facility Data 2023
State | Facility Name | Facility ID | Unit ID | Associated Stacks | Year | Program Code | Primary Rep Info | EPA Region | NERC Region | County | County Code | FIPS Code | Source Category | Latitude | Longitude | Owner/Operator | SO2 Phase | NOx Phase | Unit Type | Primary Fuel Type | Secondary Fuel Type | SO2 Controls | NOx Controls | PM Controls | Hg Controls | Commercial Operation Date | Operating Status | Max Hourly HI Rate (mmBtu/hr) | Associated Generators & Nameplate Capacity (MWe) | Unit ID | Nameplate Capacity (MWe) | SCR
AL | Barry | 3 | 1 | CS0AAN | 2023 | ARP, CSNOX, CSOSG2, CSSO2G2 | 605449 | 4 | SERC | Mobile County | AL097 | 97 | Electric Utility | 31.0069 | -88.0103 | Alabama Power Company (Owner),Alabama Power Company (Operator) | Phase 2 | Phase 2 Group 1 | Tangentially-fired | Pipeline Natural Gas |  |  | Low NOx Burner Technology w/ Closed-coupled OFA,Selective Non-catalytic Reduction |  |  | 1954-02-12 | Operating | 2322 | 1 (153.1) | 3 1 | 153.1 | Y | Begin Date | 2019-01-01 | 2019-01-01
AL | Barry | 3 | 2 | CS0AAN | 2023 | ARP, CSNOX, CSOSG2, CSSO2G2 | 605449 | 4 | SERC | Mobile County | AL097 | 97 | Electric Utility | 31.0069 | -88.0103 | Alabama Power Company (Owner),Alabama Power Company (Operator) | Phase 2 | Phase 2 Group 1 | Tangentially-fired | Pipeline Natural Gas |  |  | Low NOx Burner Technology w/ Closed-coupled OFA,Selective Non-catalytic Reduction |  |  | 1954-07-12 | Operating | 2359 | 2 (153.1) | 3 2 | 153.1 | Y | End Date | 2025-01-01 | 2025-01-01
AL | Barry | 3 | 4 |  | 2023 | ARP, CSNOX, CSOSG2, CSSO2G2 | 605449 | 4 | SERC | Mobile County | AL097 | 97 | Electric Utility | 31.0069 | -88.0103 | Alabama Power Company (Owner),Alabama Power Company (Operator) | Phase 2 | Phase 2 Group 1 | Tangentially-fired | Pipeline Natural Gas |  |  | Low NOx Burner Technology w/ Separated OFA,Selective Non-catalytic Reduction |  |  | 1969-12-31 | Operating | 3768 | 4 (403.8) | 3 4 | 403.8 | Y | Min Heat Input Rating (MMBtu/h) | 250 | 100
AL | Barry | 3 | 5 |  | 2023 | ARP, CSNOX, CSOSG2, CSSO2G2, MATS | 605449 | 4 | SERC | Mobile County | AL097 | 97 | Electric Utility | 31.0069 | -88.0103 | Alabama Power Company (Owner),Alabama Power Company (Operator) | Phase 2 | Phase 2 Group 1 | Tangentially-fired | Coal | Pipeline Natural Gas | Wet Limestone | Low NOx Burner Technology w/ Separated OFA,Selective Catalytic Reduction | Electrostatic Precipitator | Catalyst (gold, palladium, or other) used to oxidize mercury | 1971-10-19 | Operating | 11057 | 5 (788.8) | 3 5 | 788.8 | Y | Max Heat Input Rating (MMBtu/h) | 850 | 11000
AL | Barry | 3 | 8 |  | 2023 | ARP, CSNOX, CSOSG2, CSSO2G2, NSPS4T | 605449 | 4 | SERC | Mobile County | AL097 | 97 | Electric Utility | 31.0069 | -88.0103 | Alabama Power Company (Owner),Alabama Power Company (Operator) | Phase 2 |  | Combined cycle (Started Jul 17, 2023) | Pipeline Natural Gas |  |  | Dry Low NOx Burners,Selective Catalytic Reduction |  |  | 2023-07-17 | Operating (Started 07/17/2023) | 4771 | A3C1 (457), A3ST (305.1) | 3 8 | 762.1 | Y | Combustion Turbine Type | Turbine | Combined
AL | Barry | 3 | 6A |  | 2023 | ARP, CSNOX, CSOSG2, CSSO2G2 | 605449 | 4 | SERC | Mobile County | AL097 | 97 | Electric Utility | 31.0069 | -88.0103 | Alabama Power Company (Owner),Alabama Power Company (Operator) | Phase 2 |  | Combined cycle | Pipeline Natural Gas |  |  | Dry Low NOx Burners,Selective Catalytic Reduction |  |  | 2000-03-14 | Operating | 3000 | A1CT (170.1), A1ST (191.8) | 3 6A | 266 | Y | Source Category | Electric Utility | Electric Utility
AL | Barry | 3 | 6B |  | 2023 | ARP, CSNOX, CSOSG2, CSSO2G2 | 605449 | 4 | SERC | Mobile County | AL097 | 97 | Electric Utility | 31.0069 | -88.0103 | Alabama Power Company (Owner),Alabama Power Company (Operator) | Phase 2 |  | Combined cycle | Pipeline Natural Gas |  |  | Dry Low NOx Burners,Selective Catalytic Reduction |  |  | 2000-03-21 | Operating | 3000 | A1ST (191.8), A1CT2 (170.1) | 3 6B | 266 | Y
AL | Barry | 3 | 7A |  | 2023 | ARP, CSNOX, CSOSG2, CSSO2G2 | 605449 | 4 | SERC | Mobile County | AL097 | 97 | Electric Utility | 31.0069 | -88.0103 | Alabama Power Company (Owner),Alabama Power Company (Operator) | Phase 2 |  | Combined cycle | Pipeline Natural Gas |  |  | Dry Low NOx Burners,Selective Catalytic Reduction |  |  | 2001-01-13 | Operating | 3000 | A2C1 (170.1), A2ST (191.8) | 3 7A | 266 | Y | Number of Combusiton Turbines | 67 | 53
AL | Barry | 3 | 7B |  | 2023 | ARP, CSNOX, CSOSG2, CSSO2G2 | 605449 | 4 | SERC | Mobile County | AL097 | 97 | Electric Utility | 31.0069 | -88.0103 | Alabama Power Company (Owner),Alabama Power Company (Operator) | Phase 2 |  | Combined cycle | Pipeline Natural Gas |  |  | Dry Low NOx Burners,Selective Catalytic Reduction |  |  | 2001-01-18 | Operating | 3000 | A2ST (191.8), A2C2 (170.1) | 3 7B | 266 | Y | Number in with "selective" | 59 | 53
AL | Greene County | 10 | 1 | CS0EBN | 2023 | ARP, CSNOX, CSOSG2, CSSO2G2 | 605449 | 4 | SERC | Greene County | AL063 | 63 | Electric Utility | 32.6017 | -87.7811 | Alabama Power Company (Owner),Mississippi Power Company (Owner),Alabama Power Company (Operator) | Phase 2 | Phase 2 Group 2 | Cell burner boiler | Pipeline Natural Gas |  |  | Low NOx Cell Burner |  |  | 1965-06-11 | Operating | 3386 | 1 (299.2) | 10 1 | 299.2 |  |  | 88.06% | 100%
AL | Greene County | 10 | 2 | CS0EBN | 2023 | ARP, CSNOX, CSOSG2, CSSO2G2 | 605449 | 4 | SERC | Greene County | AL063 | 63 | Electric Utility | 32.6017 | -87.7811 | Alabama Power Company (Owner),Mississippi Power Company (Owner),Alabama Power Company (Operator) | Phase 2 | Phase 2 Group 1 | Dry bottom wall-fired boiler | Pipeline Natural Gas |  |  | Low NOx Burner Technology (Dry Bottom only) |  |  | 1966-07-30 | Operating | 3334 | 2 (269.3) | 10 2 | 269.3
AL | Greene County | 10 | CT10 |  | 2023 | ARP, CSNOX, CSOSG2, CSSO2G2 | 605449 | 4 | SERC | Greene County | AL063 | 63 | Electric Utility | 32.6017 | -87.7811 | Alabama Power Company (Owner),Alabama Power Company (Operator) | Phase 2 |  | Combustion turbine | Pipeline Natural Gas | Diesel Oil |  | Water Injection |  |  | 1996-05-29 | Operating | 1294 | GT10 (80) | 10 CT10 | 80 |  | Number of Category Combusiton Turbines | 67 | 50
AL | Greene County | 10 | CT2 |  | 2023 | ARP, CSNOX, CSOSG2, CSSO2G2 | 605449 | 4 | SERC | Greene County | AL063 | 63 | Electric Utility | 32.6017 | -87.7811 | Alabama Power Company (Owner),Alabama Power Company (Operator) | Phase 2 |  | Combustion turbine | Pipeline Natural Gas | Diesel Oil |  | Water Injection |  |  | 1996-05-29 | Operating | 1375 | GT2 (80) | 10 CT2 | 80 |  | Number in Category with SCR | 59 | 50
AL | Greene County | 10 | CT3 |  | 2023 | ARP, CSNOX, CSOSG2, CSSO2G2 | 605449 | 4 | SERC | Greene County | AL063 | 63 | Electric Utility | 32.6017 | -87.7811 | Alabama Power Company (Owner),Alabama Power Company (Operator) | Phase 2 |  | Combustion turbine | Pipeline Natural Gas | Diesel Oil |  | Water Injection |  |  | 1995-05-29 | Operating | 1307.2 | GT3 (80) | 10 CT3 | 80 |  |  | 88.06% | 100%
AL | Greene County | 10 | CT4 |  | 2023 | ARP, CSNOX, CSOSG2, CSSO2G2 | 605449 | 4 | SERC | Greene County | AL063 | 63 | Electric Utility | 32.6017 | -87.7811 | Alabama Power Company (Owner),Alabama Power Company (Operator) | Phase 2 |  | Combustion turbine | Pipeline Natural Gas | Diesel Oil |  | Water Injection |  |  | 1995-05-29 | Operating | 1294 | GT4 (80) | 10 CT4 | 80
AL | Greene County | 10 | CT5 |  | 2023 | ARP, CSNOX, CSOSG2, CSSO2G2 | 605449 | 4 | SERC | Greene County | AL063 | 63 | Electric Utility | 32.6017 | -87.7811 | Alabama Power Company (Owner),Alabama Power Company (Operator) | Phase 2 |  | Combustion turbine | Pipeline Natural Gas | Diesel Oil |  | Water Injection |  |  | 1995-05-29 | Operating | 1294 | GT5 (80) | 10 CT5 | 80
AL | Greene County | 10 | CT6 |  | 2023 | ARP, CSNOX, CSOSG2, CSSO2G2 | 605449 | 4 | SERC | Greene County | AL063 | 63 | Electric Utility | 32.6017 | -87.7811 | Alabama Power Company (Owner),Alabama Power Company (Operator) | Phase 2 |  | Combustion turbine | Pipeline Natural Gas | Diesel Oil |  | Water Injection |  |  | 1995-05-29 | Operating | 1308.9 | GT6 (80) | 10 CT6 | 80
AL | Greene County | 10 | CT7 |  | 2023 | ARP, CSNOX, CSOSG2, CSSO2G2 | 605449 | 4 | SERC | Greene County | AL063 | 63 | Electric Utility | 32.6017 | -87.7811 | Alabama Power Company (Owner),Alabama Power Company (Operator) | Phase 2 |  | Combustion turbine | Pipeline Natural Gas | Diesel Oil |  | Water Injection |  |  | 1995-05-29 | Operating | 1294 | GT7 (80) | 10 CT7 | 80
AL | Greene County | 10 | CT8 |  | 2023 | ARP, CSNOX, CSOSG2, CSSO2G2 | 605449 | 4 | SERC | Greene County | AL063 | 63 | Electric Utility | 32.6017 | -87.7811 | Alabama Power Company (Owner),Alabama Power Company (Operator) | Phase 2 |  | Combustion turbine | Pipeline Natural Gas | Diesel Oil |  | Water Injection |  |  | 1996-05-29 | Operating | 1655 | GT8 (80) | 10 CT8 | 80
AL | Greene County | 10 | CT9 |  | 2023 | ARP, CSNOX, CSOSG2, CSSO2G2 | 605449 | 4 | SERC | Greene County | AL063 | 63 | Electric Utility | 32.6017 | -87.7811 | Alabama Power Company (Owner),Alabama Power Company (Operator) | Phase 2 |  | Combustion turbine | Pipeline Natural Gas | Diesel Oil |  | Water Injection |  |  | 1996-05-29 | Operating | 1334.7 | GT9 (80) | 10 CT9 | 80
AL | E C Gaston | 26 | 1 | CS0CAN | 2023 | ARP, CSNOX, CSOSG2, CSSO2G2 | 605449 | 4 | SERC | Shelby County | AL117 | 117 | Electric Utility | 33.2442 | -86.4567 | Alabama Power Company (Owner),Georgia Power Company (Owner),Southern Company (Owner),Alabama Power Company (Operator) | Table 1 | Phase 1 Group 1 | Dry bottom wall-fired boiler | Pipeline Natural Gas | Coal |  | Low NOx Burner Technology (Dry Bottom only) | Electrostatic Precipitator |  | 1960-05-01 | Operating | 5462 | 1 (272) | 26 1 | 272
AL | E C Gaston | 26 | 2 | CS0CAN | 2023 | ARP, CSNOX, CSOSG2, CSSO2G2 | 605449 | 4 | SERC | Shelby County | AL117 | 117 | Electric Utility | 33.2442 | -86.4567 | Alabama Power Company (Owner),Georgia Power Company (Owner),Southern Company (Owner),Alabama Power Company (Operator) | Table 1 | Phase 1 Group 1 | Dry bottom wall-fired boiler | Pipeline Natural Gas | Coal |  | Low NOx Burner Technology (Dry Bottom only) | Baghouse,Electrostatic Precipitator |  | 1960-07-01 | Operating | 5324 | 2 (272) | 26 2 | 272
AL | E C Gaston | 26 | 3 | CS0CBN | 2023 | ARP, CSNOX, CSOSG2, CSSO2G2 | 605449 | 4 | SERC | Shelby County | AL117 | 117 | Electric Utility | 33.2442 | -86.4567 | Alabama Power Company (Owner),Georgia Power Company (Owner),Southern Company (Owner),Alabama Power Company (Operator) | Table 1 | Phase 1 Group 1 | Dry bottom wall-fired boiler | Pipeline Natural Gas | Coal |  | Low NOx Burner Technology (Dry Bottom only) | Baghouse,Electrostatic Precipitator |  | 1960-06-01 | Operating | 5077.2 | 3 (272) | 26 3 | 272
AL | E C Gaston | 26 | 4 | CS0CBN | 2023 | ARP, CSNOX, CSOSG2, CSSO2G2 | 605449 | 4 | SERC | Shelby County | AL117 | 117 | Electric Utility | 33.2442 | -86.4567 | Alabama Power Company (Owner),Georgia Power Company (Owner),Southern Company (Owner),Alabama Power Company (Operator) | Table 1 | Phase 1 Group 1 | Dry bottom wall-fired boiler | Pipeline Natural Gas | Coal |  | Low NOx Burner Technology (Dry Bottom only) | Electrostatic Precipitator |  | 1962-06-01 | Operating | 3635 | ST4 (244.8) | 26 4 | 244.8
AL | E C Gaston | 26 | 5 | MS5A, MS5B | 2023 | ARP, CSNOX, CSOSG2, CSSO2G2, MATS | 605449 | 4 | SERC | Shelby County | AL117 | 117 | Electric Utility | 33.2442 | -86.4567 | Alabama Power Company (Owner),Alabama Power Company (Operator) | Table 1 | Phase 1 Group 1 | Tangentially-fired | Coal | Pipeline Natural Gas | Wet Limestone | Low NOx Burner Technology w/ Separated OFA,Selective Catalytic Reduction | Baghouse,Electrostatic Precipitator | Halogenated PAC Sorbent Injection,Catalyst (gold, palladium, or other) used to oxidize mercury | 1974-08-02 | Operating | 16078 | 5 (952) | 26 5 | 952 | Y
AL | Colbert | 47 | CCT1 |  | 2023 | CSNOX, CSOSG2, CSSO2G2 | 609315 | 4 |  | Colbert County | AL033 | 33 | Electric Utility | 34.7439 | -87.8486 | Tennessee Valley Authority (Owner),Tennessee Valley Authority (Operator) |  |  | Combustion turbine | Pipeline Natural Gas | Diesel Oil |  |  |  |  | 1972-03-01 | Operating | 760 | GT1 (59.5) | 47 CCT1 | 59.5
AL | Colbert | 47 | CCT10 |  | 2023 | ARP, CSNOX, CSOSG2, CSSO2G2 | 609315 | 4 |  | Colbert County | AL033 | 33 | Electric Utility | 34.7439 | -87.8486 | Tennessee Valley Authority (Owner),Tennessee Valley Authority (Operator) | Phase 2 |  | Combustion turbine (Started Jun 30, 2023) | Pipeline Natural Gas |  |  | Dry Low NOx Burners |  |  | 2023-06-30 | Operating (Started 06/30/2023) | 2280 | CCT10 (210) | 47 CCT10 | 210
AL | Colbert | 47 | CCT11 |  | 2023 | ARP, CSNOX, CSOSG2, CSSO2G2 | 609315 | 4 |  | Colbert County | AL033 | 33 | Electric Utility | 34.7439 | -87.8486 | Tennessee Valley Authority (Owner),Tennessee Valley Authority (Operator) | Phase 2 |  | Combustion turbine (Started Jul 05, 2023) | Pipeline Natural Gas |  |  | Dry Low NOx Burners |  |  | 2023-07-05 | Operating (Started 07/05/2023) | 2280 | CCT11 (210) | 47 CCT11 | 210
AL | Colbert | 47 | CCT2 |  | 2023 | CSNOX, CSOSG2, CSSO2G2 | 609315 | 4 |  | Colbert County | AL033 | 33 | Electric Utility | 34.7439 | -87.8486 | Tennessee Valley Authority (Owner),Tennessee Valley Authority (Operator) |  |  | Combustion turbine | Pipeline Natural Gas | Diesel Oil |  |  |  |  | 1972-03-01 | Operating | 760 | GT2 (59.5) | 47 CCT2 | 59.5
AL | Colbert | 47 | CCT3 |  | 2023 | CSNOX, CSOSG2, CSSO2G2 | 609315 | 4 |  | Colbert County | AL033 | 33 | Electric Utility | 34.7439 | -87.8486 | Tennessee Valley Authority (Owner),Tennessee Valley Authority (Operator) |  |  | Combustion turbine | Pipeline Natural Gas | Diesel Oil |  |  |  |  | 1972-03-01 | Operating | 760 | GT3 (59.5) | 47 CCT3 | 59.5
AL | Colbert | 47 | CCT4 |  | 2023 | CSNOX, CSOSG2, CSSO2G2 | 609315 | 4 |  | Colbert County | AL033 | 33 | Electric Utility | 34.7439 | -87.8486 | Tennessee Valley Authority (Owner),Tennessee Valley Authority (Operator) |  |  | Combustion turbine | Pipeline Natural Gas | Diesel Oil |  |  |  |  | 1972-03-01 | Operating | 760 | GT4 (59.5) | 47 CCT4 | 59.5
AL | Colbert | 47 | CCT5 |  | 2023 | CSNOX, CSOSG2, CSSO2G2 | 609315 | 4 |  | Colbert County | AL033 | 33 | Electric Utility | 34.7439 | -87.8486 | Tennessee Valley Authority (Owner),Tennessee Valley Authority (Operator) |  |  | Combustion turbine | Pipeline Natural Gas | Diesel Oil |  |  |  |  | 1972-03-01 | Operating | 760 | GT5 (59.5) | 47 CCT5 | 59.5
AL | Colbert | 47 | CCT6 |  | 2023 | CSNOX, CSOSG2, CSSO2G2 | 609315 | 4 |  | Colbert County | AL033 | 33 | Electric Utility | 34.7439 | -87.8486 | Tennessee Valley Authority (Owner),Tennessee Valley Authority (Operator) |  |  | Combustion turbine | Pipeline Natural Gas | Diesel Oil |  |  |  |  | 1972-03-01 | Operating | 760 | GT6 (59.5) | 47 CCT6 | 59.5
AL | Colbert | 47 | CCT7 |  | 2023 | CSNOX, CSOSG2, CSSO2G2 | 609315 | 4 |  | Colbert County | AL033 | 33 | Electric Utility | 34.7439 | -87.8486 | Tennessee Valley Authority (Owner),Tennessee Valley Authority (Operator) |  |  | Combustion turbine | Pipeline Natural Gas | Diesel Oil |  |  |  |  | 1972-03-01 | Operating | 760 | GT7 (59.5) | 47 CCT7 | 59.5
AL | Colbert | 47 | CCT8 |  | 2023 | CSNOX, CSOSG2, CSSO2G2 | 609315 | 4 |  | Colbert County | AL033 | 33 | Electric Utility | 34.7439 | -87.8486 | Tennessee Valley Authority (Owner),Tennessee Valley Authority (Operator) |  |  | Combustion turbine | Pipeline Natural Gas | Diesel Oil |  |  |  |  | 1972-03-01 | Operating | 760 | GT8 (59.5) | 47 CCT8 | 59.5
AL | Colbert | 47 | CCT9 |  | 2023 | ARP, CSNOX, CSOSG2, CSSO2G2 | 609315 | 4 |  | Colbert County | AL033 | 33 | Electric Utility | 34.7439 | -87.8486 | Tennessee Valley Authority (Owner),Tennessee Valley Authority (Operator) | Phase 2 |  | Combustion turbine (Started Jun 19, 2023) | Pipeline Natural Gas |  |  | Dry Low NOx Burners |  |  | 2023-06-19 | Operating (Started 06/19/2023) | 2280 | CCT9 (210) | 47 CCT9 | 210
KY | Smith Generating Facility | 54 | SCT1 |  | 2023 | ARP, CSNOX, CSOSG2E, CSSO2G1 | 605834 | 4 | ECAR | Clark County | KY049 | 49 | Electric Utility | 37.8824 | -84.1025 | East Kentucky Power Cooperative (Owner),East Kentucky Power Cooperative (Operator) | Phase 2 |  | Combustion turbine | Pipeline Natural Gas | Residual Oil |  | Water Injection |  |  | 1995-03-31 | Operating | 1800 | GT1 (150) | 54 SCT1 | 150
KY | Smith Generating Facility | 54 | SCT10 |  | 2023 | ARP, CSNOX, CSOSG2E, CSSO2G1 | 605834 | 4 | ECAR | Clark County | KY049 | 49 | Electric Utility | 37.8824 | -84.1025 | East Kentucky Power Cooperative (Owner),East Kentucky Power Cooperative (Operator) | Phase 2 |  | Combustion turbine | Pipeline Natural Gas |  |  | Water Injection,Selective Catalytic Reduction |  |  | 2009-11-21 | Operating | 993 | GT10 (98) | 54 SCT10 | 98 | Y
KY | Smith Generating Facility | 54 | SCT2 |  | 2023 | ARP, CSNOX, CSOSG2E, CSSO2G1 | 605834 | 4 | ECAR | Clark County | KY049 | 49 | Electric Utility | 37.8824 | -84.1025 | East Kentucky Power Cooperative (Owner),East Kentucky Power Cooperative (Operator) | Phase 2 |  | Combustion turbine | Pipeline Natural Gas | Residual Oil |  | Water Injection |  |  | 1995-02-24 | Operating | 1800 | GT2 (150) | 54 SCT2 | 150
KY | Smith Generating Facility | 54 | SCT3 |  | 2023 | ARP, CSNOX, CSOSG2E, CSSO2G1 | 605834 | 4 | ECAR | Clark County | KY049 | 49 | Electric Utility | 37.8824 | -84.1025 | East Kentucky Power Cooperative (Owner),East Kentucky Power Cooperative (Operator) | Phase 2 |  | Combustion turbine | Pipeline Natural Gas | Residual Oil |  | Water Injection |  |  | 1995-01-28 | Operating | 1800 | GT3 (150) | 54 SCT3 | 150
KY | Smith Generating Facility | 54 | SCT4 |  | 2023 | ARP, CSNOX, CSOSG2E, CSSO2G1 | 605834 | 4 | ECAR | Clark County | KY049 | 49 | Electric Utility | 37.8824 | -84.1025 | East Kentucky Power Cooperative (Owner),East Kentucky Power Cooperative (Operator) | Phase 2 |  | Combustion turbine | Pipeline Natural Gas | Residual Oil |  | Dry Low NOx Burners,Water Injection |  |  | 2001-11-15 | Operating | 1300 | GT4 (108) | 54 SCT4 | 108
KY | Smith Generating Facility | 54 | SCT5 |  | 2023 | ARP, CSNOX, CSOSG2E, CSSO2G1 | 605834 | 4 | ECAR | Clark County | KY049 | 49 | Electric Utility | 37.8824 | -84.1025 | East Kentucky Power Cooperative (Owner),East Kentucky Power Cooperative (Operator) | Phase 2 |  | Combustion turbine | Pipeline Natural Gas | Residual Oil |  | Dry Low NOx Burners,Water Injection |  |  | 2001-11-15 | Operating | 1300 | GT5 (108) | 54 SCT5 | 108
KY | Smith Generating Facility | 54 | SCT6 |  | 2023 | ARP, CSNOX, CSOSG2E, CSSO2G1 | 605834 | 4 | ECAR | Clark County | KY049 | 49 | Electric Utility | 37.8824 | -84.1025 | East Kentucky Power Cooperative (Owner),East Kentucky Power Cooperative (Operator) | Phase 2 |  | Combustion turbine | Pipeline Natural Gas | Residual Oil |  | Dry Low NOx Burners,Water Injection |  |  | 2005-01-12 | Operating | 1300 | GT6 (98) | 54 SCT6 | 98
KY | Smith Generating Facility | 54 | SCT7 |  | 2023 | ARP, CSNOX, CSOSG2E, CSSO2G1 | 605834 | 4 | ECAR | Clark County | KY049 | 49 | Electric Utility | 37.8824 | -84.1025 | East Kentucky Power Cooperative (Owner),East Kentucky Power Cooperative (Operator) | Phase 2 |  | Combustion turbine | Pipeline Natural Gas | Residual Oil |  | Dry Low NOx Burners,Water Injection |  |  | 2005-01-12 | Operating | 1300 | GT7 (98) | 54 SCT7 | 98
KY | Smith Generating Facility | 54 | SCT9 |  | 2023 | ARP, CSNOX, CSOSG2E, CSSO2G1 | 605834 | 4 | ECAR | Clark County | KY049 | 49 | Electric Utility | 37.8824 | -84.1025 | East Kentucky Power Cooperative (Owner),East Kentucky Power Cooperative (Operator) | Phase 2 |  | Combustion turbine | Pipeline Natural Gas |  |  | Water Injection,Selective Catalytic Reduction |  |  | 2009-11-14 | Operating | 993 | GT9 (98) | 54 SCT9 | 98 | Y
AL | Charles R Lowman | 56 | CC1 |  | 2023 | ARP, CSNOX, CSOSG2, NSPS4T | 609045 | 4 | SERC | Washington County | AL129 | 129 | Electric Utility | 31.4858 | -87.9106 | PowerSouth Energy Cooperative, Inc. (Owner),PowerSouth Energy Cooperative, Inc. (Operator) | Phase 2 |  | Combined cycle (Started Feb 19, 2023) | Pipeline Natural Gas |  |  | Ammonia Injection (Began Feb 19, 2023),Dry Low NOx Burners,Selective Catalytic Reduction |  |  | 2023-02-19 | Operating (Started 02/19/2023) | 4500 | LEC1 (454.5), LEC2 (272.2) | 56 CC1 | 726.7 | Y
NE | Platte | 59 | 1 |  | 2023 | ARP, CSNOX, CSSO2G2, MATS | 514 (Ended May 03, 2023), 607758 (Started May 03, 2023) | 7 | MAPP | Hall County | NE079 | 79 | Electric Utility | 40.8538 | -98.3481 | Grand Island Utilities Department (Owner),Grand Island Utilities Department (Operator) | Phase 2 | Early Election | Tangentially-fired | Coal | Diesel Oil | Dry Lime FGD | Low NOx Burner Technology w/ Closed-coupled/Separated OFA | Baghouse,Electrostatic Precipitator | Halogenated PAC Sorbent Injection | 1982-08-01 | Operating | 1500 | 1 (109.8) | 59 1 | 109.8
NE | Gerald Whelan Energy Center | 60 | 1 |  | 2023 | ARP, CSNOX, CSSO2G2, MATS | 601803 | 7 | MAPP | Adams County | NE001 | 1 | Electric Utility | 40.5806 | -98.3106 | City of Hastings (Owner),Nebraska Municipal Energy Agency (Operator) | Phase 2 | Early Election | Tangentially-fired | Coal |  |  | Overfire Air | Electrostatic Precipitator |  | 1981-07-01 | Operating | 835 | 1 (77) | 60 1 | 77
NE | Gerald Whelan Energy Center | 60 | 2 |  | 2023 | ARP, CSNOX, CSSO2G2, MATS | 601803 | 7 | MAPP | Adams County | NE001 | 1 | Electric Utility | 40.5806 | -98.3106 | Public Power Generation Agency (Owner),Public Power Generation Agency (Operator) | Phase 2 |  | Dry bottom wall-fired boiler | Coal |  | Dry Lime FGD | Selective Catalytic Reduction |  |  | 2010-10-26 | Operating | 2210.5 | 2 (220) | 60 2 | 220 | Y
KS | Holcomb | 108 | SGU1 |  | 2023 | ARP, CSNOX, CSOSG2, CSSO2G2, MATS | 608386 | 7 | SPP | Finney County | KS055 | 55 | Electric Utility | 37.9306 | -100.9725 | Sunflower Electric Power Corporation (Owner),Sunflower Electric Power Corporation (Operator) | Phase 2 | Phase 2 Group 1 | Dry bottom wall-fired boiler | Coal |  | Dry Lime FGD | Low NOx Burner Technology (Dry Bottom only) | Baghouse |  | 1983-08-01 | Operating | 4320 | 1 (387) | 108 SGU1 | 387
AZ | Cholla | 113 | 1 |  | 2023 | ARP, MATS | 610386 | 9 | WECC | Navajo County | AZ017 | 17 | Electric Utility | 34.9394 | -110.3033 | Arizona Public Service Company (Owner),Arizona Public Service Company (Operator) | Phase 2 | Early Election | Tangentially-fired | Coal |  | Wet Lime FGD | Low NOx Burner Technology w/ Separated OFA | Baghouse |  | 1962-05-01 | Operating | 1516 | 1 (113.6) | 113 1 | 113.6
AZ | Cholla | 113 | 3 |  | 2023 | ARP, MATS | 610386 | 9 | WECC | Navajo County | AZ017 | 17 | Electric Utility | 34.9394 | -110.3033 | Arizona Public Service Company (Owner),Arizona Public Service Company (Operator) | Phase 2 | Early Election | Tangentially-fired | Coal |  | Wet Lime FGD | Low NOx Burner Technology w/ Closed-coupled/Separated OFA | Baghouse |  | 1980-05-15 | Operating | 5940 | 3 (288.9) | 113 3 | 288.9
AZ | Ocotillo Power Plant | 116 | GT3 |  | 2023 | ARP | 608779 | 9 |  | Maricopa County | AZ013 | 13 | Electric Utility | 33.4225 | -111.9122 | Arizona Public Service Company (Owner),Arizona Public Service Company (Operator) | Phase 2 |  | Combustion turbine | Pipeline Natural Gas |  |  | Water Injection,Selective Catalytic Reduction |  |  | 2019-04-06 | Operating | 1000 | GT3 (102) | 116 GT3 | 102 | Y
AZ | Ocotillo Power Plant | 116 | GT4 |  | 2023 | ARP | 608779 | 9 |  | Maricopa County | AZ013 | 13 | Electric Utility | 33.4225 | -111.9122 | Arizona Public Service Company (Owner),Arizona Public Service Company (Operator) | Phase 2 |  | Combustion turbine | Pipeline Natural Gas |  |  | Water Injection,Selective Catalytic Reduction |  |  | 2019-03-04 | Operating | 1000 | GT4 (102) | 116 GT4 | 102 | Y
AZ | Ocotillo Power Plant | 116 | GT5 |  | 2023 | ARP | 608779 | 9 |  | Maricopa County | AZ013 | 13 | Electric Utility | 33.4225 | -111.9122 | Arizona Public Service Company (Owner),Arizona Public Service Company (Operator) | Phase 2 |  | Combustion turbine | Pipeline Natural Gas |  |  | Water Injection,Selective Catalytic Reduction |  |  | 2019-03-13 | Operating | 1000 | GT5 (102) | 116 GT5 | 102 | Y
AZ | Ocotillo Power Plant | 116 | GT6 |  | 2023 | ARP | 608779 | 9 |  | Maricopa County | AZ013 | 13 | Electric Utility | 33.4225 | -111.9122 | Arizona Public Service Company (Owner),Arizona Public Service Company (Operator) | Phase 2 |  | Combustion turbine | Pipeline Natural Gas |  |  | Water Injection,Selective Catalytic Reduction |  |  | 2019-02-15 | Operating | 1000 | GT6 (102) | 116 GT6 | 102 | Y
AZ | Ocotillo Power Plant | 116 | GT7 |  | 2023 | ARP | 608779 | 9 |  | Maricopa County | AZ013 | 13 | Electric Utility | 33.4225 | -111.9122 | Arizona Public Service Company (Owner),Arizona Public Service Company (Operator) | Phase 2 |  | Combustion turbine | Pipeline Natural Gas |  |  | Water Injection,Selective Catalytic Reduction |  |  | 2019-01-16 | Operating | 1000 | GT7 (102) | 116 GT7 | 102 | Y
AZ | APS West Phoenix Power Plant | 117 | CC4 |  | 2023 | ARP | 607692 (Ended Aug 11, 2023), 610626 (Started Aug 11, 2023) | 9 |  | Maricopa County | AZ013 | 13 | Electric Utility | 33.4417 | -112.1583 | Arizona Public Service Company (Owner),Arizona Public Service Company (Operator) | Phase 2 |  | Combined cycle | Pipeline Natural Gas |  |  | Dry Low NOx Burners |  |  | 2001-04-12 | Operating | 1190 | C4-2 (44.6), C4-1 (91) | 117 CC4 | 135.6
AZ | APS West Phoenix Power Plant | 117 | CC5A |  | 2023 | ARP | 607692 (Ended Aug 11, 2023), 610626 (Started Aug 11, 2023) | 9 |  | Maricopa County | AZ013 | 13 | Electric Utility | 33.4417 | -112.1583 | Arizona Public Service Company (Owner),Arizona Public Service Company (Operator) | Phase 2 |  | Combined cycle | Pipeline Natural Gas |  |  | Dry Low NOx Burners,Selective Catalytic Reduction |  |  | 2003-06-13 | Operating | 2073.5 | C5-1 (184), C5-3 (201) | 117 CC5A | 284.5 | Y
AZ | APS West Phoenix Power Plant | 117 | CC5B |  | 2023 | ARP | 607692 (Ended Aug 11, 2023), 610626 (Started Aug 11, 2023) | 9 |  | Maricopa County | AZ013 | 13 | Electric Utility | 33.4417 | -112.1583 | Arizona Public Service Company (Owner),Arizona Public Service Company (Operator) | Phase 2 |  | Combined cycle | Pipeline Natural Gas |  |  | Dry Low NOx Burners,Selective Catalytic Reduction |  |  | 2003-06-16 | Operating | 2073.5 | C5-3 (201), C5-2 (184) | 117 CC5B | 284.5 | Y
AZ | APS Saguaro Power Plant | 118 | CT3 |  | 2023 | ARP | 608779 | 9 | WECC | Pinal County | AZ021 | 21 | Electric Utility | 32.5517 | -111.3 | Arizona Public Service Company (Owner),Arizona Public Service Company (Operator) | Phase 2 |  | Combustion turbine | Pipeline Natural Gas |  |  | Dry Low NOx Burners |  |  | 2002-03-01 | Operating | 950 | GE1 (91) | 118 CT3 | 91
AZ | Yucca Power Plant | 120 | 1 |  | 2023 | ARP | 608778 (Ended Aug 03, 2023), 610509 (Started Aug 03, 2023) | 9 | WECC | Yuma County | AZ027 | 27 | Electric Utility | 32.7214 | -114.7097 | Imperial Irrigation District (Owner),Arizona Public Service Company (Operator) | Phase 2 |  | Tangentially-fired | Pipeline Natural Gas | Residual Oil |  |  |  |  | 1959-03-04 | Operating | 880 | ST1 (86.7) | 120 1 | 86.7
AZ | Yucca Power Plant | 120 | CT5 |  | 2023 | ARP | 608778 (Ended Aug 03, 2023), 610509 (Started Aug 03, 2023) | 9 | WECC | Yuma County | AZ027 | 27 | Electric Utility | 32.7214 | -114.7097 | Arizona Public Service Company (Owner),Arizona Public Service Company (Operator) | Phase 2 |  | Combustion turbine | Pipeline Natural Gas |  |  | Selective Catalytic Reduction |  |  | 2008-06-02 | Operating | 521.4 | GT5 (60.5) | 120 CT5 | 60.5 | Y
AZ | Yucca Power Plant | 120 | CT6 |  | 2023 | ARP | 608778 (Ended Aug 03, 2023), 610509 (Started Aug 03, 2023) | 9 | WECC | Yuma County | AZ027 | 27 | Electric Utility | 32.7214 | -114.7097 | Arizona Public Service Company (Owner),Arizona Public Service Company (Operator) | Phase 2 |  | Combustion turbine | Pipeline Natural Gas |  |  | Selective Catalytic Reduction |  |  | 2008-06-23 | Operating | 521.4 | GT6 (60.5) | 120 CT6 | 60.5 | Y
AZ | De Moss Petrie Generating Station | 124 | GT1 |  | 2023 | ARP | 607519 | 9 |  | Pima County | AZ019 | 19 | Electric Utility | 32.2511 | -110.9889 | Tucson Electric Power Company (Owner),Tucson Electric Power Company (Operator) | Phase 2 |  | Combustion turbine | Natural Gas |  |  | Dry Low NOx Burners |  |  | 2001-04-30 | Operating | 1140 | GT2 (85) | 124 GT1 | 85
AZ | Irvington Generating Station | 126 | 3 |  | 2023 | ARP | 607519 | 9 |  | Pima County | AZ019 | 19 | Electric Utility | 32.16 | -110.9047 | Tucson Electric Power Company (Owner),Tucson Electric Power Company (Operator) | Phase 2 |  | Tangentially-fired | Natural Gas | Residual Oil |  |  |  |  | 1962-05-01 | Operating | 1210 | ST3 (113.6) | 126 3 | 113.6
AZ | Irvington Generating Station | 126 | 4 |  | 2023 | ARP | 607519 | 9 |  | Pima County | AZ019 | 19 | Electric Utility | 32.16 | -110.9047 | Tucson Electric Power Company (Owner),Tucson Electric Power Company (Operator) | Phase 2 | Phase 2 Group 1 | Dry bottom wall-fired boiler | Natural Gas | Other Gas |  | Low NOx Burner Technology w/ Overfire Air |  |  | 1967-05-01 | Operating | 1750 | 4 (173.3) | 126 4 | 173.3
SC | Cross | 130 | 1 |  | 2023 | ARP, CSNOX, CSSO2G2, MATS, SIPNOX | 610491 | 4 |  | Berkeley County | SC015 | 15 | Electric Utility | 33.3692 | -80.1119 | Santee Cooper (Owner),Santee Cooper (Operator) | Phase 2 | Early Election | Dry bottom wall-fired boiler | Coal | Residual Oil | Wet Limestone | Selective Catalytic Reduction,Low NOx Burner Technology w/ Overfire Air | Electrostatic Precipitator |  | 1994-12-01 | Operating | 6750 | 1 (590.9) | 130 1 | 590.9 | Y
SC | Cross | 130 | 2 |  | 2023 | ARP, CSNOX, CSSO2G2, MATS, SIPNOX | 610491 | 4 |  | Berkeley County | SC015 | 15 | Electric Utility | 33.3692 | -80.1119 | Santee Cooper (Owner),Santee Cooper (Operator) | Phase 2 | Early Election | Tangentially-fired | Coal | Residual Oil | Wet Limestone | Selective Catalytic Reduction,Low NOx Burner Technology w/ Closed-coupled OFA | Electrostatic Precipitator |  | 1984-05-01 | Operating | 6640 | 2 (556.2) | 130 2 | 556.2 | Y
SC | Cross | 130 | 3 |  | 2023 | ARP, CSNOX, CSSO2G2, MATS, SIPNOX | 610491 | 4 |  | Berkeley County | SC015 | 15 | Electric Utility | 33.3692 | -80.1119 | Santee Cooper (Owner),Santee Cooper (Operator) | Phase 2 |  | Tangentially-fired | Coal | Diesel Oil | Wet Limestone | Low NOx Burner Technology w/ Closed-coupled/Separated OFA,Selective Catalytic Reduction | Electrostatic Precipitator |  | 2006-10-04 | Operating | 6895 | 3 (580) | 130 3 | 580 | Y
SC | Cross | 130 | 4 |  | 2023 | ARP, CSNOX, CSSO2G2, MATS, SIPNOX | 610491 | 4 |  | Berkeley County | SC015 | 15 | Electric Utility | 33.3692 | -80.1119 | Santee Cooper (Owner),Santee Cooper (Operator) | Phase 2 |  | Tangentially-fired | Coal | Diesel Oil | Wet Limestone | Low NOx Burner Technology w/ Closed-coupled/Separated OFA,Selective Catalytic Reduction | Electrostatic Precipitator |  | 2008-04-26 | Operating | 7120 | 4 (580) | 130 4 | 580 | Y
FL | Seminole (136) | 136 | 1 |  | 2023 | ARP, MATS | 609539 | 4 | SERC | Putnam County | FL107 | 107 | Electric Utility | 29.7333 | -81.6339 | Seminole Electric Cooperative, Inc. (Owner),Seminole Electric Cooperative, Inc. (Operator) | Phase 2 | Early Election | Dry bottom wall-fired boiler | Coal | Diesel Oil | Wet Limestone | Selective Catalytic Reduction,Low NOx Burner Technology w/ Overfire Air | Electrostatic Precipitator |  | 1984-01-31 | Operating | 7172 | 1 (714.6) | 136 1 | 714.6 | Y
FL | Seminole (136) | 136 | 2 |  | 2023 | ARP, MATS | 609539 | 4 | SERC | Putnam County | FL107 | 107 | Electric Utility | 29.7333 | -81.6339 | Seminole Electric Cooperative, Inc. (Owner),Seminole Electric Cooperative, Inc. (Operator) | Phase 2 | Early Election | Dry bottom wall-fired boiler | Coal | Diesel Oil | Wet Limestone | Selective Catalytic Reduction,Low NOx Burner Technology w/ Overfire Air | Electrostatic Precipitator |  | 1984-12-31 | Operating | 7172 | 2 (714.6) | 136 2 | 714.6 | Y
FL | Seminole (136) | 136 | CT1 |  | 2023 | ARP, NSPS4T | 609539 | 4 | SERC | Putnam County | FL107 | 107 | Electric Utility | 29.7333 | -81.6339 | Seminole Electric Cooperative, Inc. (Owner),Seminole Electric Cooperative, Inc. (Operator) | Phase 2 |  | Combined cycle | Natural Gas |  |  | Dry Low NOx Burners,Selective Catalytic Reduction |  |  | 2022-06-01 | Operating | 3764 | CT1 (384.2), ST (414.8) | 136 CT1 | 591.6 | Y
FL | Seminole (136) | 136 | CT2 |  | 2023 | ARP, NSPS4T | 609539 | 4 | SERC | Putnam County | FL107 | 107 | Electric Utility | 29.7333 | -81.6339 | Seminole Electric Cooperative, Inc. (Owner),Seminole Electric Cooperative, Inc. (Operator) | Phase 2 |  | Combined cycle | Natural Gas |  |  | Dry Low NOx Burners,Selective Catalytic Reduction |  |  | 2022-06-05 | Operating | 3790.8 | ST (414.8), CT2 (384.2) | 136 CT2 | 591.6 | Y
AZ | Agua Fria Generating Station | 141 | 1 |  | 2023 | ARP | 608572 | 9 | WECC | Maricopa County | AZ013 | 13 | Electric Utility | 33.5542 | -112.2161 | Salt River Project (Owner),Salt River Project (Operator) | Phase 2 |  | Dry bottom wall-fired boiler | Pipeline Natural Gas | [5 empty] | 1958-01-01 | Operating | 2000 | AF1 (113.6) | 141 1 | 113.6
AZ | Agua Fria Generating Station | 141 | 2 |  | 2023 | ARP | 608572 | 9 | WECC | Maricopa County | AZ013 | 13 | Electric Utility | 33.5542 | -112.2161 | Salt River Project (Owner),Salt River Project (Operator) | Phase 2 |  | Dry bottom wall-fired boiler | Pipeline Natural Gas | [5 empty] | 1957-04-01 | Operating | 2000 | AF2 (113.6) | 141 2 | 113.6
AZ | Agua Fria Generating Station | 141 | 3 |  | 2023 | ARP | 608572 | 9 | WECC | Maricopa County | AZ013 | 13 | Electric Utility | 33.5542 | -112.2161 | Salt River Project (Owner),Salt River Project (Operator) | Phase 2 |  | Dry bottom turbo-fired boiler | Pipeline Natural Gas | [5 empty] | 1961-04-01 | Operating | 2350 | AF3 (163.2) | 141 3 | 163.2
AZ | Agua Fria Generating Station | 141 | 7 |  | 2023 | ARP | 608572 | 9 | WECC | Maricopa County | AZ013 | 13 | Electric Utility | 33.5542 | -112.2161 | Salt River Project (Owner),Salt River Project (Operator) | Phase 2 |  | Combustion turbine | Pipeline Natural Gas |  |  | Water Injection,Selective Catalytic Reduction |  |  | 2022-07-20 | Operating | 439 | AF7 (49.5) | 141 7 | 49.5 | Y
AZ | Agua Fria Generating Station | 141 | 8 |  | 2023 | ARP | 608572 | 9 | WECC | Maricopa County | AZ013 | 13 | Electric Utility | 33.5542 | -112.2161 | Salt River Project (Owner),Salt River Project (Operator) | Phase 2 |  | Combustion turbine | Pipeline Natural Gas |  |  | Water Injection,Selective Catalytic Reduction |  |  | 2022-08-04 | Operating | 439 | AF8 (49.5) | 141 8 | 49.5 | Y
AZ | Kyrene Generating Station | 147 | K-7 |  | 2023 | ARP | 608572 | 9 | WECC | Maricopa County | AZ013 | 13 | Electric Utility | 33.3544 | -111.9364 | Salt River Project (Owner),Salt River Project (Operator) | Phase 2 |  | Combined cycle | Pipeline Natural Gas |  |  | Dry Low NOx Burners,Selective Catalytic Reduction |  |  | 2002-03-07 | Operating | 2310 | KY7A (122), KY7 (170) | 147 K-7 | 292 | Y
AZ | Apache Station | 160 | 1 |  | 2023 | ARP | 606568 | 9 |  | Cochise County | AZ003 | 3 | Electric Utility | 32.0619 | -109.8931 | Arizona Electric Power Cooperative (Owner),Arizona Electric Power Cooperative (Operator) | Phase 2 |  | Dry bottom wall-fired boiler | Pipeline Natural Gas | [5 empty] | 1964-09-01 | Operating | 919 | ST1 (85.05) | 160 1 | 85.05
AZ | Apache Station | 160 | 2 |  | 2023 | ARP, MATS | 606568 | 9 |  | Cochise County | AZ003 | 3 | Electric Utility | 32.0619 | -109.8931 | Arizona Electric Power Cooperative (Owner),Arizona Electric Power Cooperative (Operator) | Phase 2 | Early Election | Dry bottom turbo-fired boiler | Pipeline Natural Gas |  | Wet Lime FGD | Overfire Air | Electrostatic Precipitator,Wet Scrubber |  | 1979-01-01 | Operating | 1900 | ST2 (194.7) | 160 2 | 194.7
AZ | Apache Station | 160 | 3 |  | 2023 | ARP, MATS | 606568 | 9 |  | Cochise County | AZ003 | 3 | Electric Utility | 32.0619 | -109.8931 | Arizona Electric Power Cooperative (Owner),Arizona Electric Power Cooperative (Operator) | Phase 2 | Early Election | Dry bottom turbo-fired boiler | Coal | Pipeline Natural Gas | Wet Lime FGD | Overfire Air | Electrostatic Precipitator,Wet Scrubber |  | 1979-09-01 | Operating | 1900 | ST3 (194.7) | 160 3 | 194.7
AZ | Apache Station | 160 | 4 |  | 2023 | ARP | 606568 | 9 |  | Cochise County | AZ003 | 3 | Electric Utility | 32.0619 | -109.8931 | Arizona Electric Power Cooperative (Owner),Arizona Electric Power Cooperative (Operator) | Phase 2 |  | Combustion turbine | Pipeline Natural Gas |  |  | Water Injection,Selective Catalytic Reduction |  |  | 2002-11-01 | Operating | 413.1 | GT4 (60.5) | 160 4 | 60.5 | Y
OK | Grand River Dam Authority | 165 | 1 |  | 2023 | ARP, CSOSG2, MATS | 606710 | 6 | SPP | Mayes County | OK097 | 97 | Electric Utility | 36.1906 | -95.2889 | Grand River Dam Authority (Owner),Grand River Dam Authority (Operator) | Phase 2 | Phase 2 Group 1 | Dry bottom wall-fired boiler | Coal | Diesel Oil, Pipeline Natural Gas |  | Overfire Air | Electrostatic Precipitator |  | 1982-01-01 | Operating | 6100 | 1 (490) | 165 1 | 490
OK | Grand River Dam Authority | 165 | 2 |  | 2023 | ARP, CSOSG2, MATS | 606710 | 6 | SPP | Mayes County | OK097 | 97 | Electric Utility | 36.1906 | -95.2889 | Grand River Dam Authority (Owner),KAMO Power (Owner),Oklahoma Municipal Power Authority (Owner),Grand River Dam Authority (Operator) | Phase 2 | Phase 2 Group 1 | Dry bottom wall-fired boiler | Coal | Diesel Oil, Pipeline Natural Gas | Dry Lime FGD | Low NOx Burner Technology w/ Overfire Air | Baghouse | Untreated PAC Sorbent Injection | 1986-04-01 | Operating | 6400 | 2 (520) | 165 2 | 520
OK | Grand River Dam Authority | 165 | 3 |  | 2023 | ARP, CSOSG2 | 606710 | 6 | SPP | Mayes County | OK097 | 97 | Electric Utility | 36.1906 | -95.2889 | Grand River Dam Authority (Owner),Grand River Dam Authority (Operator) | Phase 2 |  | Combined cycle | Pipeline Natural Gas |  |  | Selective Catalytic Reduction |  |  | 2017-03-17 | Operating | 3627 | 3CT (365.5), 3ST (204) | 165 3 | 569.5 | Y
AR | Lake Catherine | 170 | 4 |  | 2023 | ARP, CSOSG2 | 609775 (Ended Mar 31, 2023), 610584 (Started Mar 31, 2023) | 6 | SPP | Hot Spring County | AR059 | 59 | Electric Utility | 34.4341 | -92.9046 | Entergy Corporation (Owner),Entergy Corporation (Operator) | Phase 2 |  | Dry bottom wall-fired boiler | Pipeline Natural Gas | [5 empty] | 1970-04-07 | Operating | 7606 | 4 (552.5) | 170 4 | 552.5
AR | Thomas Fitzhugh | 201 | 2 |  | 2023 | ARP, CSOSG2 | 537 (Ended Aug 22, 2023), 500535 (Started Aug 22, 2023) | 6 | SPP | Franklin County | AR047 | 47 | Electric Utility | 35.4617 | -93.8053 | Arkansas Electric Cooperative Corporation (Owner),Arkansas Electric Cooperative Corporation (Operator) | Phase 2 |  | Combined cycle | Pipeline Natural Gas | Diesel Oil |  | Dry Low NOx Burners,Water Injection |  |  | 2002-12-31 | Operating | 1750 | 1 (59), 2 (106) | 201 2 | 165
AR | Carl Bailey | 202 | 1 |  | 2023 | ARP, CSOSG2 | 537 (Ended Aug 21, 2023), 500535 (Started Aug 21, 2023) | 6 | SPP | Woodruff County | AR147 | 147 | Electric Utility | 35.2597 | -91.3631 | Arkansas Electric Cooperative Corporation (Owner),Arkansas Electric Cooperative Corporation (Operator) | Phase 2 |  | Dry bottom wall-fired boiler | Pipeline Natural Gas | Residual Oil |  |  |  |  | 1966-03-15 | Operating | 1436 | 1 (120) | 202 1 | 120
AR | McClellan | 203 | 1 |  | 2023 | ARP, CSOSG2 | 537 (Ended Aug 22, 2023), 500535 (Started Aug 22, 2023) | 6 | SPP | Ouachita County | AR103 | 103 | Electric Utility | 33.5648 | -92.7917 | Arkansas Electric Cooperative Corporation (Owner),Arkansas Electric Cooperative Corporation (Operator) | Phase 2 |  | Dry bottom wall-fired boiler | Pipeline Natural Gas | Residual Oil |  |  |  |  | 1970-04-01 | Operating | 1436 | 1 (136) | 203 1 | 136
CA | Moss Landing Power Plant | 260 | 1A |  | 2023 | ARP | 603383 | 9 | WECC | Monterey County | CA053 | 53 | Electric Utility | 36.8042 | -121.7775 | Moss Landing Power Company LLC (Owner),Moss Landing Power Company LLC (Operator) | Phase 2 |  | Combined cycle | Pipeline Natural Gas |  |  | Dry Low NOx Burners,Selective Catalytic Reduction |  |  | 2002-04-09 | Operating | 2057 | CT1A (275), ST1 (233) | 260 1A | 391.5 | Y
CA | Moss Landing Power Plant | 260 | 2A |  | 2023 | ARP | 603383 | 9 | WECC | Monterey County | CA053 | 53 | Electric Utility | 36.8042 | -121.7775 | Moss Landing Power Company LLC (Owner),Moss Landing Power Company LLC (Operator) | Phase 2 |  | Combined cycle | Pipeline Natural Gas |  |  | Dry Low NOx Burners,Selective Catalytic Reduction |  |  | 2002-04-09 | Operating | 2057 | ST1 (233), CT1B (275) | 260 2A | 391.5 | Y
CA | Moss Landing Power Plant | 260 | 3A |  | 2023 | ARP | 603383 | 9 | WECC | Monterey County | CA053 | 53 | Electric Utility | 36.8042 | -121.7775 | Moss Landing Power Company LLC (Owner),Moss Landing Power Company LLC (Operator) | Phase 2 |  | Combined cycle | Pipeline Natural Gas |  |  | Dry Low NOx Burners,Selective Catalytic Reduction |  |  | 2002-05-24 | Operating | 2057 | ST2 (233), CT2A (275) | 260 3A | 391.5 | Y
CA | Moss Landing Power Plant | 260 | 4A |  | 2023 | ARP | 603383 | 9 | WECC | Monterey County | CA053 | 53 | Electric Utility | 36.8042 | -121.7775 | Moss Landing Power Company LLC (Owner),Moss Landing Power Company LLC (Operator) | Phase 2 |  | Combined cycle | Pipeline Natural Gas |  |  | Dry Low NOx Burners,Selective Catalytic Reduction |  |  | 2002-05-26 | Operating | 2057 | ST2 (233), CT2B (275) | 260 4A | 391.5 | Y
TX | Limestone | 298 | LIM1 |  | 2023 | ARP, CSOSG2, MATS, TXSO2 | 602998 | 6 | ERCOT | Limestone County | TX293 | 293 | Electric Utility | 31.4219 | -96.2525 | NRG Energy, Inc (Owner),NRG Energy, Inc (Operator) | Phase 2 | Early Election | Tangentially-fired | Coal |  | Wet Limestone | Overfire Air | Electrostatic Precipitator | Halogenated PAC Sorbent Injection | 1985-12-01 | Operating | 11107 | 1 (813.4) | 298 LIM1 | 813.4
TX | Limestone | 298 | LIM2 |  | 2023 | ARP, CSOSG2, MATS, TXSO2 | 602998 | 6 | ERCOT | Limestone County | TX293 | 293 | Electric Utility | 31.4219 | -96.2525 | NRG Energy, Inc (Owner),NRG Energy, Inc (Operator) | Phase 2 | Early Election | Tangentially-fired | Coal |  | Wet Limestone | Overfire Air | Electrostatic Precipitator | Halogenated PAC Sorbent Injection | 1985-12-01 | Operating | 11107 | 2 (813.4) | 298 LIM2 | 813.4
CA | Cabrillo Power I Encina Power Station | 302 | 6 |  | 2023 | ARP | 609365 | 9 | WECC | San Diego County | CA073 | 73 | Electric Utility | 33.1408 | -117.3342 | Carlsbad Energy Center LLC (Owner),Carlsbad Energy Center LLC (Operator) | Phase 2 |  | Combustion turbine | Pipeline Natural Gas |  |  | Water Injection,Selective Catalytic Reduction |  |  | 2018-08-24 | Operating | 1010 | CEC6 (105.3) | 302 6 | 105.3 | Y
CA | Cabrillo Power I Encina Power Station | 302 | 7 |  | 2023 | ARP | 609365 | 9 | WECC | San Diego County | CA073 | 73 | Electric Utility | 33.1408 | -117.3342 | Carlsbad Energy Center LLC (Owner),Carlsbad Energy Center LLC (Operator) | Phase 2 |  | Combustion turbine | Pipeline Natural Gas |  |  | Water Injection,Selective Catalytic Reduction |  |  | 2018-08-15 | Operating | 1010 | CEC7 (105.3) | 302 7 | 105.3 | Y
CA | Cabrillo Power I Encina Power Station | 302 | 8 |  | 2023 | ARP | 609365 | 9 | WECC | San Diego County | CA073 | 73 | Electric Utility | 33.1408 | -117.3342 | Carlsbad Energy Center LLC (Owner),Carlsbad Energy Center LLC (Operator) | Phase 2 |  | Combustion turbine | Pipeline Natural Gas |  |  | Water Injection,Selective Catalytic Reduction |  |  | 2018-07-07 | Operating | 1010 | CEC8 (105.3) | 302 8 | 105.3 | Y
CA | Cabrillo Power I Encina Power Station | 302 | 9 |  | 2023 | ARP | 609365 | 9 | WECC | San Diego County | CA073 | 73 | Electric Utility | 33.1408 | -117.3342 | Carlsbad Energy Center LLC (Owner),Carlsbad Energy Center LLC (Operator) | Phase 2 |  | Combustion turbine | Pipeline Natural Gas |  |  | Water Injection,Selective Catalytic Reduction |  |  | 2018-06-06 | Operating | 1010 | CEC9 (105.3) | 302 9 | 105.3 | Y
CA | Cabrillo Power I Encina Power Station | 302 | 10 |  | 2023 | ARP | 609365 | 9 | WECC | San Diego County | CA073 | 73 | Electric Utility | 33.1408 | -117.3342 | Carlsbad Energy Center LLC (Owner),Carlsbad Energy Center LLC (Operator) | Phase 2 |  | Combustion turbine | Pipeline Natural Gas |  |  | Water Injection,Selective Catalytic Reduction |  |  | 2018-05-04 | Operating | 1010 | CEC10 (105.3) | 302 10 | 105.3 | Y
CA | AES Alamitos | 315 | 3 |  | 2023 | ARP | 607401 | 9 | WECC | Los Angeles County | CA037 | 37 | Electric Utility | 33.7688 | -118.1009 | AES Corporation (Owner),AES Corporation (Operator) | Phase 2 |  | Tangentially-fired | Pipeline Natural Gas | Residual Oil |  |  |  |  | 1961-10-01 | Operating | 3439 | 3 (333) | 315 3 | 333
CA | AES Alamitos | 315 | 4 |  | 2023 | ARP | 607401 | 9 | WECC | Los Angeles County | CA037 | 37 | Electric Utility | 33.7688 | -118.1009 | AES Corporation (Owner),AES Corporation (Operator) | Phase 2 |  | Tangentially-fired | Pipeline Natural Gas | Residual Oil |  |  |  |  | 1962-04-01 | Operating | 3439 | 4 (333) | 315 4 | 333
CA | AES Alamitos | 315 | 5 |  | 2023 | ARP | 607401 | 9 | WECC | Los Angeles County | CA037 | 37 | Electric Utility | 33.7688 | -118.1009 | AES Corporation (Owner),AES Corporation (Operator) | Phase 2 |  | Dry bottom wall-fired boiler | Pipeline Natural Gas | Residual Oil |  |  |  |  | 1965-12-01 | Operating | 5070 | 5 (495) | 315 5 | 495
CA | AES Alamitos | 315 | CT1 |  | 2023 | ARP | 607401 | 9 | WECC | Los Angeles County | CA037 | 37 | Electric Utility | 33.7688 | -118.1009 | AES Corporation (Owner),AES Corporation (Operator) | Phase 2 |  | Combined cycle | Pipeline Natural Gas |  |  | Dry Low NOx Burners,Selective Catalytic Reduction |  |  | 2019-10-03 | Operating | 2350 | 1A (231.4), 1S (241.1) | 315 CT1 | 351.95 | Y
CA | AES Alamitos | 315 | CT2 |  | 2023 | ARP | 607401 | 9 | WECC | Los Angeles County | CA037 | 37 | Electric Utility | 33.7688 | -118.1009 | AES Corporation (Owner),AES Corporation (Operator) | Phase 2 |  | Combined cycle | Pipeline Natural Gas |  |  | Dry Low NOx Burners,Selective Catalytic Reduction |  |  | 2019-10-11 | Operating | 2350 | 1S (241.1), 1B (231.4) | 315 CT2 | 351.95 | Y
CA | El Segundo | 330 | 5 |  | 2023 | ARP | 604895 (Ended Jan 15, 2023), 609365 (Started Jan 15, 2023) | 9 | WECC | Los Angeles County | CA037 | 37 | Electric Utility | 33.9106 | -118.425 | El Segundo Power, LLC (Owner),NRG El Segundo Operations Inc. (Operator) | Phase 2 |  | Combined cycle | Pipeline Natural Gas |  |  | Dry Low NOx Burners,Selective Catalytic Reduction |  |  | 2013-05-03 | Operating | 2600 | 6 (70), 5 (198) | 330 5 | 268 | Y
CA | El Segundo | 330 | 7 |  | 2023 | ARP | 604895 (Ended Jan 15, 2023), 609365 (Started Jan 15, 2023) | 9 | WECC | Los Angeles County | CA037 | 37 | Electric Utility | 33.9106 | -118.425 | El Segundo Power, LLC (Owner),NRG El Segundo Operations Inc. (Operator) | Phase 2 |  | Combined cycle | Pipeline Natural Gas |  |  | Dry Low NOx Burners,Selective Catalytic Reduction |  |  | 2013-04-10 | Operating | 2400 | 8 (70), 7 (198) | 330 7 | 268 | Y
CA | AES Huntington Beach | 335 | 2 |  | 2023 | ARP | 607401 | 9 | WECC | Orange County | CA059 | 59 | Electric Utility | 33.6436 | -117.9788 | AES Corporation (Owner),AES Corporation (Operator) | Phase 2 |  | Dry bottom wall-fired boiler | Pipeline Natural Gas | Residual Oil |  |  |  |  | 1958-10-01 | Operating | 2400 | 2 (217.6) | 335 2 | 217.6
CA | AES Huntington Beach | 335 | CT1 |  | 2023 | ARP | 607401 | 9 | WECC | Orange County | CA059 | 59 | Electric Utility | 33.6436 | -117.9788 | AES Corporation (Owner),AES Corporation (Operator) | Phase 2 |  | Combined cycle | Pipeline Natural Gas |  |  | Dry Low NOx Burners,Selective Catalytic Reduction |  |  | 2019-10-04 | Operating | 2400 | 1A (231.4), 1S (241.1) | 335 CT1 | 351.95 | Y
CA | AES Huntington Beach | 335 | CT2 |  | 2023 | ARP | 607401 | 9 | WECC | Orange County | CA059 | 59 | Electric Utility | 33.6436 | -117.9788 | AES Corporation (Owner),AES Corporation (Operator) | Phase 2 |  | Combined cycle | Pipeline Natural Gas |  |  | Dry Low NOx Burners,Selective Catalytic Reduction |  |  | 2019-10-13 | Operating | 2400 | 1B (231.4), 1S (241.1) | 335 CT2 | 351.95 | Y
CA | Long Beach Generating Station | 341 | 1 |  | 2023 | ARP | 607293 | 9 |  | Los Angeles County | CA037 | 37 | Electric Utility | 33.7641 | -118.2248 | Long Beach Generation, LLC (Owner),Long Beach Generation, LLC (Operator) | Phase 2 |  | Combustion turbine | Pipeline Natural Gas |  |  | Water Injection,Selective Catalytic Reduction |  |  | 2007-08-01 | Operating | 1125 | CT1 (63) | 341 1 | 63 | Y
CA | Long Beach Generating Station | 341 | 2 |  | 2023 | ARP | 607293 | 9 |  | Los Angeles County | CA037 | 37 | Electric Utility | 33.7641 | -118.2248 | Long Beach Generation, LLC (Owner),Long Beach Generation, LLC (Operator) | Phase 2 |  | Combustion turbine | Pipeline Natural Gas |  |  | Water Injection,Selective Catalytic Reduction |  |  | 2007-08-01 | Operating | 1100 | CT2 (63) | 341 2 | 63 | Y
CA | Long Beach Generating Station | 341 | 3 |  | 2023 | ARP | 607293 | 9 |  | Los Angeles County | CA037 | 37 | Electric Utility | 33.7641 | -118.2248 | Long Beach Generation, LLC (Owner),Long Beach Generation, LLC (Operator) | Phase 2 |  | Combustion turbine | Pipeline Natural Gas |  |  | Water Injection,Selective Catalytic Reduction |  |  | 2007-08-01 | Operating | 1136 | CT3 (63) | 341 3 | 63 | Y
CA | Long Beach Generating Station | 341 | 4 |  | 2023 | ARP | 607293 | 9 |  | Los Angeles County | CA037 | 37 | Electric Utility | 33.7641 | -118.2248 | Long Beach Generation, LLC (Owner),Long Beach Generation, LLC (Operator) | Phase 2 |  | Combustion turbine | Pipeline Natural Gas |  |  | Water Injection,Selective Catalytic Reduction |  |  | 2007-08-01 | Operating | 1100 | CT4 (63) | 341 4 | 63 | Y
CA | Ormond Beach Power, LLC. | 350 | 1 |  | 2023 | ARP | 606984 | 9 | WECC | Ventura County | CA111 | 111 | Electric Utility | 34.1292 | -119.1689 | Ormond Beach Power, LLC (Owner),Ormond Beach Power, LLC (Operator) | Phase 2 |  | Dry bottom wall-fired boiler | Pipeline Natural Gas |  |  | Selective Catalytic Reduction |  |  | 1971-12-01 | Operating | 7500 | 1 (806.4) | 350 1 | 806.4 | Y
CA | Ormond Beach Power, LLC. | 350 | 2 |  | 2023 | ARP | 606984 | 9 | WECC | Ventura County | CA111 | 111 | Electric Utility | 34.1292 | -119.1689 | Ormond Beach Power, LLC (Owner),Ormond Beach Power, LLC (Operator) | Phase 2 |  | Dry bottom wall-fired boiler | Pipeline Natural Gas |  |  | Selective Catalytic Reduction |  |  | 1973-06-01 | Operating | 7500 | 2 (806.4) | 350 2 | 806.4 | Y
CA | AES Redondo Beach | 356 | 5 |  | 2023 | ARP | 608105 | 9 | WECC | Los Angeles County | CA037 | 37 | Electric Utility | 33.8504 | -118.395 | AES Corporation (Owner),AES Corporation (Operator) | Phase 2 |  | Dry bottom wall-fired boiler | Pipeline Natural Gas | Residual Oil |  |  |  |  | 1954-09-01 | Operating | 2000 | 5 (175) | 356 5 | 175
CA | AES Redondo Beach | 356 | 6 |  | 2023 | ARP | 608105 | 9 | WECC | Los Angeles County | CA037 | 37 | Electric Utility | 33.8504 | -118.395 | AES Corporation (Owner),AES Corporation (Operator) | Phase 2 |  | Dry bottom wall-fired boiler | Pipeline Natural Gas | Residual Oil |  |  |  |  | 1957-06-01 | Operating | 1850 | 6 (175) | 356 6 | 175
CA | AES Redondo Beach | 356 | 8 |  | 2023 | ARP | 608105 | 9 | WECC | Los Angeles County | CA037 | 37 | Electric Utility | 33.8504 | -118.395 | AES Corporation (Owner),AES Corporation (Operator) | Phase 2 |  | Dry bottom wall-fired boiler | Pipeline Natural Gas | Residual Oil |  |  |  |  | 1967-04-01 | Operating | 5000 | 8 (480) | 356 8 | 480
CA | Mountainview Generating Station | 358 | 2024-03-01 |  | 2023 | ARP | 607649 | 9 | WECC | San Bernardino County | CA071 | 71 | Electric Utility | 34.0836 | -117.2408 | Southern California Edison Company (Owner),Southern California Edison Company (Operator) | Phase 2 |  | Combined cycle | Pipeline Natural Gas |  |  | Dry Low NOx Burners,Ammonia Injection,Selective Catalytic Reduction |  |  | 2005-08-10 | Operating | 2113 | MV3C (209.2), MV3A (175.7) | 358 45352 | 280.3 | Y
CA | Mountainview Generating Station | 358 | 2024-03-02 |  | 2023 | ARP | 607649 | 9 | WECC | San Bernardino County | CA071 | 71 | Electric Utility | 34.0836 | -117.2408 | Southern California Edison Company (Owner),Southern California Edison Company (Operator) | Phase 2 |  | Combined cycle | Pipeline Natural Gas |  |  | Dry Low NOx Burners,Ammonia Injection,Selective Catalytic Reduction |  |  | 2005-08-20 | Operating | 2113 | MV3B (175.7), MV3C (209.2) | 358 45353 | 280.3 | Y
CA | Mountainview Generating Station | 358 | 2024-04-01 |  | 2023 | ARP | 607649 | 9 | WECC | San Bernardino County | CA071 | 71 | Electric Utility | 34.0836 | -117.2408 | Southern California Edison Company (Owner),Southern California Edison Company (Operator) | Phase 2 |  | Combined cycle | Pipeline Natural Gas |  |  | Dry Low NOx Burners,Ammonia Injection,Selective Catalytic Reduction |  |  | 2005-11-04 | Operating | 2113 | MV4A (175.7), MV4C (209.2) | 358 45383 | 280.3 | Y
CA | Mountainview Generating Station | 358 | 2024-04-02 |  | 2023 | ARP | 607649 | 9 | WECC | San Bernardino County | CA071 | 71 | Electric Utility | 34.0836 | -117.2408 | Southern California Edison Company (Owner),Southern California Edison Company (Operator) | Phase 2 |  | Combined cycle | Pipeline Natural Gas |  |  | Dry Low NOx Burners,Ammonia Injection,Selective Catalytic Reduction |  |  | 2005-11-21 | Operating | 2113 | MV4C (209.2), MV4B (175.7) | 358 45384 | 280.3 | Y
CA | Grayson Power Plant | 377 | 4 |  | 2023 | ARP | 606760 (Ended Sep 12, 2023), 610773 (Started Sep 12, 2023) | 9 | WECC | Los Angeles County | CA037 | 37 | Electric Utility | 34.1556 | -118.2782 | City of Glendale (Owner),City of Glendale (Operator) | Phase 2 |  | Dry bottom wall-fired boiler | Pipeline Natural Gas | Diesel Oil, Other Gas |  | Low NOx Burner Technology (Dry Bottom only) |  |  | 1959-09-15 | Operating (Retired 05/12/2023) | 650 | 4 (44) | 377 4 | 44
CA | Grayson Power Plant | 377 | 5 |  | 2023 | ARP | 606760 (Ended Sep 12, 2023), 610773 (Started Sep 12, 2023) | 9 | WECC | Los Angeles County | CA037 | 37 | Electric Utility | 34.1556 | -118.2782 | City of Glendale (Owner),City of Glendale (Operator) | Phase 2 |  | Dry bottom wall-fired boiler | Pipeline Natural Gas | Other Gas, Residual Oil |  | Other |  |  | 1964-09-01 | Operating (Retired 04/27/2023) | 650 | 5 (44) | 377 5 | 44
CA | Grayson Power Plant | 377 | 9 |  | 2023 | ARP | 606760 (Ended Sep 12, 2023), 610773 (Started Sep 12, 2023) | 9 | WECC | Los Angeles County | CA037 | 37 | Electric Utility | 34.1556 | -118.2782 | City of Glendale (Owner),City of Glendale (Operator) | Phase 2 |  | Combustion turbine | Pipeline Natural Gas |  |  | Selective Catalytic Reduction |  |  | 2004-01-14 | Operating | 470 | 9 (50) | 377 9 | 50 | Y
IL | Joliet 29 | 384 | 71 | CS7172 | 2023 | ARP, CSNOX, CSOSG3, CSSO2G1 | 610077 | 5 | MAIN | Will County | IL197 | 197 | Electric Utility | 41.4947 | -88.125 | Midwest Generation EME, LLC (Owner),Midwest Generation EME, LLC (Operator) | Phase 2 | Phase 2 Group 1 | Tangentially-fired | Pipeline Natural Gas |  |  | Low NOx Burner Technology w/ Closed-coupled/Separated OFA | Electrostatic Precipitator |  | 1965-04-09 | Operating (Retired 09/01/2023) | 3356 | 7 (660) | 384 71 | 660
IL | Joliet 29 | 384 | 72 | CS7172 | 2023 | ARP, CSNOX, CSOSG3, CSSO2G1 | 610077 | 5 | MAIN | Will County | IL197 | 197 | Electric Utility | 41.4947 | -88.125 | Midwest Generation EME, LLC (Owner),Midwest Generation EME, LLC (Operator) | Phase 2 | Phase 2 Group 1 | Tangentially-fired | Pipeline Natural Gas |  |  | Low NOx Burner Technology w/ Closed-coupled/Separated OFA | Electrostatic Precipitator |  | 1965-04-09 | Operating (Retired 09/01/2023) | 3356 | 7 (660) | 384 72 | 660
IL | Joliet 29 | 384 | 81 | CS8182 | 2023 | ARP, CSNOX, CSOSG3, CSSO2G1 | 610077 | 5 | MAIN | Will County | IL197 | 197 | Electric Utility | 41.4947 | -88.125 | Midwest Generation EME, LLC (Owner),Midwest Generation EME, LLC (Operator) | Phase 2 | Phase 2 Group 1 | Tangentially-fired | Pipeline Natural Gas |  |  | Low NOx Burner Technology w/ Closed-coupled/Separated OFA | Electrostatic Precipitator |  | 1966-03-21 | Operating (Retired 09/01/2023) | 3356 | 8 (660) | 384 81 | 660
IL | Joliet 29 | 384 | 82 | CS8182 | 2023 | ARP, CSNOX, CSOSG3, CSSO2G1 | 610077 | 5 | MAIN | Will County | IL197 | 197 | Electric Utility | 41.4947 | -88.125 | Midwest Generation EME, LLC (Owner),Midwest Generation EME, LLC (Operator) | Phase 2 | Phase 2 Group 1 | Tangentially-fired | Pipeline Natural Gas |  |  | Low NOx Burner Technology w/ Closed-coupled/Separated OFA | Electrostatic Precipitator |  | 1966-03-21 | Operating (Retired 09/01/2023) | 3356 | 8 (660) | 384 82 | 660
CA | El Centro | 389 | 4 |  | 2023 | ARP | 610320 | 9 | WECC | Imperial County | CA025 | 25 | Electric Utility | 32.8022 | -115.54 | Imperial Irrigation District (Owner),Imperial Irrigation District (Operator) | Phase 2 |  | Dry bottom wall-fired boiler | Pipeline Natural Gas | Residual Oil |  | Selective Catalytic Reduction |  |  | 1968-08-01 | Operating | 819 | 4 (81.6) | 389 4 | 81.6 | Y
CA | El Centro | 389 | 2024-02-02 |  | 2023 | ARP | 610320 | 9 | WECC | Imperial County | CA025 | 25 | Electric Utility | 32.8022 | -115.54 | Imperial Irrigation District (Owner),Imperial Irrigation District (Operator) | Phase 2 |  | Combined cycle | Pipeline Natural Gas | Diesel Oil |  | Selective Catalytic Reduction |  |  | 1993-06-01 | Operating | 950 | 2A (89.9), 2 (34.5) | 389 45324 | 124.4 | Y
CA | El Centro | 389 | 2024-03-01 |  | 2023 | ARP | 610320 | 9 | WECC | Imperial County | CA025 | 25 | Electric Utility | 32.8022 | -115.54 | Imperial Irrigation District (Owner),Imperial Irrigation District (Operator) | Phase 2 |  | Combined cycle | Pipeline Natural Gas |  |  | Dry Low NOx Burners,Selective Catalytic Reduction |  |  | 2012-03-01 | Operating | 525 | 31 (43.2), 30 (65.9) | 389 45352 | 76.15 | Y
CA | El Centro | 389 | 2024-03-02 |  | 2023 | ARP | 610320 | 9 | WECC | Imperial County | CA025 | 25 | Electric Utility | 32.8022 | -115.54 | Imperial Irrigation District (Owner),Imperial Irrigation District (Operator) | Phase 2 |  | Combined cycle | Pipeline Natural Gas |  |  | Dry Low NOx Burners,Selective Catalytic Reduction |  |  | 2012-03-06 | Operating | 525 | 30 (65.9), 32 (43.2) | 389 45353 | 76.15 | Y
CA | Harbor Generating Station | 399 | 10 |  | 2023 | ARP | 609567 | 9 | WECC | Los Angeles County | CA037 | 37 | Electric Utility | 33.7691 | -118.2662 | Los Angeles Department of Water and Power (Owner),Los Angeles Department of Water and Power (Operator) | Phase 2 |  | Combustion turbine | Pipeline Natural Gas | Diesel Oil |  | Selective Catalytic Reduction |  |  | 2001-10-28 | Operating | 500 | GT10 (60.5) | 399 10 | 60.5 | Y
CA | Harbor Generating Station | 399 | 11 |  | 2023 | ARP | 609567 | 9 | WECC | Los Angeles County | CA037 | 37 | Electric Utility | 33.7691 | -118.2662 | Los Angeles Department of Water and Power (Owner),Los Angeles Department of Water and Power (Operator) | Phase 2 |  | Combustion turbine | Pipeline Natural Gas | Diesel Oil |  | Selective Catalytic Reduction |  |  | 2001-10-30 | Operating | 800 | GT11 (60.5) | 399 11 | 60.5 | Y
CA | Harbor Generating Station | 399 | 12 |  | 2023 | ARP | 609567 | 9 | WECC | Los Angeles County | CA037 | 37 | Electric Utility | 33.7691 | -118.2662 | Los Angeles Department of Water and Power (Owner),Los Angeles Department of Water and Power (Operator) | Phase 2 |  | Combustion turbine | Pipeline Natural Gas | Diesel Oil |  | Selective Catalytic Reduction |  |  | 2001-10-26 | Operating | 800 | GT12 (60.5) | 399 12 | 60.5 | Y
CA | Harbor Generating Station | 399 | 13 |  | 2023 | ARP | 609567 | 9 | WECC | Los Angeles County | CA037 | 37 | Electric Utility | 33.7691 | -118.2662 | Los Angeles Department of Water and Power (Owner),Los Angeles Department of Water and Power (Operator) | Phase 2 |  | Combustion turbine | Pipeline Natural Gas | Diesel Oil |  | Selective Catalytic Reduction |  |  | 2001-11-01 | Operating | 500 | GT13 (60.5) | 399 13 | 60.5 | Y
CA | Harbor Generating Station | 399 | 14 |  | 2023 | ARP | 609567 | 9 | WECC | Los Angeles County | CA037 | 37 | Electric Utility | 33.7691 | -118.2662 | Los Angeles Department of Water and Power (Owner),Los Angeles Department of Water and Power (Operator) | Phase 2 |  | Combustion turbine | Pipeline Natural Gas | Diesel Oil |  | Selective Catalytic Reduction |  |  | 2001-11-01 | Operating | 556.3 | GT14 (60.5) | 399 14 | 60.5 | Y
CA | Harbor Generating Station | 399 | **10A |  | 2023 | ARP | 609567 | 9 | WECC | Los Angeles County | CA037 | 37 | Electric Utility | 33.7691 | -118.2662 | Los Angeles Department of Water and Power (Owner),Los Angeles Department of Water and Power (Operator) | Phase 2 |  | Combined cycle | Pipeline Natural Gas | Diesel Oil |  | Selective Catalytic Reduction |  |  | 1994-10-01 | Operating | 1088 | 5 (86.3), 10A (80) | 399 **10A | 123.15 | Y
CA | Harbor Generating Station | 399 | **10B |  | 2023 | ARP | 609567 | 9 | WECC | Los Angeles County | CA037 | 37 | Electric Utility | 33.7691 | -118.2662 | Los Angeles Department of Water and Power (Owner),Los Angeles Department of Water and Power (Operator) | Phase 2 |  | Combined cycle | Pipeline Natural Gas | Diesel Oil |  | Selective Catalytic Reduction |  |  | 1994-10-01 | Operating | 1088 | 10B (80), 5 (86.3) | 399 **10B | 123.15 | Y
CA | Haynes Generating Station | 400 | 1 |  | 2023 | ARP | 609567 | 9 | WECC | Los Angeles County | CA037 | 37 | Electric Utility | 33.7639 | -118.0942 | Los Angeles Department of Water and Power (Owner),Los Angeles Department of Water and Power (Operator) | Phase 2 |  | Dry bottom wall-fired boiler | Pipeline Natural Gas |  |  | Selective Catalytic Reduction |  |  | 1962-07-01 | Operating | 2180 | 1 (230) | 400 1 | 230 | Y
CA | Haynes Generating Station | 400 | 2 |  | 2023 | ARP | 609567 | 9 | WECC | Los Angeles County | CA037 | 37 | Electric Utility | 33.7639 | -118.0942 | Los Angeles Department of Water and Power (Owner),Los Angeles Department of Water and Power (Operator) | Phase 2 |  | Dry bottom wall-fired boiler | Pipeline Natural Gas |  |  | Selective Catalytic Reduction |  |  | 1963-02-01 | Operating | 2160 | 2 (230) | 400 2 | 230 | Y
CA | Haynes Generating Station | 400 | 9 |  | 2023 | ARP | 609567 | 9 | WECC | Los Angeles County | CA037 | 37 | Electric Utility | 33.7639 | -118.0942 | Los Angeles Department of Water and Power (Owner),Los Angeles Department of Water and Power (Operator) | Phase 2 |  | Combined cycle | Pipeline Natural Gas |  |  | Dry Low NOx Burners,Selective Catalytic Reduction |  |  | 2004-12-28 | Operating | 2043.6 | 9 (182.8), 8 (264.3) | 400 9 | 314.95 | Y
CA | Haynes Generating Station | 400 | 10 |  | 2023 | ARP | 609567 | 9 | WECC | Los Angeles County | CA037 | 37 | Electric Utility | 33.7639 | -118.0942 | Los Angeles Department of Water and Power (Owner),Los Angeles Department of Water and Power (Operator) | Phase 2 |  | Combined cycle | Pipeline Natural Gas |  |  | Dry Low NOx Burners,Selective Catalytic Reduction |  |  | 2004-12-01 | Operating | 2043.6 | 10 (182.8), 8 (264.3) | 400 10 | 314.95 | Y
CA | Haynes Generating Station | 400 | 11 |  | 2023 | ARP | 609567 | 9 | WECC | Los Angeles County | CA037 | 37 | Electric Utility | 33.7639 | -118.0942 | Los Angeles Department of Water and Power (Owner),Los Angeles Department of Water and Power (Operator) | Phase 2 |  | Combustion turbine | Pipeline Natural Gas |  |  | Water Injection,Selective Catalytic Reduction |  |  | 2013-04-14 | Operating | 906.6 | 11 (108.2) | 400 11 | 108.2 | Y
CA | Haynes Generating Station | 400 | 12 |  | 2023 | ARP | 609567 | 9 | WECC | Los Angeles County | CA037 | 37 | Electric Utility | 33.7639 | -118.0942 | Los Angeles Department of Water and Power (Owner),Los Angeles Department of Water and Power (Operator) | Phase 2 |  | Combustion turbine | Pipeline Natural Gas |  |  | Water Injection,Selective Catalytic Reduction |  |  | 2013-04-13 | Operating | 906.6 | 12 (108.2) | 400 12 | 108.2 | Y
CA | Haynes Generating Station | 400 | 13 |  | 2023 | ARP | 609567 | 9 | WECC | Los Angeles County | CA037 | 37 | Electric Utility | 33.7639 | -118.0942 | Los Angeles Department of Water and Power (Owner),Los Angeles Department of Water and Power (Operator) | Phase 2 |  | Combustion turbine | Pipeline Natural Gas |  |  | Water Injection,Selective Catalytic Reduction |  |  | 2013-02-17 | Operating | 906.6 | 13 (108.2) | 400 13 | 108.2 | Y
CA | Haynes Generating Station | 400 | 14 |  | 2023 | ARP | 609567 | 9 | WECC | Los Angeles County | CA037 | 37 | Electric Utility | 33.7639 | -118.0942 | Los Angeles Department of Water and Power (Owner),Los Angeles Department of Water and Power (Operator) | Phase 2 |  | Combustion turbine | Pipeline Natural Gas |  |  | Water Injection,Selective Catalytic Reduction |  |  | 2013-03-05 | Operating | 906.6 | 14 (108.2) | 400 14 | 108.2 | Y
CA | Haynes Generating Station | 400 | 15 |  | 2023 | ARP | 609567 | 9 | WECC | Los Angeles County | CA037 | 37 | Electric Utility | 33.7639 | -118.0942 | Los Angeles Department of Water and Power (Owner),Los Angeles Department of Water and Power (Operator) | Phase 2 |  | Combustion turbine | Pipeline Natural Gas |  |  | Water Injection,Selective Catalytic Reduction |  |  | 2013-05-14 | Operating | 906.6 | 15 (108.2) | 400 15 | 108.2 | Y
CA | Haynes Generating Station | 400 | 16 |  | 2023 | ARP | 609567 | 9 | WECC | Los Angeles County | CA037 | 37 | Electric Utility | 33.7639 | -118.0942 | Los Angeles Department of Water and Power (Owner),Los Angeles Department of Water and Power (Operator) | Phase 2 |  | Combustion turbine | Pipeline Natural Gas |  |  | Water Injection,Selective Catalytic Reduction |  |  | 2013-04-18 | Operating | 906.6 | 16 (108.2) | 400 16 | 108.2 | Y
CA | Scattergood Generating Station | 404 | 1 |  | 2023 | ARP | 609567 | 9 | WECC | Los Angeles County | CA037 | 37 | Electric Utility | 33.9175 | -118.4258 | Los Angeles Department of Water and Power (Owner),Los Angeles Department of Water and Power (Operator) | Phase 2 |  | Dry bottom wall-fired boiler | Pipeline Natural Gas | Other Gas |  | Selective Catalytic Reduction |  |  | 1958-12-01 | Operating | 1220 | 1 (163.2) | 404 1 | 163.2 | Y
CA | Scattergood Generating Station | 404 | 2 |  | 2023 | ARP | 609567 | 9 | WECC | Los Angeles County | CA037 | 37 | Electric Utility | 33.9175 | -118.4258 | Los Angeles Department of Water and Power (Owner),Los Angeles Department of Water and Power (Operator) | Phase 2 |  | Dry bottom wall-fired boiler | Pipeline Natural Gas | Other Gas |  | Selective Catalytic Reduction |  |  | 1959-07-01 | Operating | 1750 | 2 (163.2) | 404 2 | 163.2 | Y
CA | Scattergood Generating Station | 404 | 4 |  | 2023 | ARP | 609567 | 9 | WECC | Los Angeles County | CA037 | 37 | Electric Utility | 33.9175 | -118.4258 | Los Angeles Department of Water and Power (Owner),Los Angeles Department of Water and Power (Operator) | Phase 2 |  | Combined cycle | Pipeline Natural Gas |  |  | Selective Catalytic Reduction |  |  | 2015-10-09 | Operating | 2080.9 | 5 (108.8), 4 (209.5) | 404 4 | 318.3 | Y
CA | Scattergood Generating Station | 404 | 6 |  | 2023 | ARP | 609567 | 9 | WECC | Los Angeles County | CA037 | 37 | Electric Utility | 33.9175 | -118.4258 | Los Angeles Department of Water and Power (Owner),Los Angeles Department of Water and Power (Operator) | Phase 2 |  | Combustion turbine | Pipeline Natural Gas |  |  | Water Injection,Selective Catalytic Reduction |  |  | 2015-08-09 | Operating | 903.4 | 6 (103) | 404 6 | 103 | Y
CA | Scattergood Generating Station | 404 | 7 |  | 2023 | ARP | 609567 | 9 | WECC | Los Angeles County | CA037 | 37 | Electric Utility | 33.9175 | -118.4258 | Los Angeles Department of Water and Power (Owner),Los Angeles Department of Water and Power (Operator) | Phase 2 |  | Combustion turbine | Pipeline Natural Gas |  |  | Water Injection,Selective Catalytic Reduction |  |  | 2015-09-14 | Operating | 903.4 | 7 (103) | 404 7 | 103 | Y
CA | Valley Generating Station | 408 | 5 |  | 2023 | ARP | 609567 | 9 |  | Los Angeles County | CA037 | 37 | Electric Utility | 34.2481 | -118.3903 | Los Angeles Department of Water and Power (Owner),Los Angeles Department of Water and Power (Operator) | Phase 2 |  | Combustion turbine | Pipeline Natural Gas | Diesel Oil |  | Selective Catalytic Reduction |  |  | 2001-08-27 | Operating | 480 | 5 (47) | 408 5 | 47 | Y
CA | Valley Generating Station | 408 | 6 |  | 2023 | ARP | 609567 | 9 |  | Los Angeles County | CA037 | 37 | Electric Utility | 34.2481 | -118.3903 | Los Angeles Department of Water and Power (Owner),Los Angeles Department of Water and Power (Operator) | Phase 2 |  | Combined cycle | Pipeline Natural Gas |  |  | Dry Low NOx Burners,Selective Catalytic Reduction |  |  | 2003-09-01 | Operating | 2000 | 8 (311), 6 (215) | 408 6 | 370.5 | Y
CA | Valley Generating Station | 408 | 7 |  | 2023 | ARP | 609567 | 9 |  | Los Angeles County | CA037 | 37 | Electric Utility | 34.2481 | -118.3903 | Los Angeles Department of Water and Power (Owner),Los Angeles Department of Water and Power (Operator) | Phase 2 |  | Combined cycle | Pipeline Natural Gas |  |  | Dry Low NOx Burners,Selective Catalytic Reduction |  |  | 2003-09-01 | Operating | 2000 | 7 (215), 8 (311) | 408 7 | 370.5 | Y
CA | Glenarm | 422 | GT3 |  | 2023 | ARP | 610313 (Ended Nov 28, 2023), 610846 (Started Nov 28, 2023) | 9 | WECC | Los Angeles County | CA037 | 37 | Electric Utility | 34.1256 | -118.1474 | City of Pasadena Water and Power Department (Owner),City of Pasadena Water and Power Department (Operator) | Phase 2 |  | Combustion turbine | Pipeline Natural Gas |  |  | Selective Catalytic Reduction |  |  | 2003-06-01 | Operating | 475 | GT3 (47.2) | 422 GT3 | 47.2 | Y
CA | Glenarm | 422 | GT4 |  | 2023 | ARP | 610313 (Ended Nov 28, 2023), 610846 (Started Nov 28, 2023) | 9 | WECC | Los Angeles County | CA037 | 37 | Electric Utility | 34.1256 | -118.1474 | City of Pasadena Water and Power Department (Owner),City of Pasadena Water and Power Department (Operator) | Phase 2 |  | Combustion turbine | Pipeline Natural Gas |  |  | Selective Catalytic Reduction |  |  | 2003-06-01 | Operating | 475 | GT4 (47.2) | 422 GT4 | 47.2 | Y
CA | Glenarm | 422 | GT5 |  | 2023 | ARP | 610313 (Ended Nov 28, 2023), 610846 (Started Nov 28, 2023) | 9 | WECC | Los Angeles County | CA037 | 37 | Electric Utility | 34.1256 | -118.1474 | City of Pasadena Water and Power Department (Owner),City of Pasadena Water and Power Department (Operator) | Phase 2 |  | Combined cycle | Pipeline Natural Gas |  |  | Water Injection,Selective Catalytic Reduction |  |  | 2016-04-09 | Operating | 547.5 | STG5 (16.78), CTG5 (59.1) | 422 GT5 | 75.88 | Y
CO | Cherokee | 469 | 4 |  | 2023 | ARP | 608791 | 8 |  | Adams County | CO001 | 1 | Electric Utility | 39.8078 | -104.9648 | Public Service Company of Colorado (Owner),Public Service Company of Colorado (Operator) | Phase 2 | Early Election | Tangentially-fired | Pipeline Natural Gas |  |  | Low NOx Burner Technology w/ Closed-coupled/Separated OFA |  |  | 1968-11-01 | Operating | 3520 | 4 (388) | 469 4 | 388
CO | Cherokee | 469 | 5 |  | 2023 | ARP | 608791 | 8 |  | Adams County | CO001 | 1 | Electric Utility | 39.8078 | -104.9648 | Public Service Company of Colorado (Owner),Public Service Company of Colorado (Operator) | Phase 2 |  | Combined cycle | Pipeline Natural Gas |  |  | Selective Catalytic Reduction |  |  | 2015-05-18 | Operating | 2400 | 5 (175), 7 (250) | 469 5 | 300 | Y
CO | Cherokee | 469 | 6 |  | 2023 | ARP | 608791 | 8 |  | Adams County | CO001 | 1 | Electric Utility | 39.8078 | -104.9648 | Public Service Company of Colorado (Owner),Public Service Company of Colorado (Operator) | Phase 2 |  | Combined cycle | Pipeline Natural Gas |  |  | Selective Catalytic Reduction |  |  | 2015-05-22 | Operating | 2400 | 6 (175), 7 (250) | 469 6 | 300 | Y
CO | Comanche (470) | 470 | 2 |  | 2023 | ARP, MATS | 608791 | 8 | WECC | Pueblo County | CO101 | 101 | Electric Utility | 38.2081 | -104.5747 | Public Service Company of Colorado (Owner),Public Service Company of Colorado (Operator) | Phase 2 | Early Election | Dry bottom wall-fired boiler | Coal | Natural Gas | Dry Lime FGD | Low NOx Burner Technology w/ Overfire Air | Baghouse | Halogenated PAC Sorbent Injection | 1975-11-01 | Operating | 4350 | 2 (370) | 470 2 | 370
CO | Comanche (470) | 470 | 3 |  | 2023 | ARP, MATS | 608791 | 8 | WECC | Pueblo County | CO101 | 101 | Electric Utility | 38.2081 | -104.5747 | Public Service Company of Colorado (Owner),Intermountain Rural Electric Authority (Owner),Holy Cross Energy (Owner) (Ended Jul 19, 2023),Holy Cross Energy (Owner) (Started Jul 19, 2023),Public Service Company of Colorado (Operator) | Phase 2 |  | Tangentially-fired | Coal | Natural Gas | Dry Lime FGD | Selective Catalytic Reduction | Baghouse | Halogenated PAC Sorbent Injection | 2010-01-11 | Operating | 9050 | 3 (750) | 470 3 | 750 | Y
CO | Martin Drake | 492 | A1 |  | 2023 | ARP | 610356 | 8 |  | El Paso County | CO041 | 41 | Electric Utility | 38.8244 | -104.8331 | Colorado Springs Utilities (Owner),Colorado Springs Utilities (Operator) | Phase 2 |  | Combustion turbine (Started Mar 08, 2023) | Pipeline Natural Gas | Diesel Oil |  | Dry Low NOx Burners |  |  | 2023-03-10 | Operating (Started 03/08/2023) | 298.7 | A1 (40.63) | 492 A1 | 40.63
CO | Martin Drake | 492 | A2 |  | 2023 | ARP | 610356 | 8 |  | El Paso County | CO041 | 41 | Electric Utility | 38.8244 | -104.8331 | Colorado Springs Utilities (Owner),Colorado Springs Utilities (Operator) | Phase 2 |  | Combustion turbine (Started Mar 09, 2023) | Pipeline Natural Gas | Diesel Oil |  | Dry Low NOx Burners |  |  | 2023-03-10 | Operating (Started 03/09/2023) | 298.7 | A2 (40.63) | 492 A2 | 40.63
CO | Martin Drake | 492 | A3 |  | 2023 | ARP | 610356 | 8 |  | El Paso County | CO041 | 41 | Electric Utility | 38.8244 | -104.8331 | Colorado Springs Utilities (Owner),Colorado Springs Utilities (Operator) | Phase 2 |  | Combustion turbine (Started Mar 18, 2023) | Pipeline Natural Gas | Diesel Oil |  | Dry Low NOx Burners |  |  | 2023-03-20 | Operating (Started 03/18/2023) | 298.7 | A3 (40.63) | 492 A3 | 40.63
CO | Martin Drake | 492 | A4 |  | 2023 | ARP | 610356 | 8 |  | El Paso County | CO041 | 41 | Electric Utility | 38.8244 | -104.8331 | Colorado Springs Utilities (Owner),Colorado Springs Utilities (Operator) | Phase 2 |  | Combustion turbine (Started Mar 27, 2023) | Pipeline Natural Gas | Diesel Oil |  | Dry Low NOx Burners |  |  | 2023-03-30 | Operating (Started 03/27/2023) | 298.7 | A4 (40.63) | 492 A4 | 40.63
CO | Martin Drake | 492 | A5 |  | 2023 | ARP | 610356 | 8 |  | El Paso County | CO041 | 41 | Electric Utility | 38.8244 | -104.8331 | Colorado Springs Utilities (Owner),Colorado Springs Utilities (Operator) | Phase 2 |  | Combustion turbine (Started Mar 29, 2023) | Pipeline Natural Gas | Diesel Oil |  | Dry Low NOx Burners |  |  | 2023-03-29 | Operating (Started 03/29/2023) | 298.7 | A5 (40.63) | 492 A5 | 40.63
CO | Martin Drake | 492 | A6 |  | 2023 | ARP | 610356 | 8 |  | El Paso County | CO041 | 41 | Electric Utility | 38.8244 | -104.8331 | Colorado Springs Utilities (Owner),Colorado Springs Utilities (Operator) | Phase 2 |  | Combustion turbine (Started Apr 13, 2023) | Pipeline Natural Gas | Diesel Oil |  | Dry Low NOx Burners |  |  | 2023-05-04 | Operating (Started 04/13/2023) | 298.7 | A6 (40.63) | 492 A6 | 40.63
CO | Hayden | 525 | H1 |  | 2023 | ARP, MATS | 608791 | 8 |  | Routt County | CO107 | 107 | Electric Utility | 40.4856 | -107.185 | Public Service Company of Colorado (Owner),Pacificorp Energy Generation (Owner),Public Service Company of Colorado (Operator) | Phase 2 | Phase 2 Group 1 | Dry bottom wall-fired boiler | Coal | Diesel Oil, Natural Gas | Dry Lime FGD | Low NOx Burner Technology w/ Overfire Air,Selective Catalytic Reduction | Baghouse |  | 1965-07-01 | Operating | 2680 | 1 (190) | 525 H1 | 190 | Y
CO | Hayden | 525 | H2 |  | 2023 | ARP, MATS | 608791 | 8 |  | Routt County | CO107 | 107 | Electric Utility | 40.4856 | -107.185 | Public Service Company of Colorado (Owner),Salt River Project (Owner),Pacificorp Energy Generation (Owner),Public Service Company of Colorado (Operator) | Phase 2 | Phase 2 Group 1 | Tangentially-fired | Coal | Diesel Oil | Dry Lime FGD | Low NOx Burner Technology w/ Closed-coupled/Separated OFA,Selective Catalytic Reduction | Baghouse |  | 1976-09-01 | Operating | 3060 | 2 (275.4) | 525 H2 | 275.4 | Y
AL | McWilliams | 533 | **4 |  | 2023 | ARP, CSNOX, CSOSG2, CSSO2G2 | 609045 | 4 |  | Covington County | AL039 | 39 | Electric Utility | 31.4001 | -86.4767 | PowerSouth Energy Cooperative, Inc. (Owner),PowerSouth Energy Cooperative, Inc. (Operator) | Phase 2 |  | Combined cycle | Pipeline Natural Gas | Diesel Oil |  | Dry Low NOx Burners,Water Injection |  |  | 1996-08-01 | Operating | 1380 | 1 (7.5), 3 (25), 2 (7.5), 4 (106) | 533 **4 | 146
AL | McWilliams | 533 | **V1 |  | 2023 | ARP, CSNOX, CSOSG2, CSSO2G2 | 609045 | 4 |  | Covington County | AL039 | 39 | Electric Utility | 31.4001 | -86.4767 | PowerSouth Energy Cooperative, Inc. (Owner),PowerSouth Energy Cooperative, Inc. (Operator) | Phase 2 |  | Combined cycle | Pipeline Natural Gas |  |  | Dry Low NOx Burners,Selective Catalytic Reduction |  |  | 2001-07-26 | Operating | 2100 | VAN3 (177), VAN1 (166) | 533 **V1 | 254.5 | Y
AL | McWilliams | 533 | **V2 |  | 2023 | ARP, CSNOX, CSOSG2, CSSO2G2 | 609045 | 4 |  | Covington County | AL039 | 39 | Electric Utility | 31.4001 | -86.4767 | PowerSouth Energy Cooperative, Inc. (Owner),PowerSouth Energy Cooperative, Inc. (Operator) | Phase 2 |  | Combined cycle | Pipeline Natural Gas |  |  | Dry Low NOx Burners,Selective Catalytic Reduction |  |  | 2001-08-10 | Operating | 2100 | VAN2 (166), VAN3 (177) | 533 **V2 | 254.5 | Y
CT | Devon | 544 | 11 |  | 2023 | ARP, RGGI, SIPNOX | 601740 | 1 | NPCC | New Haven County | CT009 | 9 | Electric Utility | 41.2083 | -73.1092 | Devon Power, LLC (Owner),Devon Power, LLC (Operator) | Phase 2 |  | Combustion turbine | Pipeline Natural Gas | Diesel Oil |  | Water Injection |  |  | 1996-07-01 | Operating | 400 | 11 (43) | 544 11 | 43
CT | Devon | 544 | 12 |  | 2023 | ARP, RGGI, SIPNOX | 601740 | 1 | NPCC | New Haven County | CT009 | 9 | Electric Utility | 41.2083 | -73.1092 | Devon Power, LLC (Owner),Devon Power, LLC (Operator) | Phase 2 |  | Combustion turbine | Pipeline Natural Gas | Diesel Oil |  | Water Injection |  |  | 1996-07-01 | Operating | 400 | 12 (43) | 544 12 | 43
CT | Devon | 544 | 13 |  | 2023 | ARP, RGGI, SIPNOX | 601740 | 1 | NPCC | New Haven County | CT009 | 9 | Electric Utility | 41.2083 | -73.1092 | Devon Power, LLC (Owner),Devon Power, LLC (Operator) | Phase 2 |  | Combustion turbine | Pipeline Natural Gas | Diesel Oil |  | Water Injection |  |  | 1996-07-01 | Operating | 400 | 13 (43) | 544 13 | 43
CT | Devon | 544 | 14 |  | 2023 | ARP, RGGI, SIPNOX | 601740 | 1 | NPCC | New Haven County | CT009 | 9 | Electric Utility | 41.2083 | -73.1092 | Devon Power, LLC (Owner),Devon Power, LLC (Operator) | Phase 2 |  | Combustion turbine | Pipeline Natural Gas | Diesel Oil |  | Water Injection |  |  | 1996-07-01 | Operating | 400 | 14 (43) | 544 14 | 43
CT | Devon | 544 | 15 |  | 2023 | ARP, RGGI, SIPNOX | 601740 | 1 | NPCC | New Haven County | CT009 | 9 | Electric Utility | 41.2083 | -73.1092 | GenConn Devon LLC (Owner),Devon Power, LLC (Operator) | Phase 2 |  | Combustion turbine | Diesel Oil | Pipeline Natural Gas |  | Water Injection,Selective Catalytic Reduction |  |  | 2010-07-10 | Operating | 498 | 15 (50) | 544 15 | 50 | Y
CT | Devon | 544 | 16 |  | 2023 | ARP, RGGI, SIPNOX | 601740 | 1 | NPCC | New Haven County | CT009 | 9 | Electric Utility | 41.2083 | -73.1092 | GenConn Devon LLC (Owner),Devon Power, LLC (Operator) | Phase 2 |  | Combustion turbine | Diesel Oil | Pipeline Natural Gas |  | Water Injection,Selective Catalytic Reduction |  |  | 2010-06-25 | Operating | 498 | 16 (50) | 544 16 | 50 | Y
CT | Devon | 544 | 17 |  | 2023 | ARP, RGGI, SIPNOX | 601740 | 1 | NPCC | New Haven County | CT009 | 9 | Electric Utility | 41.2083 | -73.1092 | GenConn Devon LLC (Owner),Devon Power, LLC (Operator) | Phase 2 |  | Combustion turbine | Diesel Oil | Pipeline Natural Gas |  | Water Injection,Selective Catalytic Reduction |  |  | 2010-06-10 | Operating | 498 | 17 (50) | 544 17 | 50 | Y
CT | Devon | 544 | 18 |  | 2023 | ARP, RGGI, SIPNOX | 601740 | 1 | NPCC | New Haven County | CT009 | 9 | Electric Utility | 41.2083 | -73.1092 | GenConn Devon LLC (Owner),Devon Power, LLC (Operator) | Phase 2 |  | Combustion turbine | Diesel Oil | Pipeline Natural Gas |  | Water Injection,Selective Catalytic Reduction |  |  | 2010-06-01 | Operating | 498 | 18 (50) | 544 18 | 50 | Y
CT | Montville | 546 | 5 |  | 2023 | ARP, MATS, RGGI, SIPNOX | 601740 | 1 | NPCC | New London County | CT011 | 11 | Electric Utility | 41.4281 | -72.1019 | Montville Power, LLC (Owner),Montville Power, LLC (Operator) | Phase 2 |  | Tangentially-fired | Residual Oil | Pipeline Natural Gas |  |  |  |  | 1954-01-01 | Operating | 905 | 5 (75) | 546 5 | 75
CT | Montville | 546 | 6 |  | 2023 | ARP, MATS, RGGI, SIPNOX | 601740 | 1 | NPCC | New London County | CT011 | 11 | Electric Utility | 41.4281 | -72.1019 | Montville Power, LLC (Owner),Montville Power, LLC (Operator) | Phase 2 |  | Tangentially-fired | Residual Oil | [5 empty] | 1971-01-01 | Operating | 4658 | 6 (414.9) | 546 6 | 414.9
CT | Middletown | 562 | 2 |  | 2023 | ARP, RGGI, SIPNOX | 601740 | 1 | NPCC | Middlesex County | CT007 | 7 | Electric Utility | 41.5544 | -72.5793 | Middletown Power, LLC (Owner),Middletown Power, LLC (Operator) | Phase 2 |  | Dry bottom wall-fired boiler | Pipeline Natural Gas | Residual Oil |  | Overfire Air,Selective Non-catalytic Reduction | Electrostatic Precipitator |  | 1958-11-01 | Operating | 1380 | 2 (113.6) | 562 2 | 113.6 | Y
CT | Middletown | 562 | 3 |  | 2023 | ARP, RGGI, SIPNOX | 601740 | 1 | NPCC | Middlesex County | CT007 | 7 | Electric Utility | 41.5544 | -72.5793 | Middletown Power, LLC (Owner),Middletown Power, LLC (Operator) | Phase 2 |  | Cyclone boiler | Pipeline Natural Gas | Residual Oil |  | Water Injection,Selective Non-catalytic Reduction | Electrostatic Precipitator |  | 1964-12-01 | Operating | 2500 | 3 (239.4) | 562 3 | 239.4 | Y
CT | Middletown | 562 | 4 |  | 2023 | ARP, MATS, RGGI, SIPNOX | 601740 | 1 | NPCC | Middlesex County | CT007 | 7 | Electric Utility | 41.5544 | -72.5793 | Middletown Power, LLC (Owner),Middletown Power, LLC (Operator) | Phase 2 |  | Tangentially-fired | Residual Oil | [5 empty] | 1973-03-01 | Operating | 4684 | 4 (414.9) | 562 4 | 414.9
CT | Middletown | 562 | 12 |  | 2023 | ARP, RGGI, SIPNOX | 601740 | 1 | NPCC | Middlesex County | CT007 | 7 | Electric Utility | 41.5544 | -72.5793 | GenConn Middletown, LLC (Owner),Middletown Power, LLC (Operator) | Phase 2 |  | Combustion turbine | Diesel Oil | Pipeline Natural Gas |  | Selective Catalytic Reduction,Water Injection |  |  | 2011-04-15 | Operating | 474.9 | 12 (50) | 562 12 | 50 | Y
CT | Middletown | 562 | 13 |  | 2023 | ARP, RGGI, SIPNOX | 601740 | 1 | NPCC | Middlesex County | CT007 | 7 | Electric Utility | 41.5544 | -72.5793 | GenConn Middletown, LLC (Owner),Middletown Power, LLC (Operator) | Phase 2 |  | Combustion turbine | Diesel Oil | Pipeline Natural Gas |  | Selective Catalytic Reduction,Water Injection |  |  | 2011-04-05 | Operating | 474.9 | 13 (50) | 562 13 | 50 | Y
CT | Middletown | 562 | 14 |  | 2023 | ARP, RGGI, SIPNOX | 601740 | 1 | NPCC | Middlesex County | CT007 | 7 | Electric Utility | 41.5544 | -72.5793 | GenConn Middletown, LLC (Owner),Middletown Power, LLC (Operator) | Phase 2 |  | Combustion turbine | Diesel Oil | Pipeline Natural Gas |  | Selective Catalytic Reduction,Water Injection |  |  | 2011-05-08 | Operating | 474.9 | 14 (50) | 562 14 | 50 | Y
CT | Middletown | 562 | 15 |  | 2023 | ARP, RGGI, SIPNOX | 601740 | 1 | NPCC | Middlesex County | CT007 | 7 | Electric Utility | 41.5544 | -72.5793 | GenConn Middletown, LLC (Owner),Middletown Power, LLC (Operator) | Phase 2 |  | Combustion turbine | Diesel Oil | Pipeline Natural Gas |  | Water Injection,Selective Catalytic Reduction |  |  | 2011-05-08 | Operating | 474.9 | 15 (50) | 562 15 | 50 | Y
CT | South Meadow Station | 563 | 11A |  | 2023 | RGGI, SIPNOX | 2263 | 1 | NPCC | Hartford County | CT003 | 3 | Electric Utility | 41.7495 | -72.6524 | Connecticut Resources Recovery Authority (Owner),Northwest Generation Services (Northwest Utilities) (Operator) (Ended Jun 12, 2023),NAES Corporation (Operator) (Started Jun 12, 2023) |  |  | Combustion turbine | Diesel Oil | [5 empty] | 1970-08-01 | Operating (Retired 06/01/2023) | 266 | 11 (41.9) | 563 11A | 41.9
CT | South Meadow Station | 563 | 11B |  | 2023 | RGGI, SIPNOX | 2263 | 1 | NPCC | Hartford County | CT003 | 3 | Electric Utility | 41.7495 | -72.6524 | Connecticut Resources Recovery Authority (Owner),Northwest Generation Services (Northwest Utilities) (Operator) (Ended Jun 12, 2023),NAES Corporation (Operator) (Started Jun 12, 2023) |  |  | Combustion turbine | Diesel Oil | [5 empty] | 1970-08-01 | Operating (Retired 06/01/2023) | 266 | 11 (41.9) | 563 11B | 41.9
CT | South Meadow Station | 563 | 12A |  | 2023 | RGGI, SIPNOX | 2263 | 1 | NPCC | Hartford County | CT003 | 3 | Electric Utility | 41.7495 | -72.6524 | Connecticut Resources Recovery Authority (Owner),Northwest Generation Services (Northwest Utilities) (Operator) (Ended Jun 12, 2023),NAES Corporation (Operator) (Started Jun 12, 2023) |  |  | Combustion turbine | Diesel Oil | [5 empty] | 1970-08-01 | Operating (Retired 06/01/2023) | 266 | 12 (41.9) | 563 12A | 41.9
CT | South Meadow Station | 563 | 12B |  | 2023 | RGGI, SIPNOX | 2263 | 1 | NPCC | Hartford County | CT003 | 3 | Electric Utility | 41.7495 | -72.6524 | Connecticut Resources Recovery Authority (Owner),Northwest Generation Services (Northwest Utilities) (Operator) (Ended Jun 12, 2023),NAES Corporation (Operator) (Started Jun 12, 2023) |  |  | Combustion turbine | Diesel Oil | [5 empty] | 1970-08-01 | Operating (Retired 06/01/2023) | 266 | 12 (41.9) | 563 12B | 41.9
CT | South Meadow Station | 563 | 13A |  | 2023 | RGGI, SIPNOX | 2263 | 1 | NPCC | Hartford County | CT003 | 3 | Electric Utility | 41.7495 | -72.6524 | Connecticut Resources Recovery Authority (Owner),Northwest Generation Services (Northwest Utilities) (Operator) (Ended Jun 12, 2023),NAES Corporation (Operator) (Started Jun 12, 2023) |  |  | Combustion turbine | Diesel Oil | [5 empty] | 1970-08-01 | Operating (Retired 06/01/2023) | 266 | 13 (41.9) | 563 13A | 41.9
CT | South Meadow Station | 563 | 13B |  | 2023 | RGGI, SIPNOX | 2263 | 1 | NPCC | Hartford County | CT003 | 3 | Electric Utility | 41.7495 | -72.6524 | Connecticut Resources Recovery Authority (Owner),Northwest Generation Services (Northwest Utilities) (Operator) (Ended Jun 12, 2023),NAES Corporation (Operator) (Started Jun 12, 2023) |  |  | Combustion turbine | Diesel Oil | [5 empty] | 1970-08-01 | Operating (Retired 06/01/2023) | 266 | 13 (41.9) | 563 13B | 41.9
CT | South Meadow Station | 563 | 14A |  | 2023 | RGGI, SIPNOX | 2263 | 1 | NPCC | Hartford County | CT003 | 3 | Electric Utility | 41.7495 | -72.6524 | Connecticut Resources Recovery Authority (Owner),Northwest Generation Services (Northwest Utilities) (Operator) (Ended Jun 12, 2023),NAES Corporation (Operator) (Started Jun 12, 2023) |  |  | Combustion turbine | Diesel Oil | [5 empty] | 1970-08-01 | Operating (Retired 06/01/2023) | 266 | 14 (41.9) | 563 14A | 41.9
CT | South Meadow Station | 563 | 14B |  | 2023 | RGGI, SIPNOX | 2263 | 1 | NPCC | Hartford County | CT003 | 3 | Electric Utility | 41.7495 | -72.6524 | Connecticut Resources Recovery Authority (Owner),Northwest Generation Services (Northwest Utilities) (Operator) (Ended Jun 12, 2023),NAES Corporation (Operator) (Started Jun 12, 2023) |  |  | Combustion turbine | Diesel Oil | [5 empty] | 1970-08-01 | Operating (Retired 06/01/2023) | 266 | 14 (41.9) | 563 14B | 41.9
FL | Curtis H. Stanton Energy Center | 564 | 1 |  | 2023 | ARP, MATS | 609198 | 4 | SERC | Orange County | FL095 | 95 | Electric Utility | 28.4836 | -81.1686 | Florida Municipal Power Agency (Owner),Orlando Utilities Commission (Owner),Kissimmee Utility Authority (Owner),Orlando Utilities Commission (Operator) | Phase 2 | Phase 2 Group 1 | Dry bottom wall-fired boiler | Coal | Pipeline Natural Gas | Wet Lime FGD | Low NOx Burner Technology (Dry Bottom only) | Electrostatic Precipitator |  | 1987-05-12 | Operating | 5000 | 1 (464.6) | 564 1 | 464.6
FL | Curtis H. Stanton Energy Center | 564 | 2 |  | 2023 | ARP, MATS | 609198 | 4 | SERC | Orange County | FL095 | 95 | Electric Utility | 28.4836 | -81.1686 | Florida Municipal Power Agency (Owner),Orlando Utilities Commission (Owner),Orlando Utilities Commission (Operator) | Phase 2 |  | Dry bottom wall-fired boiler | Coal | Other Gas, Pipeline Natural Gas | Wet Lime FGD | Low NOx Burner Technology (Dry Bottom only),Selective Catalytic Reduction | Electrostatic Precipitator |  | 1996-03-29 | Operating | 5000 | 2 (464.6) | 564 2 | 464.6 | Y
FL | Curtis H. Stanton Energy Center | 564 | CCB |  | 2023 | ARP | 609198 | 4 | SERC | Orange County | FL095 | 95 | Electric Utility | 28.4836 | -81.1686 | Orlando Utilities Commission (Owner),Orlando Utilities Commission (Operator) | Phase 2 |  | Combined cycle | Pipeline Natural Gas | Diesel Oil |  | Dry Low NOx Burners,Water Injection,Selective Catalytic Reduction |  |  | 2009-10-27 | Operating | 2453 | B1 (203.2), B (129.8) | 564 CCB | 333 | Y
CT | Bridgeport Harbor Station | 568 | BHB5 |  | 2023 | ARP, RGGI, SIPNOX | 601740 | 1 | NPCC | Fairfield County | CT001 | 1 | Electric Utility | 41.1706 | -73.1843 | PSEG Power Connecticut, LLC (Owner) (Ended Apr 13, 2023),GB II Connecticut LLC (Owner) (Started Apr 13, 2023),PSEG Power Connecticut, LLC (Operator) (Ended Apr 13, 2023),Consolidated Asset Management Services, LLC (Operator) (Started Apr 13, 2023) | Phase 2 |  | Combined cycle | Pipeline Natural Gas | Diesel Oil |  | Dry Low NOx Burners,Water Injection,Selective Catalytic Reduction |  |  | 2019-05-09 | Operating | 3706 | 501 (375), 502 (200.6) | 568 BHB5 | 575.6 | Y
VT | J C McNeil | 589 | 1 |  | 2023 | ARP | 605223 | 1 | NPCC | Chittenden County | VT007 | 7 | Electric Utility | 44.4917 | -73.2081 | Burlington Electric Department (Owner),Central Vermont Public Service Corporation (Owner),Green Mountain Power Corporation (Owner),Montaup Electric Company (Owner),VT Public Power Supply Authority (Owner),Burlington Electric Department (Operator) | Phase 2 |  | Other boiler | Wood | Diesel Oil, Pipeline Natural Gas |  | Other | Cyclone,Electrostatic Precipitator |  | 1984-06-02 | Operating | 842 | 1 (50) | 589 1 | 50
DE | Christiana Substation | 591 | 11 |  | 2023 | RGGI, SIPNOX | 605947 | 3 |  | New Castle County | DE003 | 3 | Electric Utility | 39.7302 | -75.5371 | Calpine Mid-Atlantic Generation, LLC (Owner),Calpine Operating Services Company, Inc. (Operator) |  |  | Combustion turbine | Diesel Oil |  |  | Water Injection |  |  | 1973-11-01 | Operating | 391 | CH11 (26.6) | 591 11 | 26.6
DE | Christiana Substation | 591 | 14 |  | 2023 | RGGI, SIPNOX | 605947 | 3 |  | New Castle County | DE003 | 3 | Electric Utility | 39.7302 | -75.5371 | Calpine Mid-Atlantic Generation, LLC (Owner),Calpine Operating Services Company, Inc. (Operator) |  |  | Combustion turbine | Diesel Oil |  |  | Water Injection |  |  | 1973-11-01 | Operating | 391 | CH14 (26.6) | 591 14 | 26.6
DE | Edge Moor | 593 | 3 |  | 2023 | ARP, RGGI, SIPNOX | 605947 | 3 | MAAC | New Castle County | DE003 | 3 | Electric Utility | 39.7372 | -75.5033 | Calpine Mid-Atlantic Generation, LLC (Owner),Calpine Operating Services Company, Inc. (Operator) | Phase 2 | Phase 2 Group 1 | Tangentially-fired | Pipeline Natural Gas | Residual Oil |  | Selective Non-catalytic Reduction | Electrostatic Precipitator |  | 1954-12-01 | Operating | 1400 | 3 (75) | 593 3 | 75 | Y
DE | Edge Moor | 593 | 4 |  | 2023 | ARP, RGGI, SIPNOX | 605947 | 3 | MAAC | New Castle County | DE003 | 3 | Electric Utility | 39.7372 | -75.5033 | Calpine Mid-Atlantic Generation, LLC (Owner),Calpine Operating Services Company, Inc. (Operator) | Phase 2 | Phase 2 Group 1 | Tangentially-fired | Pipeline Natural Gas | Residual Oil |  | Low NOx Burner Technology w/ Separated OFA | Electrostatic Precipitator |  | 1966-04-01 | Operating | 1867 | 4 (176.8) | 593 4 | 176.8
DE | Edge Moor | 593 | 5 |  | 2023 | ARP, MATS, RGGI, SIPNOX | 605947 | 3 | MAAC | New Castle County | DE003 | 3 | Electric Utility | 39.7372 | -75.5033 | Calpine Mid-Atlantic Generation, LLC (Owner),Calpine Operating Services Company, Inc. (Operator) | Phase 2 |  | Dry bottom wall-fired boiler | Residual Oil | Pipeline Natural Gas |  | Low NOx Burner Technology w/ Overfire Air | Cyclone |  | 1973-08-01 | Operating | 4695 | 5 (446) | 593 5 | 446
DE | Indian River | 594 | 4 |  | 2023 | ARP, MATS, RGGI, SIPNOX | 608788 | 3 |  | Sussex County | DE005 | 5 | Electric Utility | 38.5857 | -75.2341 | Indian River Power, LLC (Owner),Indian River Power, LLC (Operator) | Phase 2 | Phase 2 Group 1 | Dry bottom turbo-fired boiler | Coal |  | Dry Lime FGD | Low NOx Burner Technology w/ Overfire Air,Selective Non-catalytic Reduction,Selective Catalytic Reduction | Electrostatic Precipitator |  | 1980-06-01 | Operating | 5091 | 4 (442.4) | 594 4 | 442.4 | Y
MD | Brandon Shores | 602 | 1 |  | 2023 | ARP, CSNOX, CSOSG3, CSSO2G1, MATS, RGGI | 606983 (Ended Jul 19, 2023), 606950 (Started Jul 19, 2023) | 3 | MAAC | Anne Arundel County | MD003 | 3 | Electric Utility | 39.1792 | -76.5383 | Raven Power Fort Smallwood LLC (Owner),Raven Power Fort Smallwood LLC (Operator) | Phase 2 | Phase 2 Group 1 | Dry bottom wall-fired boiler | Coal |  | Wet Lime FGD | Low NOx Burner Technology w/ Overfire Air,Selective Catalytic Reduction | Cyclone,Baghouse |  | 1984-05-15 | Operating | 8000 | 1 (785) | 602 1 | 785 | Y
MD | Brandon Shores | 602 | 2 |  | 2023 | ARP, CSNOX, CSOSG3, CSSO2G1, MATS, RGGI | 606983 (Ended Jul 19, 2023), 606950 (Started Jul 19, 2023) | 3 | MAAC | Anne Arundel County | MD003 | 3 | Electric Utility | 39.1792 | -76.5383 | Raven Power Fort Smallwood LLC (Owner),Raven Power Fort Smallwood LLC (Operator) | Phase 2 | Phase 2 Group 1 | Dry bottom wall-fired boiler | Coal |  | Wet Limestone | Low NOx Burner Technology w/ Overfire Air,Selective Catalytic Reduction | Cyclone,Baghouse |  | 1991-05-28 | Operating | 8000 | 2 (785) | 602 2 | 785 | Y
WA | Fredonia Generating Station | 607 | CT3 |  | 2023 | ARP | 610010 (Ended May 09, 2023), 610011 (Started May 09, 2023) | 10 |  | Skagit County | WA057 | 57 | Electric Utility | 48.4553 | -122.435 | Puget Sound Energy, Inc. (Owner),Puget Sound Energy, Inc. (Operator) | Phase 2 |  | Combustion turbine | Natural Gas | Diesel Oil |  | Water Injection,Selective Catalytic Reduction |  |  | 2001-07-08 | Operating | 675 | 3 (58.9) | 607 CT3 | 58.9 | Y
WA | Fredonia Generating Station | 607 | CT4 |  | 2023 | ARP | 610010 (Ended May 09, 2023), 610011 (Started May 09, 2023) | 10 |  | Skagit County | WA057 | 57 | Electric Utility | 48.4553 | -122.435 | Puget Sound Energy, Inc. (Owner),Puget Sound Energy, Inc. (Operator) | Phase 2 |  | Combustion turbine | Natural Gas | Diesel Oil |  | Water Injection,Selective Catalytic Reduction |  |  | 2001-07-15 | Operating | 675 | 4 (58.9) | 607 CT4 | 58.9 | Y
FL | Cape Canaveral | 609 | CCCT3A |  | 2023 | ARP | 606322 | 4 | SERC | Brevard County | FL009 | 9 | Electric Utility | 28.4694 | -80.7642 | Florida Power & Light Company (Owner),Florida Power & Light Company (Operator) | Phase 2 |  | Combined cycle | Pipeline Natural Gas | Diesel Oil |  | Dry Low NOx Burners,Water Injection,Selective Catalytic Reduction |  |  | 2012-12-16 | Operating | 3046 | 3A (265), 3ST (500) | 609 CCCT3A | 431.6667 | Y
FL | Cape Canaveral | 609 | CCCT3B |  | 2023 | ARP | 606322 | 4 | SERC | Brevard County | FL009 | 9 | Electric Utility | 28.4694 | -80.7642 | Florida Power & Light Company (Owner),Florida Power & Light Company (Operator) | Phase 2 |  | Combined cycle | Pipeline Natural Gas | Diesel Oil |  | Dry Low NOx Burners,Water Injection,Selective Catalytic Reduction |  |  | 2012-12-06 | Operating | 3046 | 3ST (500), 3B (265) | 609 CCCT3B | 431.6667 | Y
FL | Cape Canaveral | 609 | CCCT3C |  | 2023 | ARP | 606322 | 4 | SERC | Brevard County | FL009 | 9 | Electric Utility | 28.4694 | -80.7642 | Florida Power & Light Company (Owner),Florida Power & Light Company (Operator) | Phase 2 |  | Combined cycle | Pipeline Natural Gas | Diesel Oil |  | Dry Low NOx Burners,Water Injection,Selective Catalytic Reduction |  |  | 2012-11-23 | Operating | 3046 | 3ST (500), 3C (265) | 609 CCCT3C | 431.6667 | Y
FL | Fort Myers | 612 | FMCT2A |  | 2023 | ARP | 606322 | 4 |  | Lee County | FL071 | 71 | Electric Utility | 26.6967 | -81.7831 | Florida Power & Light Company (Owner),Florida Power & Light Company (Operator) | Phase 2 |  | Combined cycle | Pipeline Natural Gas |  |  | Dry Low NOx Burners |  |  | 2000-09-22 | Operating | 2190 | ST2 (402.1), 2A (188.2), ST1 (156.3) | 612 FMCT2A | 281.2667
FL | Fort Myers | 612 | FMCT2B |  | 2023 | ARP | 606322 | 4 |  | Lee County | FL071 | 71 | Electric Utility | 26.6967 | -81.7831 | Florida Power & Light Company (Owner),Florida Power & Light Company (Operator) | Phase 2 |  | Combined cycle | Pipeline Natural Gas |  |  | Dry Low NOx Burners |  |  | 2000-09-22 | Operating | 2190 | ST2 (402.1), 2B (188.2), ST1 (156.3) | 612 FMCT2B | 281.2667
FL | Fort Myers | 612 | FMCT2C |  | 2023 | ARP | 606322 | 4 |  | Lee County | FL071 | 71 | Electric Utility | 26.6967 | -81.7831 | Florida Power & Light Company (Owner),Florida Power & Light Company (Operator) | Phase 2 |  | Combined cycle | Pipeline Natural Gas |  |  | Dry Low NOx Burners |  |  | 2001-01-01 | Operating | 2190 | ST2 (402.1), 2C (188.2), ST1 (156.3) | 612 FMCT2C | 281.2667
FL | Fort Myers | 612 | FMCT2D |  | 2023 | ARP | 606322 | 4 |  | Lee County | FL071 | 71 | Electric Utility | 26.6967 | -81.7831 | Florida Power & Light Company (Owner),Florida Power & Light Company (Operator) | Phase 2 |  | Combined cycle | Pipeline Natural Gas |  |  | Dry Low NOx Burners |  |  | 2001-04-01 | Operating | 2190 | 2D (188.2), ST2 (402.1), ST1 (156.3) | 612 FMCT2D | 281.2667
FL | Fort Myers | 612 | FMCT2E |  | 2023 | ARP | 606322 | 4 |  | Lee County | FL071 | 71 | Electric Utility | 26.6967 | -81.7831 | Florida Power & Light Company (Owner),Florida Power & Light Company (Operator) | Phase 2 |  | Combined cycle | Pipeline Natural Gas |  |  | Dry Low NOx Burners |  |  | 2001-04-01 | Operating | 2190 | 2E (188.2), ST2 (402.1), ST1 (156.3) | 612 FMCT2E | 281.2667
FL | Fort Myers | 612 | FMCT2F |  | 2023 | ARP | 606322 | 4 |  | Lee County | FL071 | 71 | Electric Utility | 26.6967 | -81.7831 | Florida Power & Light Company (Owner),Florida Power & Light Company (Operator) | Phase 2 |  | Combined cycle | Pipeline Natural Gas |  |  | Dry Low NOx Burners |  |  | 2001-04-22 | Operating | 2190 | 2F (188.2), ST2 (402.1), ST1 (156.3) | 612 FMCT2F | 281.2667
FL | Fort Myers | 612 | PFM3A |  | 2023 | ARP | 606322 | 4 |  | Lee County | FL071 | 71 | Electric Utility | 26.6967 | -81.7831 | Florida Power & Light Company (Owner),Florida Power & Light Company (Operator) | Phase 2 |  | Combustion turbine | Pipeline Natural Gas | Diesel Oil |  | Dry Low NOx Burners,Water Injection |  |  | 2003-04-14 | Operating | 2093 | CT1 (188.2) | 612 PFM3A | 188.2
FL | Fort Myers | 612 | PFM3B |  | 2023 | ARP | 606322 | 4 |  | Lee County | FL071 | 71 | Electric Utility | 26.6967 | -81.7831 | Florida Power & Light Company (Owner),Florida Power & Light Company (Operator) | Phase 2 |  | Combustion turbine | Pipeline Natural Gas | Diesel Oil |  | Dry Low NOx Burners,Water Injection |  |  | 2003-03-18 | Operating | 2093 | CT2 (188.2) | 612 PFM3B | 188.2
FL | Fort Myers | 612 | PFM3C |  | 2023 | ARP | 606322 | 4 |  | Lee County | FL071 | 71 | Electric Utility | 26.6967 | -81.7831 | Florida Power & Light Company (Owner),Florida Power & Light Company (Operator) | Phase 2 |  | Combustion turbine | Pipeline Natural Gas | Diesel Oil |  | Dry Low NOx Burners,Water Injection |  |  | 2016-11-01 | Operating | 2454 | PFM3C (229.5) | 612 PFM3C | 229.5
FL | Fort Myers | 612 | PFM3D |  | 2023 | ARP | 606322 | 4 |  | Lee County | FL071 | 71 | Electric Utility | 26.6967 | -81.7831 | Florida Power & Light Company (Owner),Florida Power & Light Company (Operator) | Phase 2 |  | Combustion turbine | Pipeline Natural Gas | Diesel Oil |  | Dry Low NOx Burners,Water Injection |  |  | 2016-11-19 | Operating | 2454 | PFM3D (229.5) | 612 PFM3D | 229.5
FL | Lauderdale | 613 | PFL6A |  | 2023 | ARP | 606322 | 4 | SERC | Broward County | FL011 | 11 | Electric Utility | 26.0681 | -80.1983 | Florida Power & Light Company (Owner),Florida Power & Light Company (Operator) | Phase 2 |  | Combustion turbine | Pipeline Natural Gas | Diesel Oil |  | Dry Low NOx Burners,Water Injection |  |  | 2016-11-25 | Operating | 2454 | PFL6A (200) | 613 PFL6A | 200
FL | Lauderdale | 613 | PFL6B |  | 2023 | ARP | 606322 | 4 | SERC | Broward County | FL011 | 11 | Electric Utility | 26.0681 | -80.1983 | Florida Power & Light Company (Owner),Florida Power & Light Company (Operator) | Phase 2 |  | Combustion turbine | Pipeline Natural Gas | Diesel Oil |  | Dry Low NOx Burners,Water Injection |  |  | 2016-11-12 | Operating | 2454 | PFL6B (200) | 613 PFL6B | 200
FL | Lauderdale | 613 | PFL6C |  | 2023 | ARP | 606322 | 4 | SERC | Broward County | FL011 | 11 | Electric Utility | 26.0681 | -80.1983 | Florida Power & Light Company (Owner),Florida Power & Light Company (Operator) | Phase 2 |  | Combustion turbine | Pipeline Natural Gas | Diesel Oil |  | Dry Low NOx Burners,Water Injection |  |  | 2016-11-10 | Operating | 2454 | PFL6C (200) | 613 PFL6C | 200
FL | Lauderdale | 613 | PFL6D |  | 2023 | ARP | 606322 | 4 | SERC | Broward County | FL011 | 11 | Electric Utility | 26.0681 | -80.1983 | Florida Power & Light Company (Owner),Florida Power & Light Company (Operator) | Phase 2 |  | Combustion turbine | Pipeline Natural Gas | Diesel Oil |  | Dry Low NOx Burners,Water Injection |  |  | 2016-10-31 | Operating | 2454 | PFL6D (200) | 613 PFL6D | 200
FL | Lauderdale | 613 | PFL6E |  | 2023 | ARP | 606322 | 4 | SERC | Broward County | FL011 | 11 | Electric Utility | 26.0681 | -80.1983 | Florida Power & Light Company (Owner),Florida Power & Light Company (Operator) | Phase 2 |  | Combustion turbine | Pipeline Natural Gas | Diesel Oil |  | Dry Low NOx Burners,Water Injection |  |  | 2016-09-14 | Operating | 2454 | PFL6E (200) | 613 PFL6E | 200
FL | Lauderdale | 613 | PFL7A |  | 2023 | ARP, NSPS4T | 606322 | 4 | SERC | Broward County | FL011 | 11 | Electric Utility | 26.0681 | -80.1983 | Florida Power & Light Company (Owner),Florida Power & Light Company (Operator) | Phase 2 |  | Combined cycle | Pipeline Natural Gas | Diesel Oil |  | Dry Low NOx Burners,Selective Catalytic Reduction |  |  | 2022-01-28 | Operating | 4040 | 7GT1 (385.6), ST7 (391.8) | 613 PFL7A | 581.5 | Y
FL | Lauderdale | 613 | PFL7B |  | 2023 | ARP, NSPS4T | 606322 | 4 | SERC | Broward County | FL011 | 11 | Electric Utility | 26.0681 | -80.1983 | Florida Power & Light Company (Owner),Florida Power & Light Company (Operator) | Phase 2 |  | Combined cycle | Pipeline Natural Gas | Diesel Oil |  | Dry Low NOx Burners,Selective Catalytic Reduction |  |  | 2022-01-26 | Operating | 4040 | ST7 (391.8), 7GT2 (385.6) | 613 PFL7B | 581.5 | Y
FL | Port Everglades | 617 | PECT5A |  | 2023 | ARP | 606322 | 4 | SERC | Broward County | FL011 | 11 | Electric Utility | 26.0856 | -80.1253 | Florida Power & Light Company (Owner),Florida Power & Light Company (Operator) | Phase 2 |  | Combined cycle | Pipeline Natural Gas | Diesel Oil |  | Dry Low NOx Burners,Water Injection,Selective Catalytic Reduction |  |  | 2015-07-21 | Operating | 2700 | 5A (280), 5ST (454) | 617 PECT5A | 431.3333 | Y
FL | Port Everglades | 617 | PECT5B |  | 2023 | ARP | 606322 | 4 | SERC | Broward County | FL011 | 11 | Electric Utility | 26.0856 | -80.1253 | Florida Power & Light Company (Owner),Florida Power & Light Company (Operator) | Phase 2 |  | Combined cycle | Pipeline Natural Gas | Diesel Oil |  | Dry Low NOx Burners,Water Injection,Selective Catalytic Reduction |  |  | 2015-07-31 | Operating | 2700 | 5ST (454), 5B (280) | 617 PECT5B | 431.3333 | Y
FL | Port Everglades | 617 | PECT5C |  | 2023 | ARP | 606322 | 4 | SERC | Broward County | FL011 | 11 | Electric Utility | 26.0856 | -80.1253 | Florida Power & Light Company (Owner),Florida Power & Light Company (Operator) | Phase 2 |  | Combined cycle | Pipeline Natural Gas | Diesel Oil |  | Dry Low NOx Burners,Water Injection,Selective Catalytic Reduction |  |  | 2015-11-07 | Operating | 2700 | 5ST (454), 5C (280) | 617 PECT5C | 431.3333 | Y
FL | Riviera Beach Energy Center | 619 | RBCT5A |  | 2023 | ARP | 606322 | 4 | SERC | Palm Beach County | FL099 | 99 | Electric Utility | 26.7653 | -80.0528 | Florida Power & Light Company (Owner),Florida Power & Light Company (Operator) | Phase 2 |  | Combined cycle | Pipeline Natural Gas | Diesel Oil |  | Dry Low NOx Burners,Water Injection,Selective Catalytic Reduction |  |  | 2013-10-30 | Operating | 3046 | 5A (265), 5ST (500) | 619 RBCT5A | 431.6667 | Y
FL | Riviera Beach Energy Center | 619 | RBCT5B |  | 2023 | ARP | 606322 | 4 | SERC | Palm Beach County | FL099 | 99 | Electric Utility | 26.7653 | -80.0528 | Florida Power & Light Company (Owner),Florida Power & Light Company (Operator) | Phase 2 |  | Combined cycle | Pipeline Natural Gas | Diesel Oil |  | Dry Low NOx Burners,Water Injection,Selective Catalytic Reduction |  |  | 2013-10-08 | Operating | 3046 | 5ST (500), 5B (265) | 619 RBCT5B | 431.6667 | Y
FL | Riviera Beach Energy Center | 619 | RBCT5C |  | 2023 | ARP | 606322 | 4 | SERC | Palm Beach County | FL099 | 99 | Electric Utility | 26.7653 | -80.0528 | Florida Power & Light Company (Owner),Florida Power & Light Company (Operator) | Phase 2 |  | Combined cycle | Pipeline Natural Gas | Diesel Oil |  | Dry Low NOx Burners,Water Injection,Selective Catalytic Reduction |  |  | 2013-09-22 | Operating | 3046 | 5ST (500), 5C (265) | 619 RBCT5C | 431.6667 | Y
FL | Sanford | 620 | SNCT4A |  | 2023 | ARP | 606322 | 4 | SERC | Volusia County | FL127 | 127 | Electric Utility | 28.8419 | -81.3256 | Florida Power & Light Company (Owner),Florida Power & Light Company (Operator) | Phase 2 |  | Combined cycle | Pipeline Natural Gas |  |  | Dry Low NOx Burners |  |  | 2002-12-06 | Operating | 2070 | 4 (436.1), 4A (188.2) | 620 SNCT4A | 297.225
FL | Sanford | 620 | SNCT4B |  | 2023 | ARP | 606322 | 4 | SERC | Volusia County | FL127 | 127 | Electric Utility | 28.8419 | -81.3256 | Florida Power & Light Company (Owner),Florida Power & Light Company (Operator) | Phase 2 |  | Combined cycle | Pipeline Natural Gas |  |  | Dry Low NOx Burners |  |  | 2002-12-07 | Operating | 2070 | 4B (188.2), 4 (436.1) | 620 SNCT4B | 297.225
FL | Sanford | 620 | SNCT4C |  | 2023 | ARP | 606322 | 4 | SERC | Volusia County | FL127 | 127 | Electric Utility | 28.8419 | -81.3256 | Florida Power & Light Company (Owner),Florida Power & Light Company (Operator) | Phase 2 |  | Combined cycle | Pipeline Natural Gas |  |  | Dry Low NOx Burners |  |  | 2002-12-01 | Operating | 2070 | 4C (188.2), 4 (436.1) | 620 SNCT4C | 297.225
FL | Sanford | 620 | SNCT4D |  | 2023 | ARP | 606322 | 4 | SERC | Volusia County | FL127 | 127 | Electric Utility | 28.8419 | -81.3256 | Florida Power & Light Company (Owner),Florida Power & Light Company (Operator) | Phase 2 |  | Combined cycle | Pipeline Natural Gas |  |  | Dry Low NOx Burners |  |  | 2002-12-01 | Operating | 2070 | 4 (436.1), 4D (188.2) | 620 SNCT4D | 297.225
FL | Sanford | 620 | SNCT5A |  | 2023 | ARP | 606322 | 4 | SERC | Volusia County | FL127 | 127 | Electric Utility | 28.8419 | -81.3256 | Florida Power & Light Company (Owner),Florida Power & Light Company (Operator) | Phase 2 |  | Combined cycle | Pipeline Natural Gas |  |  | Dry Low NOx Burners |  |  | 2002-02-21 | Operating | 2110 | 5A (188.2), 5 (436.1) | 620 SNCT5A | 297.225
FL | Sanford | 620 | SNCT5B |  | 2023 | ARP | 606322 | 4 | SERC | Volusia County | FL127 | 127 | Electric Utility | 28.8419 | -81.3256 | Florida Power & Light Company (Owner),Florida Power & Light Company (Operator) | Phase 2 |  | Combined cycle | Pipeline Natural Gas |  |  | Dry Low NOx Burners |  |  | 2002-02-25 | Operating | 2010 | 5 (436.1), 5B (188.2) | 620 SNCT5B | 297.225
FL | Sanford | 620 | SNCT5C |  | 2023 | ARP | 606322 | 4 | SERC | Volusia County | FL127 | 127 | Electric Utility | 28.8419 | -81.3256 | Florida Power & Light Company (Owner),Florida Power & Light Company (Operator) | Phase 2 |  | Combined cycle | Pipeline Natural Gas |  |  | Dry Low NOx Burners |  |  | 2002-03-04 | Operating | 2070 | 5C (188.2), 5 (436.1) | 620 SNCT5C | 297.225
FL | Sanford | 620 | SNCT5D |  | 2023 | ARP | 606322 | 4 | SERC | Volusia County | FL127 | 127 | Electric Utility | 28.8419 | -81.3256 | Florida Power & Light Company (Owner),Florida Power & Light Company (Operator) | Phase 2 |  | Combined cycle | Pipeline Natural Gas |  |  | Dry Low NOx Burners |  |  | 2002-03-11 | Operating | 2080 | 5 (436.1), 5D (188.2) | 620 SNCT5D | 297.225
FL | Turkey Point | 621 | TPCT5A |  | 2023 | ARP | 606322 | 4 | SERC | Miami-Dade County | FL086 | 86 | Electric Utility | 25.4356 | -80.3308 | Florida Power & Light Company (Owner),Florida Power & Light Company (Operator) | Phase 2 |  | Combined cycle | Pipeline Natural Gas | Diesel Oil |  | Dry Low NOx Burners,Water Injection,Ammonia Injection,Selective Catalytic Reduction |  |  | 2006-12-20 | Operating | 2325 | 5CA (472), 5CTA (188.2) | 621 TPCT5A | 306.2 | Y
FL | Turkey Point | 621 | TPCT5B |  | 2023 | ARP | 606322 | 4 | SERC | Miami-Dade County | FL086 | 86 | Electric Utility | 25.4356 | -80.3308 | Florida Power & Light Company (Owner),Florida Power & Light Company (Operator) | Phase 2 |  | Combined cycle | Pipeline Natural Gas | Diesel Oil |  | Dry Low NOx Burners,Water Injection,Ammonia Injection,Selective Catalytic Reduction |  |  | 2006-12-27 | Operating | 2325 | 5CTB (188.2), 5CA (472) | 621 TPCT5B | 306.2 | Y
FL | Turkey Point | 621 | TPCT5C |  | 2023 | ARP | 606322 | 4 | SERC | Miami-Dade County | FL086 | 86 | Electric Utility | 25.4356 | -80.3308 | Florida Power & Light Company (Owner),Florida Power & Light Company (Operator) | Phase 2 |  | Combined cycle | Pipeline Natural Gas | Diesel Oil |  | Dry Low NOx Burners,Water Injection,Ammonia Injection,Selective Catalytic Reduction |  |  | 2006-12-12 | Operating | 2325 | 5CA (472), 5CTC (188.2) | 621 TPCT5C | 306.2 | Y
FL | Turkey Point | 621 | TPCT5D |  | 2023 | ARP | 606322 | 4 | SERC | Miami-Dade County | FL086 | 86 | Electric Utility | 25.4356 | -80.3308 | Florida Power & Light Company (Owner),Florida Power & Light Company (Operator) | Phase 2 |  | Combined cycle | Pipeline Natural Gas | Diesel Oil |  | Dry Low NOx Burners,Water Injection,Ammonia Injection,Selective Catalytic Reduction |  |  | 2006-12-04 | Operating | 2325 | 5CTD (188.2), 5CA (472) | 621 TPCT5D | 306.2 | Y
FL | Crystal River | 628 | 4 |  | 2023 | ARP, MATS | 610088 | 4 | FRCC | Citrus County | FL017 | 17 | Electric Utility | 28.9594 | -82.7003 | Duke Energy Florida, LLC (Owner),Duke Energy Florida, LLC (Operator) | Phase 2 | Early Election | Dry bottom wall-fired boiler | Coal |  | Wet Limestone | Low NOx Burner Technology (Dry Bottom only),Selective Catalytic Reduction | Wet Scrubber,Electrostatic Precipitator |  | 1982-12-01 | Operating | 9200 | ST4 (739.3) | 628 4 | 739.3 | Y
FL | Crystal River | 628 | 5 |  | 2023 | ARP, MATS | 610088 | 4 | FRCC | Citrus County | FL017 | 17 | Electric Utility | 28.9594 | -82.7003 | Duke Energy Florida, LLC (Owner),Duke Energy Florida, LLC (Operator) | Phase 2 | Early Election | Dry bottom wall-fired boiler | Coal |  | Wet Lime FGD | Low NOx Burner Technology (Dry Bottom only),Selective Catalytic Reduction | Wet Scrubber,Electrostatic Precipitator |  | 1984-10-01 | Operating | 9932 | 5 (739.3) | 628 5 | 739.3 | Y
FL | Crystal River | 628 | 1GTA |  | 2023 | ARP, NSPS4T | 610088 | 4 | FRCC | Citrus County | FL017 | 17 | Electric Utility | 28.9594 | -82.7003 | Duke Energy Florida, LLC (Owner),Duke Energy Florida, LLC (Operator) | Phase 2 |  | Combined cycle | Pipeline Natural Gas |  |  | Selective Catalytic Reduction |  |  | 2018-08-27 | Operating | 3292 | 1GTA (310.3), CC1ST (364.7) | 628 1GTA | 492.65 | Y
FL | Crystal River | 628 | 1GTB |  | 2023 | ARP, NSPS4T | 610088 | 4 | FRCC | Citrus County | FL017 | 17 | Electric Utility | 28.9594 | -82.7003 | Duke Energy Florida, LLC (Owner),Duke Energy Florida, LLC (Operator) | Phase 2 |  | Combined cycle | Pipeline Natural Gas |  |  | Selective Catalytic Reduction |  |  | 2018-08-23 | Operating | 3292 | 1GTB (310.3), CC1ST (364.7) | 628 1GTB | 492.65 | Y
FL | Crystal River | 628 | 2GTA |  | 2023 | ARP, NSPS4T | 610088 | 4 | FRCC | Citrus County | FL017 | 17 | Electric Utility | 28.9594 | -82.7003 | Duke Energy Florida, LLC (Owner),Duke Energy Florida, LLC (Operator) | Phase 2 |  | Combined cycle | Pipeline Natural Gas |  |  | Selective Catalytic Reduction |  |  | 2018-10-07 | Operating | 3292 | 2GTA (310.3), CC2ST (364.7) | 628 2GTA | 492.65 | Y
FL | Crystal River | 628 | 2GTB |  | 2023 | ARP, NSPS4T | 610088 | 4 | FRCC | Citrus County | FL017 | 17 | Electric Utility | 28.9594 | -82.7003 | Duke Energy Florida, LLC (Owner),Duke Energy Florida, LLC (Operator) | Phase 2 |  | Combined cycle | Pipeline Natural Gas |  |  | Selective Catalytic Reduction |  |  | 2018-10-16 | Operating | 3292 | CC2ST (364.7), 2GTB (310.3) | 628 2GTB | 492.65 | Y
FL | P L Bartow | 634 | 4A |  | 2023 | ARP | 610088 | 4 | FRCC | Pinellas County | FL103 | 103 | Electric Utility | 27.8613 | -82.6012 | Duke Energy Florida, LLC (Owner),Duke Energy Florida, LLC (Operator) | Phase 2 |  | Combined cycle | Pipeline Natural Gas | Diesel Oil |  | Dry Low NOx Burners,Water Injection,Selective Catalytic Reduction |  |  | 2008-12-05 | Operating | 2610 | 4ST (420), 4AGT (215) | 634 4A | 320 | Y
FL | P L Bartow | 634 | 4B |  | 2023 | ARP | 610088 | 4 | FRCC | Pinellas County | FL103 | 103 | Electric Utility | 27.8613 | -82.6012 | Duke Energy Florida, LLC (Owner),Duke Energy Florida, LLC (Operator) | Phase 2 |  | Combined cycle | Pipeline Natural Gas | Diesel Oil |  | Dry Low NOx Burners,Water Injection,Selective Catalytic Reduction |  |  | 2008-11-05 | Operating | 2610 | 4BGT (215), 4ST (420) | 634 4B | 320 | Y
FL | P L Bartow | 634 | 4C |  | 2023 | ARP | 610088 | 4 | FRCC | Pinellas County | FL103 | 103 | Electric Utility | 27.8613 | -82.6012 | Duke Energy Florida, LLC (Owner),Duke Energy Florida, LLC (Operator) | Phase 2 |  | Combined cycle | Pipeline Natural Gas | Diesel Oil |  | Dry Low NOx Burners,Water Injection,Selective Catalytic Reduction |  |  | 2008-11-19 | Operating | 2610 | 4CGT (215), 4ST (420) | 634 4C | 320 | Y
FL | P L Bartow | 634 | 4D |  | 2023 | ARP | 610088 | 4 | FRCC | Pinellas County | FL103 | 103 | Electric Utility | 27.8613 | -82.6012 | Duke Energy Florida, LLC (Owner),Duke Energy Florida, LLC (Operator) | Phase 2 |  | Combined cycle | Pipeline Natural Gas | Diesel Oil |  | Dry Low NOx Burners,Water Injection,Selective Catalytic Reduction |  |  | 2008-12-20 | Operating | 2610 | 4DGT (215), 4ST (420) | 634 4D | 320 | Y
FL | Gulf Clean Energy Center | 641 | 4 | CS45 | 2023 | ARP | 606322 | 4 |  | Escambia County | FL033 | 33 | Electric Utility | 30.5661 | -87.2289 | Florida Power & Light Company (Owner),Florida Power & Light Company (Operator) | Phase 2 | Phase 1 Group 1 | Tangentially-fired | Pipeline Natural Gas | [5 empty] | 1959-07-01 | Operating | 1097 | 4 (93.8) | 641 4 | 93.8
FL | Gulf Clean Energy Center | 641 | 5 | CS45 | 2023 | ARP | 606322 | 4 |  | Escambia County | FL033 | 33 | Electric Utility | 30.5661 | -87.2289 | Florida Power & Light Company (Owner),Florida Power & Light Company (Operator) | Phase 2 | Phase 1 Group 1 | Tangentially-fired | Pipeline Natural Gas | [5 empty] | 1961-06-01 | Operating | 1097 | 5 (93.8) | 641 5 | 93.8
FL | Gulf Clean Energy Center | 641 | 6 | CS67 | 2023 | ARP | 606322 | 4 |  | Escambia County | FL033 | 33 | Electric Utility | 30.5661 | -87.2289 | Florida Power & Light Company (Owner),Florida Power & Light Company (Operator) | Table 1 | Phase 1 Group 1 | Dry bottom wall-fired boiler | Pipeline Natural Gas | [5 empty] | 1970-05-01 | Operating | 3705 | 6 (369.8) | 641 6 | 369.8
FL | Gulf Clean Energy Center | 641 | 7 | CS67 | 2023 | ARP | 606322 | 4 |  | Escambia County | FL033 | 33 | Electric Utility | 30.5661 | -87.2289 | Florida Power & Light Company (Owner),Florida Power & Light Company (Operator) | Table 1 | Phase 1 Group 1 | Dry bottom wall-fired boiler | Pipeline Natural Gas | [5 empty] | 1973-08-01 | Operating | 6406 | 7 (578) | 641 7 | 578
FL | Gulf Clean Energy Center | 641 | 8A |  | 2023 | ARP | 606322 | 4 |  | Escambia County | FL033 | 33 | Electric Utility | 30.5661 | -87.2289 | Florida Power & Light Company (Owner),Florida Power & Light Company (Operator) | Phase 2 |  | Combustion turbine | Pipeline Natural Gas | Diesel Oil |  | Dry Low NOx Burners,Water Injection |  |  | 2021-10-23 | Operating | 2474.4 | 8A (225) | 641 8A | 225
FL | Gulf Clean Energy Center | 641 | 8B |  | 2023 | ARP | 606322 | 4 |  | Escambia County | FL033 | 33 | Electric Utility | 30.5661 | -87.2289 | Florida Power & Light Company (Owner),Florida Power & Light Company (Operator) | Phase 2 |  | Combustion turbine | Pipeline Natural Gas | Diesel Oil |  | Dry Low NOx Burners,Water Injection |  |  | 2021-10-01 | Operating | 2474.4 | 8B (225) | 641 8B | 225
FL | Gulf Clean Energy Center | 641 | 8C |  | 2023 | ARP | 606322 | 4 |  | Escambia County | FL033 | 33 | Electric Utility | 30.5661 | -87.2289 | Florida Power & Light Company (Owner),Florida Power & Light Company (Operator) | Phase 2 |  | Combustion turbine | Pipeline Natural Gas | Diesel Oil |  | Dry Low NOx Burners,Water Injection |  |  | 2021-09-17 | Operating | 2474.4 | 8C (225) | 641 8C | 225
FL | Gulf Clean Energy Center | 641 | 8D |  | 2023 | ARP | 606322 | 4 |  | Escambia County | FL033 | 33 | Electric Utility | 30.5661 | -87.2289 | Florida Power & Light Company (Owner),Florida Power & Light Company (Operator) | Phase 2 |  | Combustion turbine | Pipeline Natural Gas | Diesel Oil |  | Dry Low NOx Burners,Water Injection |  |  | 2021-11-07 | Operating | 2474.4 | 8D (225) | 641 8D | 225
FL | Lansing Smith Generating Plant | 643 | 4 |  | 2023 | ARP | 606322 | 4 |  | Bay County | FL005 | 5 | Electric Utility | 30.2689 | -85.7003 | Florida Power & Light Company (Owner),Florida Power & Light Company (Operator) | Phase 2 |  | Combined cycle | Pipeline Natural Gas |  |  | Dry Low NOx Burners |  |  | 2002-01-16 | Operating | 2918.3 | 3A (203.2), 3S (213.3) | 643 4 | 309.85
FL | Lansing Smith Generating Plant | 643 | 5 |  | 2023 | ARP | 606322 | 4 |  | Bay County | FL005 | 5 | Electric Utility | 30.2689 | -85.7003 | Florida Power & Light Company (Owner),Florida Power & Light Company (Operator) | Phase 2 |  | Combined cycle | Pipeline Natural Gas |  |  | Dry Low NOx Burners |  |  | 2002-01-12 | Operating | 2918.3 | 3S (213.3), 3B (203.2) | 643 5 | 309.85
FL | Big Bend | 645 | BB03 |  | 2023 | ARP, MATS | 602607 | 4 | FRCC | Hillsborough County | FL057 | 57 | Electric Utility | 27.7944 | -82.4036 | Tampa Electric Company (Owner),Tampa Electric Company (Operator) | Table 1 | Phase 2 Group 2 | Wet bottom turbo-fired boiler | Pipeline Natural Gas | Coal | Wet Limestone (Retired Apr 26, 2023) | Other,Ammonia Injection,Selective Catalytic Reduction (Retired Apr 26, 2023) | Electrostatic Precipitator (Retired Apr 26, 2023) |  | 1976-05-01 | Operating (Retired 04/26/2023) | 5600 | ST3 (445.5) | 645 BB03 | 445.5 | Y
FL | Big Bend | 645 | BB04 |  | 2023 | ARP, MATS | 602607 | 4 | FRCC | Hillsborough County | FL057 | 57 | Electric Utility | 27.7944 | -82.4036 | Tampa Electric Company (Owner),Tampa Electric Company (Operator) | Phase 2 | Phase 1 Group 1 | Tangentially-fired | Coal | Pipeline Natural Gas | Wet Limestone | Low NOx Burner Technology w/ Separated OFA,Ammonia Injection,Selective Catalytic Reduction | Electrostatic Precipitator |  | 1985-02-01 | Operating | 6300 | ST4 (486) | 645 BB04 | 486 | Y
FL | Big Bend | 645 | BB05 |  | 2023 | ARP, NSPS4T | 602607 | 4 | FRCC | Hillsborough County | FL057 | 57 | Electric Utility | 27.7944 | -82.4036 | Tampa Electric Company (Owner),Tampa Electric Company (Operator) | Phase 2 |  | Combined cycle | Pipeline Natural Gas |  |  | Selective Catalytic Reduction,Dry Low NOx Burners |  |  | 2021-09-28 | Operating | 3462 | GT5 (392), BBST1 (445.5) | 645 BB05 | 614.75 | Y
FL | Big Bend | 645 | BB06 |  | 2023 | ARP, NSPS4T | 602607 | 4 | FRCC | Hillsborough County | FL057 | 57 | Electric Utility | 27.7944 | -82.4036 | Tampa Electric Company (Owner),Tampa Electric Company (Operator) | Phase 2 |  | Combined cycle | Pipeline Natural Gas |  |  | Selective Catalytic Reduction,Dry Low NOx Burners |  |  | 2021-09-21 | Operating | 3462 | BBST1 (445.5), GT6 (392) | 645 BB06 | 614.75 | Y
FL | Big Bend | 645 | CT4A |  | 2023 | ARP | 602607 | 4 | FRCC | Hillsborough County | FL057 | 57 | Electric Utility | 27.7944 | -82.4036 | Tampa Electric Company (Owner),Tampa Electric Company (Operator) | Phase 2 |  | Combustion turbine | Pipeline Natural Gas | Diesel Oil |  | Water Injection |  |  | 2009-08-06 | Operating | 572 | GT4 (62) | 645 CT4A | 62
FL | Big Bend | 645 | CT4B |  | 2023 | ARP | 602607 | 4 | FRCC | Hillsborough County | FL057 | 57 | Electric Utility | 27.7944 | -82.4036 | Tampa Electric Company (Owner),Tampa Electric Company (Operator) | Phase 2 |  | Combustion turbine | Pipeline Natural Gas | Diesel Oil |  | Water Injection |  |  | 2009-08-06 | Operating | 572 | GT4 (62) | 645 CT4B | 62
FL | Deerhaven | 663 | B1 |  | 2023 | ARP | 605542 | 4 | FRCC | Alachua County | FL001 | 1 | Electric Utility | 29.7586 | -82.3883 | Gainesville Regional Utilities (Owner),Gainesville Regional Utilities (Operator) | Phase 2 |  | Dry bottom wall-fired boiler | Pipeline Natural Gas | Residual Oil |  |  |  |  | 1972-08-01 | Operating | 960 | 1 (75) | 663 B1 | 75
FL | Deerhaven | 663 | B2 |  | 2023 | ARP, MATS | 605542 | 4 | FRCC | Alachua County | FL001 | 1 | Electric Utility | 29.7586 | -82.3883 | Gainesville Regional Utilities (Owner),Gainesville Regional Utilities (Operator) | Phase 2 | Early Election | Dry bottom wall-fired boiler | Coal | Pipeline Natural Gas | Dry Lime FGD | Selective Catalytic Reduction,Overfire Air | Electrostatic Precipitator |  | 1981-10-01 | Operating | 2700 | 2 (250.8) | 663 B2 | 250.8 | Y
FL | Deerhaven | 663 | CT3 |  | 2023 | ARP | 605542 | 4 | FRCC | Alachua County | FL001 | 1 | Electric Utility | 29.7586 | -82.3883 | Gainesville Regional Utilities (Owner),Gainesville Regional Utilities (Operator) | Phase 2 |  | Combustion turbine | Pipeline Natural Gas | Diesel Oil |  | Dry Low NOx Burners,Water Injection |  |  | 1996-01-01 | Operating | 1100 | GT3 (96.1) | 663 CT3 | 96.1
FL | J R Kelly | 664 | CC1 |  | 2023 | ARP | 605542 | 4 | FRCC | Alachua County | FL001 | 1 | Electric Utility | 29.6467 | -82.3219 | Gainesville Regional Utilities (Owner),Gainesville Regional Utilities (Operator) | Phase 2 |  | Combined cycle | Pipeline Natural Gas |  |  | Dry Low NOx Burners |  |  | 2001-02-17 | Operating | 1121 | CT04 (96.1), 8-2 (45.5), 8 (50) | 664 CC1 | 191.6
FL | J D Kennedy | 666 | 7 |  | 2023 | ARP | 605471 | 4 | SERC | Duval County | FL031 | 31 | Electric Utility | 30.3644 | -81.6236 | JEA (Owner),JEA (Operator) | Phase 2 |  | Combustion turbine | Pipeline Natural Gas | Diesel Oil |  | Dry Low NOx Burners,Water Injection |  |  | 2000-07-30 | Operating | 1822 | GT37 (185) | 666 7 | 185
FL | J D Kennedy | 666 | CT8 |  | 2023 | ARP | 605471 | 4 | SERC | Duval County | FL031 | 31 | Electric Utility | 30.3644 | -81.6236 | JEA (Owner),JEA (Operator) | Phase 2 |  | Combustion turbine | Pipeline Natural Gas | Diesel Oil |  | Dry Low NOx Burners,Water Injection |  |  | 2009-04-18 | Operating | 1989 | GT38 (185) | 666 CT8 | 185
FL | Northside | 667 | 3 |  | 2023 | ARP | 605471 | 4 |  | Duval County | FL031 | 31 | Electric Utility | 30.4172 | -81.5525 | JEA (Owner),JEA (Operator) | Phase 2 |  | Dry bottom wall-fired boiler | Pipeline Natural Gas | Other Gas, Residual Oil |  | Low NOx Burner Technology (Dry Bottom only) |  |  | 1977-06-28 | Operating | 5925 | ST3 (563.7) | 667 3 | 563.7
FL | Northside | 667 | 1A |  | 2023 | ARP, MATS | 605471 | 4 |  | Duval County | FL031 | 31 | Electric Utility | 30.4172 | -81.5525 | JEA (Owner),JEA (Operator) | Phase 2 |  | Circulating fluidized bed boiler | Coal | Petroleum Coke, Wood | Dry Lime FGD | Selective Non-catalytic Reduction | Baghouse |  | 2002-04-22 | Operating | 3523.9 | 1 (297.5) | 667 1A | 297.5 | Y
FL | Northside | 667 | 2A |  | 2023 | ARP, MATS | 605471 | 4 |  | Duval County | FL031 | 31 | Electric Utility | 30.4172 | -81.5525 | JEA (Owner),JEA (Operator) | Phase 2 |  | Circulating fluidized bed boiler | Coal | Petroleum Coke, Wood | Dry Lime FGD | Selective Non-catalytic Reduction | Baghouse |  | 2002-02-19 | Operating | 3273.2 | 2 (297.5) | 667 2A | 297.5 | Y
FL | Tom G Smith | 673 | S-3 |  | 2023 | ARP | 608745 | 4 | SERC | Palm Beach County | FL099 | 99 | Electric Utility | 26.6125 | -80.0678 | City of Lake Worth Utilities (Owner),City of Lake Worth Utilities (Operator) | Phase 2 |  | Dry bottom wall-fired boiler | Pipeline Natural Gas | Residual Oil |  |  |  |  | 1967-11-01 | Operating | 357 | S3 (26.5) | 673 S-3 | 26.5
FL | Charles Larsen Memorial Power Plant | 675 | **8 |  | 2023 | ARP | 605107 (Ended Apr 25, 2023), 609551 (Started Apr 25, 2023)(Ended Jun 02, 2023), 610687 (Started Jun 02, 2023) | 4 |  | Polk County | FL105 | 105 | Electric Utility | 28.0491 | -81.9238 | City of Lakeland - Lakeland Electric (Owner),City of Lakeland - Lakeland Electric (Operator) | Phase 2 |  | Combined cycle | Pipeline Natural Gas | Diesel Oil |  | Water Injection |  |  | 1992-07-01 | Operating | 1055 | 5 (25), 8 (101.5) | 675 **8 | 126.5
FL | C D McIntosh Jr Power Plant | 676 | 5 |  | 2023 | ARP | 605107 (Ended Apr 25, 2023), 609551 (Started Apr 25, 2023)(Ended Jun 02, 2023), 610687 (Started Jun 02, 2023) | 4 |  | Polk County | FL105 | 105 | Electric Utility | 28.0809 | -81.9256 | City of Lakeland - Lakeland Electric (Owner),City of Lakeland - Lakeland Electric (Operator) | Phase 2 |  | Combined cycle | Pipeline Natural Gas |  |  | Selective Catalytic Reduction |  |  | 1999-07-01 | Operating | 2798 | 5CT (249), 5ST (120) | 676 5 | 369 | Y
FL | C D McIntosh Jr Power Plant | 676 | MGT2 |  | 2023 | ARP | 605107 (Ended Apr 25, 2023), 609551 (Started Apr 25, 2023)(Ended Jun 02, 2023), 610687 (Started Jun 02, 2023) | 4 |  | Polk County | FL105 | 105 | Electric Utility | 28.0809 | -81.9256 | City of Lakeland - Lakeland Electric (Owner),City of Lakeland - Lakeland Electric (Operator) | Phase 2 |  | Combustion turbine | Pipeline Natural Gas | Diesel Oil |  | Water Injection |  |  | 2020-03-26 | Operating | 1776 | GT2 (135) | 676 MGT2 | 135
FL | Indian River (683) | 683 | **C |  | 2023 | ARP | 609198 | 4 | SERC | Brevard County | FL009 | 9 | Electric Utility | 28.4933 | -80.7825 | Florida Municipal Power Agency (Owner),Orlando Utilities Commission (Owner),Orlando Utilities Commission (Operator) | Phase 2 |  | Combustion turbine | Pipeline Natural Gas | Diesel Oil |  | Water Injection |  |  | 1991-11-01 | Operating | 1354 | C (130) | 683 **C | 130
FL | Indian River (683) | 683 | **D |  | 2023 | ARP | 609198 | 4 | SERC | Brevard County | FL009 | 9 | Electric Utility | 28.4933 | -80.7825 | Florida Municipal Power Agency (Owner),Orlando Utilities Commission (Owner),Orlando Utilities Commission (Operator) | Phase 2 |  | Combustion turbine | Pipeline Natural Gas | Diesel Oil |  | Water Injection |  |  | 1991-11-01 | Operating | 1354 | D (130) | 683 **D | 130
FL | Arvah B Hopkins | 688 | 2A |  | 2023 | ARP | 608028 | 4 | FRCC | Leon County | FL073 | 73 | Electric Utility | 30.4522 | -84.4 | City of Tallahassee (Owner),City of Tallahassee (Operator) | Phase 2 |  | Combined cycle | Pipeline Natural Gas | Diesel Oil |  | Dry Low NOx Burners,Water Injection,Selective Catalytic Reduction |  |  | 2008-05-09 | Operating | 2844 | CT2A (187.5), 2 (259.3) | 688 2A | 446.8 | Y
FL | Arvah B Hopkins | 688 | HC3 |  | 2023 | ARP | 608028 | 4 | FRCC | Leon County | FL073 | 73 | Electric Utility | 30.4522 | -84.4 | City of Tallahassee (Owner),City of Tallahassee (Operator) | Phase 2 |  | Combustion turbine | Pipeline Natural Gas | Diesel Oil |  | Water Injection,Selective Catalytic Reduction |  |  | 2005-08-02 | Operating | 500 | GT3 (60.5) | 688 HC3 | 60.5 | Y
FL | Arvah B Hopkins | 688 | HC4 |  | 2023 | ARP | 608028 | 4 | FRCC | Leon County | FL073 | 73 | Electric Utility | 30.4522 | -84.4 | City of Tallahassee (Owner),City of Tallahassee (Operator) | Phase 2 |  | Combustion turbine | Pipeline Natural Gas | Diesel Oil |  | Water Injection,Selective Catalytic Reduction |  |  | 2005-09-29 | Operating | 500 | GT4 (60.5) | 688 HC4 | 60.5 | Y
FL | S O Purdom | 689 | 8 |  | 2023 | ARP | 608028 | 4 | FRCC | Wakulla County | FL129 | 129 | Electric Utility | 30.1619 | -84.2014 | City of Tallahassee (Owner),City of Tallahassee (Operator) | Phase 2 |  | Combined cycle | Pipeline Natural Gas | Diesel Oil |  | Dry Low NOx Burners,Water Injection |  |  | 2000-06-24 | Operating | 2044.2 | 9 (87), 8 (160) | 689 8 | 247
GA | Bowen | 703 | 1BLR | MS1BYP, MS1FGD | 2023 | ARP, CSNOX, CSOSG1, CSSO2G2, MATS | 609716 (Ended May 09, 2023), 610669 (Started May 09, 2023) | 4 | SERC | Bartow County | GA015 | 15 | Electric Utility | 34.1256 | -84.9192 | Georgia Power Company (Owner),Georgia Power Company (Operator) | Table 1 | Phase 1 Group 1 | Tangentially-fired | Coal |  | Wet Lime FGD | Low NOx Burner Technology w/ Separated OFA,Selective Catalytic Reduction | Electrostatic Precipitator | Additives to Enhance PAC and Existing Equipment Performance,Halogenated PAC Sorbent Injection | 1971-10-21 | Operating | 8437 | 1 (805.8) | 703 1BLR | 805.8 | Y
GA | Bowen | 703 | 2BLR | MS2BYP, MS2FGD | 2023 | ARP, CSNOX, CSOSG1, CSSO2G2, MATS | 609716 (Ended May 09, 2023), 610669 (Started May 09, 2023) | 4 | SERC | Bartow County | GA015 | 15 | Electric Utility | 34.1256 | -84.9192 | Georgia Power Company (Owner),Georgia Power Company (Operator) | Table 1 | Phase 1 Group 1 | Tangentially-fired | Coal |  | Wet Lime FGD | Low NOx Burner Technology w/ Separated OFA,Selective Catalytic Reduction | Electrostatic Precipitator | Additives to Enhance PAC and Existing Equipment Performance,Halogenated PAC Sorbent Injection | 1972-09-26 | Operating | 7917 | 2 (788.8) | 703 2BLR | 788.8 | Y
GA | Bowen | 703 | 3BLR | MS3BYP, MS3FGD | 2023 | ARP, CSNOX, CSOSG1, CSSO2G2, MATS | 609716 (Ended May 09, 2023), 610669 (Started May 09, 2023) | 4 | SERC | Bartow County | GA015 | 15 | Electric Utility | 34.1256 | -84.9192 | Georgia Power Company (Owner),Georgia Power Company (Operator) | Table 1 | Phase 1 Group 1 | Tangentially-fired | Coal |  | Wet Lime FGD | Low NOx Burner Technology w/ Separated OFA,Selective Catalytic Reduction | Electrostatic Precipitator | Additives to Enhance PAC and Existing Equipment Performance | 1974-12-11 | Operating | 9492 | 3 (952) | 703 3BLR | 952 | Y
GA | Bowen | 703 | 4BLR | MS4BYP, MS4FGD | 2023 | ARP, CSNOX, CSOSG1, CSSO2G2, MATS | 609716 (Ended May 09, 2023), 610669 (Started May 09, 2023) | 4 | SERC | Bartow County | GA015 | 15 | Electric Utility | 34.1256 | -84.9192 | Georgia Power Company (Owner),Georgia Power Company (Operator) | Table 1 | Phase 1 Group 1 | Tangentially-fired | Coal |  | Wet Lime FGD | Low NOx Burner Technology w/ Separated OFA,Selective Catalytic Reduction | Electrostatic Precipitator | Additives to Enhance PAC and Existing Equipment Performance,Halogenated PAC Sorbent Injection | 1975-11-14 | Operating | 9446 | 4 (952) | 703 4BLR | 952 | Y
GA | Jack McDonough | 710 | 3AA |  | 2023 | CSNOX, CSOSG1, CSSO2G2 | 609716 (Ended May 09, 2023), 610669 (Started May 09, 2023) | 4 | SERC | Cobb County | GA067 | 67 | Electric Utility | 33.8244 | -84.475 | Georgia Power Company (Owner),Georgia Power Company (Operator) |  |  | Combustion turbine | Diesel Oil | Pipeline Natural Gas |  |  |  |  | 1971-05-29 | Operating | 252 | 3A (41.8) | 710 3AA | 41.8
GA | Jack McDonough | 710 | 3AB |  | 2023 | CSNOX, CSOSG1, CSSO2G2 | 609716 (Ended May 09, 2023), 610669 (Started May 09, 2023) | 4 | SERC | Cobb County | GA067 | 67 | Electric Utility | 33.8244 | -84.475 | Georgia Power Company (Owner),Georgia Power Company (Operator) |  |  | Combustion turbine | Diesel Oil | Pipeline Natural Gas |  |  |  |  | 1971-05-29 | Operating | 252 | 3A (41.8) | 710 3AB | 41.8
GA | Jack McDonough | 710 | 3BA |  | 2023 | CSNOX, CSOSG1, CSSO2G2 | 609716 (Ended May 09, 2023), 610669 (Started May 09, 2023) | 4 | SERC | Cobb County | GA067 | 67 | Electric Utility | 33.8244 | -84.475 | Georgia Power Company (Owner),Georgia Power Company (Operator) |  |  | Combustion turbine | Diesel Oil | Pipeline Natural Gas |  |  |  |  | 1971-05-29 | Operating | 252 | 3B (41.8) | 710 3BA | 41.8
GA | Jack McDonough | 710 | 3BB |  | 2023 | CSNOX, CSOSG1, CSSO2G2 | 609716 (Ended May 09, 2023), 610669 (Started May 09, 2023) | 4 | SERC | Cobb County | GA067 | 67 | Electric Utility | 33.8244 | -84.475 | Georgia Power Company (Owner),Georgia Power Company (Operator) |  |  | Combustion turbine | Diesel Oil | Pipeline Natural Gas |  |  |  |  | 1971-05-29 | Operating | 252 | 3B (41.8) | 710 3BB | 41.8
GA | Jack McDonough | 710 | 4A |  | 2023 | ARP, CSNOX, CSOSG1, CSSO2G2 | 609716 (Ended May 09, 2023), 610669 (Started May 09, 2023) | 4 | SERC | Cobb County | GA067 | 67 | Electric Utility | 33.8244 | -84.475 | Georgia Power Company (Owner),Georgia Power Company (Operator) | Phase 2 |  | Combined cycle | Pipeline Natural Gas | Diesel Oil |  | Dry Low NOx Burners,Water Injection,Selective Catalytic Reduction |  |  | 2011-07-12 | Operating | 3612 | 4 (375), CT4A (232.5) | 710 4A | 420 | Y
GA | Jack McDonough | 710 | 4B |  | 2023 | ARP, CSNOX, CSOSG1, CSSO2G2 | 609716 (Ended May 09, 2023), 610669 (Started May 09, 2023) | 4 | SERC | Cobb County | GA067 | 67 | Electric Utility | 33.8244 | -84.475 | Georgia Power Company (Owner),Georgia Power Company (Operator) | Phase 2 |  | Combined cycle | Pipeline Natural Gas |  |  | Dry Low NOx Burners,Selective Catalytic Reduction |  |  | 2011-07-28 | Operating | 3612 | CT4B (232.5), 4 (375) | 710 4B | 420 | Y
GA | Jack McDonough | 710 | 5A |  | 2023 | ARP, CSNOX, CSOSG1, CSSO2G2 | 609716 (Ended May 09, 2023), 610669 (Started May 09, 2023) | 4 | SERC | Cobb County | GA067 | 67 | Electric Utility | 33.8244 | -84.475 | Georgia Power Company (Owner),Georgia Power Company (Operator) | Phase 2 |  | Combined cycle | Pipeline Natural Gas | Diesel Oil |  | Dry Low NOx Burners,Water Injection,Selective Catalytic Reduction |  |  | 2012-02-24 | Operating | 3612 | 5 (375), 5ACT (232.5) | 710 5A | 420 | Y
GA | Jack McDonough | 710 | 5B |  | 2023 | ARP, CSNOX, CSOSG1, CSSO2G2 | 609716 (Ended May 09, 2023), 610669 (Started May 09, 2023) | 4 | SERC | Cobb County | GA067 | 67 | Electric Utility | 33.8244 | -84.475 | Georgia Power Company (Owner),Georgia Power Company (Operator) | Phase 2 |  | Combined cycle | Pipeline Natural Gas |  |  | Dry Low NOx Burners,Selective Catalytic Reduction |  |  | 2012-02-24 | Operating | 3612 | 5 (375), 5BCT (232.5) | 710 5B | 420 | Y
GA | Jack McDonough | 710 | 6A |  | 2023 | ARP, CSNOX, CSOSG1, CSSO2G2 | 609716 (Ended May 09, 2023), 610669 (Started May 09, 2023) | 4 | SERC | Cobb County | GA067 | 67 | Electric Utility | 33.8244 | -84.475 | Georgia Power Company (Owner),Georgia Power Company (Operator) | Phase 2 |  | Combined cycle | Pipeline Natural Gas |  |  | Dry Low NOx Burners,Selective Catalytic Reduction |  |  | 2012-06-15 | Operating | 3612 | 6ACT (232.5), 6 (375) | 710 6A | 420 | Y
GA | Jack McDonough | 710 | 6B |  | 2023 | ARP, CSNOX, CSOSG1, CSSO2G2 | 609716 (Ended May 09, 2023), 610669 (Started May 09, 2023) | 4 | SERC | Cobb County | GA067 | 67 | Electric Utility | 33.8244 | -84.475 | Georgia Power Company (Owner),Georgia Power Company (Operator) | Phase 2 |  | Combined cycle | Pipeline Natural Gas |  |  | Dry Low NOx Burners,Selective Catalytic Reduction |  |  | 2012-07-06 | Operating | 3612 | 6 (375), 6BCT (232.5) | 710 6B | 420 | Y
GA | McManus | 715 | 3A |  | 2023 | CSNOX, CSOSG1, CSSO2G2 | 609716 (Ended May 09, 2023), 610669 (Started May 09, 2023) | 4 | SERC | Glynn County | GA127 | 127 | Electric Utility | 31.2125 | -81.5458 | Georgia Power Company (Owner),Georgia Power Company (Operator) |  |  | Combustion turbine | Diesel Oil | [5 empty] | 1972-01-09 | Operating | 724 | 3A (55.4) | 715 3A | 55.4
GA | McManus | 715 | 3B |  | 2023 | CSNOX, CSOSG1, CSSO2G2 | 609716 (Ended May 09, 2023), 610669 (Started May 09, 2023) | 4 | SERC | Glynn County | GA127 | 127 | Electric Utility | 31.2125 | -81.5458 | Georgia Power Company (Owner),Georgia Power Company (Operator) |  |  | Combustion turbine | Diesel Oil | [5 empty] | 1972-01-13 | Operating | 724 | 3B (55.4) | 715 3B | 55.4
GA | McManus | 715 | 3C |  | 2023 | CSNOX, CSOSG1, CSSO2G2 | 609716 (Ended May 09, 2023), 610669 (Started May 09, 2023) | 4 | SERC | Glynn County | GA127 | 127 | Electric Utility | 31.2125 | -81.5458 | Georgia Power Company (Owner),Georgia Power Company (Operator) |  |  | Combustion turbine | Diesel Oil | [5 empty] | 1972-01-28 | Operating | 724 | 3C (55.4) | 715 3C | 55.4
GA | McManus | 715 | 4A |  | 2023 | CSNOX, CSOSG1, CSSO2G2 | 609716 (Ended May 09, 2023), 610669 (Started May 09, 2023) | 4 | SERC | Glynn County | GA127 | 127 | Electric Utility | 31.2125 | -81.5458 | Georgia Power Company (Owner),Georgia Power Company (Operator) |  |  | Combustion turbine | Diesel Oil | [5 empty] | 1972-12-20 | Operating | 724 | 4A (55.4) | 715 4A | 55.4
GA | McManus | 715 | 4B |  | 2023 | CSNOX, CSOSG1, CSSO2G2 | 609716 (Ended May 09, 2023), 610669 (Started May 09, 2023) | 4 | SERC | Glynn County | GA127 | 127 | Electric Utility | 31.2125 | -81.5458 | Georgia Power Company (Owner),Georgia Power Company (Operator) |  |  | Combustion turbine | Diesel Oil | [5 empty] | 1972-12-20 | Operating | 724 | 4B (55.4) | 715 4B | 55.4
GA | McManus | 715 | 4C |  | 2023 | CSNOX, CSOSG1, CSSO2G2 | 609716 (Ended May 09, 2023), 610669 (Started May 09, 2023) | 4 | SERC | Glynn County | GA127 | 127 | Electric Utility | 31.2125 | -81.5458 | Georgia Power Company (Owner),Georgia Power Company (Operator) |  |  | Combustion turbine | Diesel Oil | [5 empty] | 1972-12-20 | Operating | 724 | 4C (55.4) | 715 4C | 55.4
GA | McManus | 715 | 4D |  | 2023 | CSNOX, CSOSG1, CSSO2G2 | 609716 (Ended May 09, 2023), 610669 (Started May 09, 2023) | 4 | SERC | Glynn County | GA127 | 127 | Electric Utility | 31.2125 | -81.5458 | Georgia Power Company (Owner),Georgia Power Company (Operator) |  |  | Combustion turbine | Diesel Oil | [5 empty] | 1972-12-20 | Operating | 724 | 4D (55.4) | 715 4D | 55.4
GA | McManus | 715 | 4E |  | 2023 | CSNOX, CSOSG1, CSSO2G2 | 609716 (Ended May 09, 2023), 610669 (Started May 09, 2023) | 4 | SERC | Glynn County | GA127 | 127 | Electric Utility | 31.2125 | -81.5458 | Georgia Power Company (Owner),Georgia Power Company (Operator) |  |  | Combustion turbine | Diesel Oil | [5 empty] | 1972-12-20 | Operating | 724 | 4E (55.4) | 715 4E | 55.4
GA | McManus | 715 | 4F |  | 2023 | CSNOX, CSOSG1, CSSO2G2 | 609716 (Ended May 09, 2023), 610669 (Started May 09, 2023) | 4 | SERC | Glynn County | GA127 | 127 | Electric Utility | 31.2125 | -81.5458 | Georgia Power Company (Owner),Georgia Power Company (Operator) |  |  | Combustion turbine | Diesel Oil | [5 empty] | 1972-12-20 | Operating | 724 | 4F (55.4) | 715 4F | 55.4
GA | Yates | 728 | Y6BR |  | 2023 | ARP, CSNOX, CSOSG1, CSSO2G2 | 609716 (Ended May 09, 2023), 610669 (Started May 09, 2023) | 4 | SERC | Coweta County | GA077 | 77 | Electric Utility | 33.4622 | -84.8986 | Georgia Power Company (Owner),Georgia Power Company (Operator) | Table 1 | Phase 1 Group 1 | Tangentially-fired | Pipeline Natural Gas |  |  | Low NOx Burner Technology w/ Separated OFA,Other |  |  | 1974-07-23 | Operating | 4183 | 6 (403.8) | 728 Y6BR | 403.8
GA | Yates | 728 | Y7BR |  | 2023 | ARP, CSNOX, CSOSG1, CSSO2G2 | 609716 (Ended May 09, 2023), 610669 (Started May 09, 2023) | 4 | SERC | Coweta County | GA077 | 77 | Electric Utility | 33.4622 | -84.8986 | Georgia Power Company (Owner),Georgia Power Company (Operator) | Table 1 | Phase 1 Group 1 | Tangentially-fired | Pipeline Natural Gas |  |  | Low NOx Burner Technology w/ Separated OFA,Other |  |  | 1974-04-08 | Operating | 3996 | 7 (403.8) | 728 Y7BR | 403.8
OK | Ponca | 762 | 2 |  | 2023 | ARP, CSOSG2 | 884 | 6 | SPP | Kay County | OK071 | 71 | Electric Utility | 36.7205 | -97.0868 | Oklahoma Municipal Power Authority (Owner),Oklahoma Municipal Power Authority (Operator) | Phase 2 |  | Dry bottom wall-fired boiler | Pipeline Natural Gas | [5 empty] | 1977-10-01 | Operating | 493 | 2 (48) | 762 2 | 48
OK | Ponca | 762 | 3 |  | 2023 | ARP, CSOSG2 | 884 | 6 | SPP | Kay County | OK071 | 71 | Electric Utility | 36.7205 | -97.0868 | Oklahoma Municipal Power Authority (Owner),Oklahoma Municipal Power Authority (Operator) | Phase 2 |  | Combined cycle | Pipeline Natural Gas | Diesel Oil |  | Water Injection |  |  | 1995-06-01 | Operating | 725 | 1 (20.2), 3 (54) | 762 3 | 74.2
OK | Ponca | 762 | 4 |  | 2023 | ARP, CSOSG2 | 884 | 6 | SPP | Kay County | OK071 | 71 | Electric Utility | 36.7205 | -97.0868 | Oklahoma Municipal Power Authority (Owner),Oklahoma Municipal Power Authority (Operator) | Phase 2 |  | Combustion turbine | Pipeline Natural Gas |  |  | Water Injection |  |  | 2003-06-06 | Operating | 409.8 | 4 (60.5) | 762 4 | 60.5
IL | Grand Tower Energy Center, LLC | 862 | CT01 |  | 2023 | ARP, CSNOX, CSOSG3, CSSO2G1 | 608968 | 5 | SERC | Jackson County | IL077 | 77 | Electric Utility | 37.6578 | -89.5119 | Grand Tower Energy Center, LLC (Owner),Grand Tower Energy Center, LLC (Operator) | Phase 2 |  | Combined cycle | Pipeline Natural Gas |  |  | Dry Low NOx Burners |  |  | 2001-05-09 | Operating | 2347 | 1 (248), 3 (85.7) | 862 CT01 | 333.7
IL | Grand Tower Energy Center, LLC | 862 | CT02 |  | 2023 | ARP, CSNOX, CSOSG3, CSSO2G1 | 608968 | 5 | SERC | Jackson County | IL077 | 77 | Electric Utility | 37.6578 | -89.5119 | Grand Tower Energy Center, LLC (Owner),Grand Tower Energy Center, LLC (Operator) | Phase 2 |  | Combined cycle | Pipeline Natural Gas |  |  | Dry Low NOx Burners |  |  | 2001-08-08 | Operating | 2383 | 4 (113.6), 2 (200) | 862 CT02 | 313.6
IL | Joliet 9 | 874 | 5 |  | 2023 | ARP, CSNOX, CSOSG3, CSSO2G1 | 610077 | 5 | MAIN | Will County | IL197 | 197 | Electric Utility | 41.4947 | -88.125 | Midwest Generation EME, LLC (Owner),Midwest Generation EME, LLC (Operator) | Phase 2 | Phase 2 Group 2 | Cyclone boiler | Pipeline Natural Gas |  |  | Combustion Modification/Fuel Reburning,Overfire Air,Selective Non-catalytic Reduction | Electrostatic Precipitator |  | 1959-06-12 | Operating (Retired 06/01/2023) | 4239 | 6 (360.4) | 874 5 | 360.4 | Y
IL | Kincaid Generating Station | 876 | 1 | CS0102 | 2023 | ARP, CSNOX, CSOSG3, CSSO2G1, MATS | 603383 | 5 | MAIN | Christian County | IL021 | 21 | Electric Utility | 39.5906 | -89.4964 | Kincaid Generation, LLC (Owner),Kincaid Generation, LLC (Operator) | Table 1 | Phase 2 Group 2 | Cyclone boiler | Coal |  | Dry Sorbent Injection | Overfire Air,Selective Catalytic Reduction | Electrostatic Precipitator | Additives to Enhance PAC and Existing Equipment Performance | 1967-06-07 | Operating | 6634 | 1 (659.5) | 876 1 | 659.5 | Y
IL | Kincaid Generating Station | 876 | 2 | CS0102 | 2023 | ARP, CSNOX, CSOSG3, CSSO2G1, MATS | 603383 | 5 | MAIN | Christian County | IL021 | 21 | Electric Utility | 39.5906 | -89.4964 | Kincaid Generation, LLC (Owner),Kincaid Generation, LLC (Operator) | Table 1 | Phase 2 Group 2 | Cyclone boiler | Coal |  | Dry Sorbent Injection | Overfire Air,Selective Catalytic Reduction | Electrostatic Precipitator | Additives to Enhance PAC and Existing Equipment Performance | 1968-06-10 | Operating | 6406 | 2 (659.5) | 876 2 | 659.5 | Y
IL | Powerton | 879 | 51 | CS0506 | 2023 | ARP, CSNOX, CSOSG3, CSSO2G1, MATS | 610303 | 5 | MAIN | Tazewell County | IL179 | 179 | Electric Utility | 40.5408 | -89.6786 | Midwest Generation EME, LLC (Owner),Midwest Generation EME, LLC (Operator) | Phase 2 | Phase 2 Group 2 | Cyclone boiler | Coal |  |  | Overfire Air,Selective Non-catalytic Reduction | Electrostatic Precipitator | Halogenated PAC Sorbent Injection | 1973-07-11 | Operating | 5400 | 5 (892.8) | 879 51 | 892.8 | Y
IL | Powerton | 879 | 52 | CS0506 | 2023 | ARP, CSNOX, CSOSG3, CSSO2G1, MATS | 610303 | 5 | MAIN | Tazewell County | IL179 | 179 | Electric Utility | 40.5408 | -89.6786 | Midwest Generation EME, LLC (Owner),Midwest Generation EME, LLC (Operator) | Phase 2 | Phase 2 Group 2 | Cyclone boiler | Coal |  |  | Overfire Air,Selective Non-catalytic Reduction | Electrostatic Precipitator | Halogenated PAC Sorbent Injection | 1973-07-11 | Operating | 5400 | 5 (892.8) | 879 52 | 892.8 | Y
IL | Powerton | 879 | 61 | CS0506 | 2023 | ARP, CSNOX, CSOSG3, CSSO2G1, MATS | 610303 | 5 | MAIN | Tazewell County | IL179 | 179 | Electric Utility | 40.5408 | -89.6786 | Midwest Generation EME, LLC (Owner),Midwest Generation EME, LLC (Operator) | Phase 2 | Phase 2 Group 2 | Cyclone boiler | Coal |  | Dry Sorbent Injection | Overfire Air,Selective Non-catalytic Reduction | Electrostatic Precipitator | Halogenated PAC Sorbent Injection | 1976-09-07 | Operating | 5400 | 6 (892.8) | 879 61 | 892.8 | Y
IL | Powerton | 879 | 62 | CS0506 | 2023 | ARP, CSNOX, CSOSG3, CSSO2G1, MATS | 610303 | 5 | MAIN | Tazewell County | IL179 | 179 | Electric Utility | 40.5408 | -89.6786 | Midwest Generation EME, LLC (Owner),Midwest Generation EME, LLC (Operator) | Phase 2 | Phase 2 Group 2 | Cyclone boiler | Coal |  | Dry Sorbent Injection | Overfire Air,Selective Non-catalytic Reduction | Electrostatic Precipitator | Halogenated PAC Sorbent Injection | 1976-09-07 | Operating | 5400 | 6 (892.8) | 879 62 | 892.8 | Y
IL | Waukegan | 883 | 311 |  | 2023 | CSNOX, CSOSG3, CSSO2G1 | 610077 | 5 |  | Lake County | IL097 | 97 | Electric Utility | 42.3833 | -87.8133 | Midwest Generation LLC (Owner),Midwest Generation LLC (Operator) |  |  | Combustion turbine | Diesel Oil | [5 empty] | 1968-07-11 | Operating | 553 | 311 (38) | 883 311 | 38
IL | Waukegan | 883 | 312 |  | 2023 | CSNOX, CSOSG3, CSSO2G1 | 610077 | 5 |  | Lake County | IL097 | 97 | Electric Utility | 42.3833 | -87.8133 | Midwest Generation LLC (Owner),Midwest Generation LLC (Operator) |  |  | Combustion turbine | Diesel Oil | [5 empty] | 1968-07-11 | Operating | 553 | 312 (38) | 883 312 | 38
IL | Waukegan | 883 | 321 |  | 2023 | CSNOX, CSOSG3, CSSO2G1 | 610077 | 5 |  | Lake County | IL097 | 97 | Electric Utility | 42.3833 | -87.8133 | Midwest Generation LLC (Owner),Midwest Generation LLC (Operator) |  |  | Combustion turbine | Diesel Oil | [5 empty] | 1968-07-11 | Operating | 553 | 321 (38) | 883 321 | 38
IL | Waukegan | 883 | 322 |  | 2023 | CSNOX, CSOSG3, CSSO2G1 | 610077 | 5 |  | Lake County | IL097 | 97 | Electric Utility | 42.3833 | -87.8133 | Midwest Generation LLC (Owner),Midwest Generation LLC (Operator) |  |  | Combustion turbine | Diesel Oil | [5 empty] | 1968-07-11 | Operating | 553 | 322 (38) | 883 322 | 38
IL | Fisk | 886 | 311 |  | 2023 | CSNOX, CSOSG3, CSSO2G1 | 610077 | 5 | MAIN | Cook County | IL031 | 31 | Small Power Producer | 41.8508 | -87.6533 | Midwest Generation LLC (Owner),Midwest Generation LLC (Operator) |  |  | Combustion turbine | Diesel Oil | [5 empty] | 1968-07-11 | Operating | 479.3 | 311 (38) | 886 311 | 38
IL | Fisk | 886 | 312 |  | 2023 | CSNOX, CSOSG3, CSSO2G1 | 610077 | 5 | MAIN | Cook County | IL031 | 31 | Small Power Producer | 41.8508 | -87.6533 | Midwest Generation LLC (Owner),Midwest Generation LLC (Operator) |  |  | Combustion turbine | Diesel Oil | [5 empty] | 1968-07-11 | Operating | 479.3 | 312 (38) | 886 312 | 38
IL | Fisk | 886 | 321 |  | 2023 | CSNOX, CSOSG3, CSSO2G1 | 610077 | 5 | MAIN | Cook County | IL031 | 31 | Small Power Producer | 41.8508 | -87.6533 | Midwest Generation LLC (Owner),Midwest Generation LLC (Operator) |  |  | Combustion turbine | Diesel Oil | [5 empty] | 1968-07-11 | Operating | 479.3 | 321 (38) | 886 321 | 38
IL | Fisk | 886 | 322 |  | 2023 | CSNOX, CSOSG3, CSSO2G1 | 610077 | 5 | MAIN | Cook County | IL031 | 31 | Small Power Producer | 41.8508 | -87.6533 | Midwest Generation LLC (Owner),Midwest Generation LLC (Operator) |  |  | Combustion turbine | Diesel Oil | [5 empty] | 1968-07-11 | Operating | 479.3 | 322 (38) | 886 322 | 38
IL | Fisk | 886 | 331 |  | 2023 | CSNOX, CSOSG3, CSSO2G1 | 610077 | 5 | MAIN | Cook County | IL031 | 31 | Small Power Producer | 41.8508 | -87.6533 | Midwest Generation LLC (Owner),Midwest Generation LLC (Operator) |  |  | Combustion turbine | Diesel Oil | [5 empty] | 1968-07-11 | Operating | 479.3 | 331 (38) | 886 331 | 38
IL | Fisk | 886 | 332 |  | 2023 | CSNOX, CSOSG3, CSSO2G1 | 610077 | 5 | MAIN | Cook County | IL031 | 31 | Small Power Producer | 41.8508 | -87.6533 | Midwest Generation LLC (Owner),Midwest Generation LLC (Operator) |  |  | Combustion turbine | Diesel Oil | [5 empty] | 1968-07-11 | Operating | 479.3 | 332 (38) | 886 332 | 38
IL | Fisk | 886 | 341 |  | 2023 | CSNOX, CSOSG3, CSSO2G1 | 610077 | 5 | MAIN | Cook County | IL031 | 31 | Small Power Producer | 41.8508 | -87.6533 | Midwest Generation LLC (Owner),Midwest Generation LLC (Operator) |  |  | Combustion turbine | Diesel Oil | [5 empty] | 1968-07-11 | Operating | 479.3 | 341 (38) | 886 341 | 38
IL | Fisk | 886 | 342 |  | 2023 | CSNOX, CSOSG3, CSSO2G1 | 610077 | 5 | MAIN | Cook County | IL031 | 31 | Small Power Producer | 41.8508 | -87.6533 | Midwest Generation LLC (Owner),Midwest Generation LLC (Operator) |  |  | Combustion turbine | Diesel Oil | [5 empty] | 1968-07-11 | Operating | 479.3 | 342 (22.8) | 886 342 | 22.8
IL | Baldwin Energy Complex | 889 | 1 |  | 2023 | ARP, CSNOX, CSOSG3, CSSO2G1, MATS | 603383 | 5 | MAIN | Randolph County | IL157 | 157 | Electric Utility | 38.205 | -89.855 | Dynegy Midwest Generation Inc. (Owner),Dynegy Midwest Generation Inc. (Operator) | Table 1 | Phase 2 Group 2 | Cyclone boiler | Coal | Residual Oil | Dry Lime FGD | Overfire Air,Selective Catalytic Reduction | Baghouse,Electrostatic Precipitator |  | 1970-07-13 | Operating | 7000 | 1 (623.05) | 889 1 | 623.05 | Y
IL | Baldwin Energy Complex | 889 | 2 |  | 2023 | ARP, CSNOX, CSOSG3, CSSO2G1, MATS | 603383 | 5 | MAIN | Randolph County | IL157 | 157 | Electric Utility | 38.205 | -89.855 | Dynegy Midwest Generation Inc. (Owner),Dynegy Midwest Generation Inc. (Operator) | Table 1 | Phase 2 Group 2 | Cyclone boiler | Coal | Residual Oil | Dry Lime FGD | Overfire Air,Selective Catalytic Reduction | Baghouse,Electrostatic Precipitator |  | 1973-05-21 | Operating | 6500 | 2 (634.5) | 889 2 | 634.5 | Y
IL | Venice | 913 | CT03 |  | 2023 | ARP, CSNOX, CSOSG3, CSSO2G1 | 607655 | 5 | MAIN | Madison County | IL119 | 119 | Electric Utility | 38.6642 | -90.1764 | Union Electric Company (Owner),Union Electric Company (Operator) | Phase 2 |  | Combustion turbine | Pipeline Natural Gas |  |  | Dry Low NOx Burners,Water Injection |  |  | 2005-05-28 | Operating | 2121 | GT3 (200) | 913 CT03 | 200
IL | Venice | 913 | CT04 |  | 2023 | ARP, CSNOX, CSOSG3, CSSO2G1 | 607655 | 5 | MAIN | Madison County | IL119 | 119 | Electric Utility | 38.6642 | -90.1764 | Union Electric Company (Owner),Union Electric Company (Operator) | Phase 2 |  | Combustion turbine | Pipeline Natural Gas |  |  | Dry Low NOx Burners,Water Injection |  |  | 2005-05-24 | Operating | 2121 | GT4 (200) | 913 CT04 | 200
IL | Venice | 913 | CT05 |  | 2023 | ARP, CSNOX, CSOSG3, CSSO2G1 | 607655 | 5 | MAIN | Madison County | IL119 | 119 | Electric Utility | 38.6642 | -90.1764 | Union Electric Company (Owner),Union Electric Company (Operator) | Phase 2 |  | Combustion turbine | Pipeline Natural Gas |  |  | Dry Low NOx Burners,Water Injection |  |  | 2005-10-19 | Operating | 1524 | GT5 (125) | 913 CT05 | 125
IL | Venice | 913 | CT2A |  | 2023 | ARP, CSNOX, CSOSG3, CSSO2G1 | 607655 | 5 | MAIN | Madison County | IL119 | 119 | Electric Utility | 38.6642 | -90.1764 | Union Electric Company (Owner),Union Electric Company (Operator) | Phase 2 |  | Combustion turbine | Pipeline Natural Gas | Diesel Oil |  | Water Injection |  |  | 2002-05-10 | Operating | 305 | GT2 (61) | 913 CT2A | 61
IL | Venice | 913 | CT2B |  | 2023 | ARP, CSNOX, CSOSG3, CSSO2G1 | 607655 | 5 | MAIN | Madison County | IL119 | 119 | Electric Utility | 38.6642 | -90.1764 | Union Electric Company (Owner),Union Electric Company (Operator) | Phase 2 |  | Combustion turbine | Pipeline Natural Gas | Diesel Oil |  | Water Injection |  |  | 2002-05-10 | Operating | 305 | GT2 (61) | 913 CT2B | 61
IL | Dallman | 963 | 4 |  | 2023 | ARP, CSNOX, CSOSG3, CSSO2G1, MATS | 602221 | 5 | MAIN | Sangamon County | IL167 | 167 | Electric Utility | 39.7539 | -89.6011 | City of Springfield, IL (Owner),City of Springfield, IL (Operator) | Phase 2 |  | Wet bottom wall-fired boiler | Coal | Pipeline Natural Gas | Wet Limestone | Selective Catalytic Reduction | Baghouse,Electrostatic Precipitator |  | 2009-05-11 | Operating | 2291 | 4 (230.1) | 963 4 | 230.1 | Y
IL | Dallman | 963 | 33 |  | 2023 | ARP, CSNOX, CSOSG3, CSSO2G1, MATS | 602221 | 5 | MAIN | Sangamon County | IL167 | 167 | Electric Utility | 39.7539 | -89.6011 | City of Springfield, IL (Owner),City of Springfield, IL (Operator) | Phase 2 | Early Election | Tangentially-fired | Coal |  | Wet Limestone | Selective Catalytic Reduction | Electrostatic Precipitator |  | 1978-06-11 | Operating | 1900 | 3 (207.4) | 963 33 | 207.4 | Y
IL | Marion | 976 | 5 |  | 2023 | ARP, CSNOX, CSOSG3, CSSO2G1 | 1778 | 5 | SERC | Williamson County | IL199 | 199 | Electric Utility | 37.6206 | -88.955 | Southern Illinois Power Cooperative (Owner),Southern Illinois Power Cooperative (Operator) | Phase 2 |  | Combustion turbine | Pipeline Natural Gas | Diesel Oil |  | Dry Low NOx Burners,Water Injection |  |  | 2003-05-26 | Operating | 856 | 5 (83) | 976 5 | 83
IL | Marion | 976 | 6 |  | 2023 | ARP, CSNOX, CSOSG3, CSSO2G1 | 1778 | 5 | SERC | Williamson County | IL199 | 199 | Electric Utility | 37.6206 | -88.955 | Southern Illinois Power Cooperative (Owner),Southern Illinois Power Cooperative (Operator) | Phase 2 |  | Combustion turbine | Pipeline Natural Gas | Diesel Oil |  | Dry Low NOx Burners,Water Injection |  |  | 2003-07-01 | Operating | 856 | 6 (83) | 976 6 | 83
IL | Marion | 976 | 123 |  | 2023 | ARP, CSNOX, CSOSG3, CSSO2G1, MATS | 1778 | 5 | SERC | Williamson County | IL199 | 199 | Electric Utility | 37.6206 | -88.955 | Southern Illinois Power Cooperative (Owner),Southern Illinois Power Cooperative (Operator) | Phase 2 |  | Circulating fluidized bed boiler | Coal | Refuse, Wood | Fluidized Bed Limestone Injection | Selective Non-catalytic Reduction | Baghouse |  | 2003-06-11 | Operating | 1805 | 1 (33), 2 (33), 3 (33) | 976 123 | 99 | Y
IN | Clifty Creek | 983 | 1 | CS013 | 2023 | ARP, CSNOX, CSOSG3, CSSO2G1, MATS | 606502 | 5 | ECAR | Jefferson County | IN077 | 77 | Electric Utility | 38.7383 | -85.4192 | Indiana-Kentucky Electric Corporation (Owner),Indiana-Kentucky Electric Corporation (Operator) | Table 1 | Phase 2 Group 2 | Wet bottom wall-fired boiler | Coal |  | Wet Lime FGD,Wet Limestone | Overfire Air,Selective Catalytic Reduction | Electrostatic Precipitator,Wet Scrubber |  | 1955-02-15 | Operating | 2800 | 1 (217.3) | 983 1 | 217.3 | Y
IN | Clifty Creek | 983 | 2 | CS013 | 2023 | ARP, CSNOX, CSOSG3, CSSO2G1, MATS | 606502 | 5 | ECAR | Jefferson County | IN077 | 77 | Electric Utility | 38.7383 | -85.4192 | Indiana-Kentucky Electric Corporation (Owner),Indiana-Kentucky Electric Corporation (Operator) | Table 1 | Phase 2 Group 2 | Wet bottom wall-fired boiler | Coal |  | Wet Lime FGD,Wet Limestone | Overfire Air,Selective Catalytic Reduction | Electrostatic Precipitator,Wet Scrubber |  | 1955-05-01 | Operating | 2800 | 2 (217.3) | 983 2 | 217.3 | Y
IN | Clifty Creek | 983 | 3 | CS013 | 2023 | ARP, CSNOX, CSOSG3, CSSO2G1, MATS | 606502 | 5 | ECAR | Jefferson County | IN077 | 77 | Electric Utility | 38.7383 | -85.4192 | Indiana-Kentucky Electric Corporation (Owner),Indiana-Kentucky Electric Corporation (Operator) | Table 1 | Phase 2 Group 2 | Wet bottom wall-fired boiler | Coal |  | Wet Lime FGD,Wet Limestone | Overfire Air,Selective Catalytic Reduction | Electrostatic Precipitator,Wet Scrubber |  | 1955-07-11 | Operating | 2800 | 3 (217.3) | 983 3 | 217.3 | Y
IN | Clifty Creek | 983 | 4 | CS046 | 2023 | ARP, CSNOX, CSOSG3, CSSO2G1, MATS | 606502 | 5 | ECAR | Jefferson County | IN077 | 77 | Electric Utility | 38.7383 | -85.4192 | Indiana-Kentucky Electric Corporation (Owner),Indiana-Kentucky Electric Corporation (Operator) | Table 1 | Phase 2 Group 2 | Wet bottom wall-fired boiler | Coal |  | Wet Lime FGD,Wet Limestone | Overfire Air,Selective Catalytic Reduction | Electrostatic Precipitator,Wet Scrubber |  | 1955-10-24 | Operating | 2800 | 4 (217.3) | 983 4 | 217.3 | Y
IN | Clifty Creek | 983 | 5 | CS046 | 2023 | ARP, CSNOX, CSOSG3, CSSO2G1, MATS | 606502 | 5 | ECAR | Jefferson County | IN077 | 77 | Electric Utility | 38.7383 | -85.4192 | Indiana-Kentucky Electric Corporation (Owner),Indiana-Kentucky Electric Corporation (Operator) | Table 1 | Phase 2 Group 2 | Wet bottom wall-fired boiler | Coal |  | Wet Lime FGD,Wet Limestone | Overfire Air,Selective Catalytic Reduction | Electrostatic Precipitator,Wet Scrubber |  | 1955-11-30 | Operating | 2800 | 5 (217.3) | 983 5 | 217.3 | Y
IN | Clifty Creek | 983 | 6 | CS046 | 2023 | ARP, CSNOX, CSOSG3, CSSO2G1, MATS | 606502 | 5 | ECAR | Jefferson County | IN077 | 77 | Electric Utility | 38.7383 | -85.4192 | Indiana-Kentucky Electric Corporation (Owner),Indiana-Kentucky Electric Corporation (Operator) | Table 1 | Phase 2 Group 2 | Wet bottom wall-fired boiler | Coal |  | Wet Lime FGD,Wet Limestone | Overfire Air | Electrostatic Precipitator,Wet Scrubber |  | 1956-03-13 | Operating | 2800 | 6 (217.3) | 983 6 | 217.3
IN | IPL - Harding Street Station (EW Stout) | 990 | 50 |  | 2023 | ARP, CSNOX, CSOSG3, CSSO2G1 | 610241 (Ended Jan 12, 2023), 610537 (Started Jan 12, 2023) | 5 | ECAR | Marion County | IN097 | 97 | Electric Utility | 39.7119 | -86.1975 | Indianapolis Power & Light Company (Owner),Indianapolis Power & Light Company (Operator) | Table 1 | Phase 1 Group 1 | Tangentially-fired | Pipeline Natural Gas |  |  | Low NOx Burner Technology w/ Separated OFA,Combustion Modification/Fuel Reburning |  |  | 1958-05-01 | Operating | 1162 | 5 (113.6) | 990 50 | 113.6
IN | IPL - Harding Street Station (EW Stout) | 990 | 60 |  | 2023 | ARP, CSNOX, CSOSG3, CSSO2G1 | 610241 (Ended Jan 12, 2023), 610537 (Started Jan 12, 2023) | 5 | ECAR | Marion County | IN097 | 97 | Electric Utility | 39.7119 | -86.1975 | Indianapolis Power & Light Company (Owner),Indianapolis Power & Light Company (Operator) | Table 1 | Phase 1 Group 1 | Tangentially-fired | Pipeline Natural Gas |  |  | Low NOx Burner Technology w/ Separated OFA,Combustion Modification/Fuel Reburning |  |  | 1961-04-01 | Operating | 1162 | 6 (113.6) | 990 60 | 113.6
IN | IPL - Harding Street Station (EW Stout) | 990 | 70 |  | 2023 | ARP, CSNOX, CSOSG3, CSSO2G1 | 610241 (Ended Jan 12, 2023), 610537 (Started Jan 12, 2023) | 5 | ECAR | Marion County | IN097 | 97 | Electric Utility | 39.7119 | -86.1975 | Indianapolis Power & Light Company (Owner),Indianapolis Power & Light Company (Operator) | Table 1 | Phase 1 Group 1 | Tangentially-fired | Pipeline Natural Gas |  | Wet Limestone | Selective Catalytic Reduction,Combustion Modification/Fuel Reburning |  |  | 1973-07-01 | Operating | 4360 | 7 (470.9) | 990 70 | 470.9 | Y
IN | IPL - Harding Street Station (EW Stout) | 990 | GT4 |  | 2023 | ARP, CSNOX, CSOSG3, CSSO2G1 | 610241 (Ended Jan 12, 2023), 610537 (Started Jan 12, 2023) | 5 | ECAR | Marion County | IN097 | 97 | Electric Utility | 39.7119 | -86.1975 | Indianapolis Power & Light Company (Owner),Indianapolis Power & Light Company (Operator) | Phase 2 |  | Combustion turbine | Pipeline Natural Gas | Diesel Oil |  | Water Injection |  |  | 1994-03-15 | Operating | 1124 | GT4 (80) | 990 GT4 | 80
IN | IPL - Harding Street Station (EW Stout) | 990 | GT5 |  | 2023 | ARP, CSNOX, CSOSG3, CSSO2G1 | 610241 (Ended Jan 12, 2023), 610537 (Started Jan 12, 2023) | 5 | ECAR | Marion County | IN097 | 97 | Electric Utility | 39.7119 | -86.1975 | Indianapolis Power & Light Company (Owner),Indianapolis Power & Light Company (Operator) | Phase 2 |  | Combustion turbine | Pipeline Natural Gas | Diesel Oil |  | Water Injection |  |  | 1994-11-18 | Operating | 1124 | GT5 (80) | 990 GT5 | 80
IN | IPL - Harding Street Station (EW Stout) | 990 | GT6 |  | 2023 | ARP, CSNOX, CSOSG3, CSSO2G1 | 610241 (Ended Jan 12, 2023), 610537 (Started Jan 12, 2023) | 5 | ECAR | Marion County | IN097 | 97 | Electric Utility | 39.7119 | -86.1975 | Indianapolis Power & Light Company (Owner),Indianapolis Power & Light Company (Operator) | Phase 2 |  | Combustion turbine | Pipeline Natural Gas |  |  | Dry Low NOx Burners |  |  | 2002-05-10 | Operating | 2000 | GT6 (201) | 990 GT6 | 201
IN | IPL - Eagle Valley Generating Station | 991 | GT1 |  | 2023 | ARP, CSNOX, CSOSG3, CSSO2G1 | 610241 (Ended Jul 21, 2023), 610733 (Started Jul 19, 2023), 609098 (Started Jul 21, 2023)(Ended Jul 19, 2023) | 5 | ECAR | Morgan County | IN109 | 109 | Electric Utility | 39.4851 | -86.4176 | AES Indiana (Owner),AES Indiana (Operator) | Phase 2 |  | Combined cycle | Pipeline Natural Gas |  |  | Dry Low NOx Burners,Selective Catalytic Reduction |  |  | 2017-11-01 | Operating | 2542 | GT1 (207), STG1 (230) | 991 GT1 | 322 | Y
IN | IPL - Eagle Valley Generating Station | 991 | GT2 |  | 2023 | ARP, CSNOX, CSOSG3, CSSO2G1 | 610241 (Ended Jul 21, 2023), 610733 (Started Jul 19, 2023), 609098 (Started Jul 21, 2023)(Ended Jul 19, 2023) | 5 | ECAR | Morgan County | IN109 | 109 | Electric Utility | 39.4851 | -86.4176 | AES Indiana (Owner),AES Indiana (Operator) | Phase 2 |  | Combined cycle | Pipeline Natural Gas |  |  | Dry Low NOx Burners,Selective Catalytic Reduction |  |  | 2017-11-13 | Operating | 2542 | GT2 (207), STG1 (230) | 991 GT2 | 322 | Y
IN | IPL - Petersburg Generating Station | 994 | 2 | MS2B, MS2S | 2023 | ARP, CSNOX, CSOSG3, CSSO2G1, MATS | 2413 | 5 | ECAR | Pike County | IN125 | 125 | Electric Utility | 38.5267 | -87.2525 | Indianapolis Power & Light Company (Owner),Indianapolis Power & Light Company (Operator) | Table 1 | Phase 1 Group 1 | Tangentially-fired | Coal |  | Wet Limestone,Sodium Based | Low NOx Burner Technology w/ Closed-coupled/Separated OFA,Selective Catalytic Reduction | Baghouse | Additives to Enhance PAC and Existing Equipment Performance,Untreated PAC Sorbent Injection | 1969-12-01 | Operating (Retired 06/30/2023) | 4144 | ST2 (471) | 994 2 | 471 | Y
IN | IPL - Petersburg Generating Station | 994 | 3 |  | 2023 | ARP, CSNOX, CSOSG3, CSSO2G1, MATS | 2413 | 5 | ECAR | Pike County | IN125 | 125 | Electric Utility | 38.5267 | -87.2525 | Indianapolis Power & Light Company (Owner),Indianapolis Power & Light Company (Operator) | Phase 2 | Phase 1 Group 1 | Tangentially-fired | Coal |  | Wet Limestone | Selective Catalytic Reduction,Low NOx Burner Technology w/ Closed-coupled OFA | Baghouse,Electrostatic Precipitator | Other (Non PAC) Sorbent Injection,Untreated PAC Sorbent Injection | 1977-11-01 | Operating | 5540 | ST3 (574.4) | 994 3 | 574.4 | Y
IN | IPL - Petersburg Generating Station | 994 | 4 |  | 2023 | ARP, CSNOX, CSOSG3, CSSO2G1, MATS | 2413 | 5 | ECAR | Pike County | IN125 | 125 | Electric Utility | 38.5267 | -87.2525 | Indianapolis Power & Light Company (Owner),Indianapolis Power & Light Company (Operator) | Phase 2 | Phase 1 Group 1 | Tangentially-fired | Coal |  | Wet Limestone | Low NOx Burner Technology w/ Closed-coupled/Separated OFA,Low NOx Burner Technology w/ Closed-coupled OFA | Electrostatic Precipitator | Other (Non PAC) Sorbent Injection,Untreated PAC Sorbent Injection | 1986-04-01 | Operating | 5550 | 4 (574.2) | 994 4 | 574.2
IN | Michigan City Generating Station | 997 | 12 |  | 2023 | ARP, CSNOX, CSOSG3, CSSO2G1, MATS | 609545 | 5 | ECAR | LaPorte County | IN091 | 91 | Electric Utility | 41.7203 | -86.9097 | Northern Indiana Public Service Company (Owner),Northern Indiana Public Service Company (Operator) | Table 1 | Phase 2 Group 2 | Cyclone boiler | Coal |  | Dry Lime FGD | Overfire Air,Selective Catalytic Reduction | Electrostatic Precipitator |  | 1974-05-31 | Operating | 5200 | 12 (540) | 997 12 | 540 | Y
IN | Cayuga | 1001 | 1 |  | 2023 | ARP, CSNOX, CSOSG3, CSSO2G1, MATS | 609289 | 5 | ECAR | Vermillion County | IN165 | 165 | Electric Utility | 39.9239 | -87.4272 | Duke Energy Indiana, LLC (Owner),Duke Energy Indiana, LLC (Operator) | Table 1 | Phase 1 Group 1 | Tangentially-fired | Coal | Diesel Oil | Wet Limestone | Low NOx Burner Technology w/ Separated OFA,Selective Catalytic Reduction | Wet Scrubber,Electrostatic Precipitator | Catalyst (gold, palladium, or other) used to oxidize mercury | 1970-10-04 | Operating | 5980 | 1 (531) | 1001 1 | 531 | Y
IN | Cayuga | 1001 | 2 |  | 2023 | ARP, CSNOX, CSOSG3, CSSO2G1, MATS | 609289 | 5 | ECAR | Vermillion County | IN165 | 165 | Electric Utility | 39.9239 | -87.4272 | Duke Energy Indiana, LLC (Owner),Duke Energy Indiana, LLC (Operator) | Table 1 | Phase 1 Group 1 | Tangentially-fired | Coal | Diesel Oil | Wet Limestone | Low NOx Burner Technology w/ Separated OFA,Selective Catalytic Reduction | Wet Scrubber,Electrostatic Precipitator | Catalyst (gold, palladium, or other) used to oxidize mercury | 1972-06-22 | Operating | 5800 | 2 (531) | 1001 2 | 531 | Y
IN | Cayuga | 1001 | 4 |  | 2023 | ARP, CSNOX, CSOSG3, CSSO2G1 | 609289 | 5 | ECAR | Vermillion County | IN165 | 165 | Electric Utility | 39.9239 | -87.4272 | Duke Energy Indiana, LLC (Owner),Duke Energy Indiana, LLC (Operator) | Phase 2 |  | Combustion turbine | Pipeline Natural Gas | Diesel Oil |  | Dry Low NOx Burners |  |  | 1993-06-29 | Operating | 1370 | CT4 (121) | 1001 4 | 121
IN | Edwardsport Generating Station | 1004 | CTG1 |  | 2023 | ARP, CSNOX, CSOSG3, CSSO2G1, MATS | 609289 | 5 | ECAR | Knox County | IN083 | 83 | Electric Utility | 38.8067 | -87.2472 | Duke Energy Indiana, LLC (Owner),Duke Energy Indiana, LLC (Operator) | Phase 2 |  | Integrated gasification combined cycle | Coal | Pipeline Natural Gas |  | Selective Catalytic Reduction (Began Jun 14, 2023) |  |  | 2012-03-30 | Operating | 3200 | ST (321.9), CT1 (234) | 1004 CTG1 | 394.95 | Y
IN | Edwardsport Generating Station | 1004 | CTG2 |  | 2023 | ARP, CSNOX, CSOSG3, CSSO2G1, MATS | 609289 | 5 | ECAR | Knox County | IN083 | 83 | Electric Utility | 38.8067 | -87.2472 | Duke Energy Indiana, LLC (Owner),Duke Energy Indiana, LLC (Operator) | Phase 2 |  | Integrated gasification combined cycle | Coal | Pipeline Natural Gas |  | Selective Catalytic Reduction |  |  | 2012-05-18 | Operating | 3200 | CT2 (234), ST (321.9) | 1004 CTG2 | 394.95 | Y
IN | Noblesville | 1007 | CT3 |  | 2023 | ARP, CSNOX, CSOSG3, CSSO2G1 | 609289 | 5 | ECAR | Hamilton County | IN057 | 57 | Electric Utility | 40.0969 | -85.9714 | Duke Energy Indiana, LLC (Owner),Duke Energy Indiana, LLC (Operator) | Phase 2 |  | Combined cycle | Pipeline Natural Gas |  |  | Dry Low NOx Burners,Selective Catalytic Reduction |  |  | 2003-04-17 | Operating | 833.9 | 3 (76), 1 (50), 2 (50) | 1007 CT3 | 109.3333 | Y
IN | Noblesville | 1007 | CT4 |  | 2023 | ARP, CSNOX, CSOSG3, CSSO2G1 | 609289 | 5 | ECAR | Hamilton County | IN057 | 57 | Electric Utility | 40.0969 | -85.9714 | Duke Energy Indiana, LLC (Owner),Duke Energy Indiana, LLC (Operator) | Phase 2 |  | Combined cycle | Pipeline Natural Gas |  |  | Dry Low NOx Burners,Selective Catalytic Reduction |  |  | 2003-04-24 | Operating | 833.9 | 1 (50), 2 (50), 4 (76) | 1007 CT4 | 109.3333 | Y
IN | Noblesville | 1007 | CT5 |  | 2023 | ARP, CSNOX, CSOSG3, CSSO2G1 | 609289 | 5 | ECAR | Hamilton County | IN057 | 57 | Electric Utility | 40.0969 | -85.9714 | Duke Energy Indiana, LLC (Owner),Duke Energy Indiana, LLC (Operator) | Phase 2 |  | Combined cycle | Pipeline Natural Gas |  |  | Dry Low NOx Burners,Selective Catalytic Reduction |  |  | 2003-05-11 | Operating | 833.9 | 2 (50), 5 (76), 1 (50) | 1007 CT5 | 109.3333 | Y
IN | F B Culley Generating Station | 1012 | 2 | CS023, MS2 | 2023 | ARP, CSNOX, CSOSG3, CSSO2G1, MATS | 606261 (Ended Mar 30, 2023), 610621 (Started Mar 30, 2023) | 5 | ECAR | Warrick County | IN173 | 173 | Electric Utility | 37.91 | -87.3267 | Southern Indiana Gas and Electric Company (Owner),Southern Indiana Gas and Electric Company (Operator) | Table 1 | Phase 1 Group 1 | Dry bottom wall-fired boiler | Coal |  | Wet Limestone | Low NOx Burner Technology (Dry Bottom only),Selective Catalytic Reduction | Electrostatic Precipitator |  | 1966-12-01 | Operating | 2735.2 | 2 (100) | 1012 2 | 100 | Y
IN | F B Culley Generating Station | 1012 | 3 | CS023 | 2023 | ARP, CSNOX, CSOSG3, CSSO2G1, MATS | 606261 (Ended Mar 30, 2023), 610621 (Started Mar 30, 2023) | 5 | ECAR | Warrick County | IN173 | 173 | Electric Utility | 37.91 | -87.3267 | Southern Indiana Gas and Electric Company (Owner),Southern Indiana Gas and Electric Company (Operator) | Table 1 | Phase 1 Group 1 | Dry bottom wall-fired boiler | Coal |  | Wet Limestone | Low NOx Burner Technology (Dry Bottom only),Selective Catalytic Reduction | Baghouse | Sodium Based | 1973-04-01 | Operating | 3781 | 3 (289) | 1012 3 | 289 | Y
NC | Butler-Warner Generation Plant | 1016 | GT-1 | CP1 | 2023 | CSNOX, CSSO2G1, SIPNOX | 606504 | 4 | SERC | Cumberland County | NC051 | 51 | Electric Utility | 35.0986 | -78.8294 | Public Works Commission-Fayetteville (Owner),Public Works Commission-Fayetteville (Operator) |  |  | Combined cycle | Pipeline Natural Gas | Diesel Oil |  | Water Injection |  |  | 1976-12-01 | Operating | 341.1 | 1 (28.8), 9 (73) | 1016 GT-1 | 40.9667
NC | Butler-Warner Generation Plant | 1016 | GT-2 | CP1 | 2023 | CSNOX, CSSO2G1, SIPNOX | 606504 | 4 | SERC | Cumberland County | NC051 | 51 | Electric Utility | 35.0986 | -78.8294 | Public Works Commission-Fayetteville (Owner),Public Works Commission-Fayetteville (Operator) |  |  | Combined cycle | Pipeline Natural Gas | Diesel Oil |  | Water Injection |  |  | 1976-12-01 | Operating | 341.1 | 9 (73), 2 (28.8) | 1016 GT-2 | 40.9667
NC | Butler-Warner Generation Plant | 1016 | GT-3 | CP1 | 2023 | CSNOX, CSSO2G1, SIPNOX | 606504 | 4 | SERC | Cumberland County | NC051 | 51 | Electric Utility | 35.0986 | -78.8294 | Public Works Commission-Fayetteville (Owner),Public Works Commission-Fayetteville (Operator) |  |  | Combined cycle | Pipeline Natural Gas | Diesel Oil |  | Water Injection |  |  | 1976-07-01 | Operating | 341.1 | 9 (73), 3 (28.8) | 1016 GT-3 | 40.9667
NC | Butler-Warner Generation Plant | 1016 | GT-4 | CP1 | 2023 | CSNOX, CSSO2G1, SIPNOX | 606504 | 4 | SERC | Cumberland County | NC051 | 51 | Electric Utility | 35.0986 | -78.8294 | Public Works Commission-Fayetteville (Owner),Public Works Commission-Fayetteville (Operator) |  |  | Combustion turbine | Pipeline Natural Gas | Diesel Oil |  | Water Injection |  |  | 1976-07-01 | Operating | 341.1 | 4 (28.8) | 1016 GT-4 | 28.8
NC | Butler-Warner Generation Plant | 1016 | GT-5 | CP1 | 2023 | CSNOX, CSSO2G1, SIPNOX | 606504 | 4 | SERC | Cumberland County | NC051 | 51 | Electric Utility | 35.0986 | -78.8294 | Public Works Commission-Fayetteville (Owner),Public Works Commission-Fayetteville (Operator) |  |  | Combustion turbine | Pipeline Natural Gas | Diesel Oil |  | Water Injection |  |  | 1977-07-01 | Operating | 341.1 | 5 (28.8) | 1016 GT-5 | 28.8
NC | Butler-Warner Generation Plant | 1016 | GT-6 | CP1 | 2023 | CSNOX, CSSO2G1, SIPNOX | 606504 | 4 | SERC | Cumberland County | NC051 | 51 | Electric Utility | 35.0986 | -78.8294 | Public Works Commission-Fayetteville (Owner),Public Works Commission-Fayetteville (Operator) |  |  | Combined cycle | Pipeline Natural Gas | Diesel Oil |  | Water Injection |  |  | 1978-06-01 | Operating | 341.1 | 9 (73), 6 (28.8) | 1016 GT-6 | 40.9667
NC | Butler-Warner Generation Plant | 1016 | GT-7 | CP1 | 2023 | CSNOX, CSSO2G1, SIPNOX | 606504 | 4 | SERC | Cumberland County | NC051 | 51 | Electric Utility | 35.0986 | -78.8294 | Public Works Commission-Fayetteville (Owner),Public Works Commission-Fayetteville (Operator) |  |  | Combined cycle | Pipeline Natural Gas | Diesel Oil |  | Water Injection |  |  | 1979-06-01 | Operating | 341.1 | 7 (28.8), 9 (73) | 1016 GT-7 | 40.9667
NC | Butler-Warner Generation Plant | 1016 | GT-8 | CP1 | 2023 | CSNOX, CSSO2G1, SIPNOX | 606504 | 4 | SERC | Cumberland County | NC051 | 51 | Electric Utility | 35.0986 | -78.8294 | Public Works Commission-Fayetteville (Owner),Public Works Commission-Fayetteville (Operator) |  |  | Combined cycle | Pipeline Natural Gas | Diesel Oil |  | Water Injection |  |  | 1980-06-01 | Operating | 341.1 | 8 (28.8), 9 (73) | 1016 GT-8 | 40.9667
IN | Whitewater Valley | 1040 | 1 | CS12 | 2023 | ARP, CSNOX, CSOSG3, CSSO2G1, MATS | 610124 | 5 | ECAR | Wayne County | IN177 | 177 | Electric Utility | 39.8028 | -84.8953 | Richmond Power and Light (Owner),Indiana Municipal Power Agency (Operator) | Phase 2 | Early Election | Dry bottom wall-fired boiler | Coal | Diesel Oil |  | Low NOx Burner Technology (Dry Bottom only),Ammonia Injection,Overfire Air | Electrostatic Precipitator,Baghouse | Halogenated PAC Sorbent Injection | 1955-03-13 | Operating | 425 | 1 (33) | 1040 1 | 33
IN | Whitewater Valley | 1040 | 2 | CS12 | 2023 | ARP, CSNOX, CSOSG3, CSSO2G1, MATS | 610124 | 5 | ECAR | Wayne County | IN177 | 177 | Electric Utility | 39.8028 | -84.8953 | Richmond Power and Light (Owner),Indiana Municipal Power Agency (Operator) | Phase 2 | Early Election | Tangentially-fired | Coal | Diesel Oil |  | Low NOx Burner Technology w/ Separated OFA,Ammonia Injection,Overfire Air | Baghouse,Electrostatic Precipitator | Halogenated PAC Sorbent Injection | 1973-05-16 | Operating | 729 | 2 (60.9) | 1040 2 | 60.9
IA | Lansing | 1047 | 4 |  | 2023 | ARP, CSNOX, CSOSG2, CSSO2G1, MATS | 608055 | 7 | MAPP | Allamakee County | IA005 | 5 | Electric Utility | 43.3359 | -91.1672 | Interstate Power & Light Company (Owner),Interstate Power & Light Company (Operator) | Phase 2 | Early Election | Dry bottom turbo-fired boiler | Coal |  | Dry Lime FGD | Low NOx Burner Technology (Dry Bottom only),Ammonia Injection,Selective Catalytic Reduction | Electrostatic Precipitator,Baghouse | Additives to Enhance PAC and Existing Equipment Performance | 1977-04-01 | Operating (Retired 06/01/2023) | 3386 | 4 (274.5) | 1047 4 | 274.5 | Y
IA | Marshalltown CTs | 1068 | 1A |  | 2023 | CSNOX, CSOSG2, CSSO2G1 | 608055 | 7 |  | Marshall County | IA127 | 127 | Electric Utility | 42.0474 | -92.8594 | Interstate Power & Light Company (Owner),Interstate Power & Light Company (Operator) |  |  | Combustion turbine | Pipeline Natural Gas | [5 empty] | 1978-06-15 | Operating | 505.9 | 1 (63) | 1068 1A | 63
IA | Marshalltown CTs | 1068 | 1B |  | 2023 | CSNOX, CSOSG2, CSSO2G1 | 608055 | 7 |  | Marshall County | IA127 | 127 | Electric Utility | 42.0474 | -92.8594 | Interstate Power & Light Company (Owner),Interstate Power & Light Company (Operator) |  |  | Combustion turbine | Pipeline Natural Gas | [5 empty] | 1978-06-15 | Operating | 505.9 | 1 (63) | 1068 1B | 63
IA | Marshalltown CTs | 1068 | 2A |  | 2023 | CSNOX, CSOSG2, CSSO2G1 | 608055 | 7 |  | Marshall County | IA127 | 127 | Electric Utility | 42.0474 | -92.8594 | Interstate Power & Light Company (Owner),Interstate Power & Light Company (Operator) |  |  | Combustion turbine | Pipeline Natural Gas | [5 empty] | 1978-06-24 | Operating | 507.2 | 2 (63) | 1068 2A | 63
IA | Marshalltown CTs | 1068 | 2B |  | 2023 | CSNOX, CSOSG2, CSSO2G1 | 608055 | 7 |  | Marshall County | IA127 | 127 | Electric Utility | 42.0474 | -92.8594 | Interstate Power & Light Company (Owner),Interstate Power & Light Company (Operator) |  |  | Combustion turbine | Pipeline Natural Gas | [5 empty] | 1978-06-24 | Operating | 507.2 | 2 (63) | 1068 2B | 63
IA | Marshalltown CTs | 1068 | 3A |  | 2023 | CSNOX, CSOSG2, CSSO2G1 | 608055 | 7 |  | Marshall County | IA127 | 127 | Electric Utility | 42.0474 | -92.8594 | Interstate Power & Light Company (Owner),Interstate Power & Light Company (Operator) |  |  | Combustion turbine | Pipeline Natural Gas | [5 empty] | 1978-07-08 | Operating | 506 | 3 (63) | 1068 3A | 63
IA | Marshalltown CTs | 1068 | 3B |  | 2023 | CSNOX, CSOSG2, CSSO2G1 | 608055 | 7 |  | Marshall County | IA127 | 127 | Electric Utility | 42.0474 | -92.8594 | Interstate Power & Light Company (Owner),Interstate Power & Light Company (Operator) |  |  | Combustion turbine | Pipeline Natural Gas | [5 empty] | 1978-07-08 | Operating | 506 | 3 (63) | 1068 3B | 63
IA | Prairie Creek | 1073 | 3 |  | 2023 | ARP, CSNOX, CSOSG2, CSSO2G1, MATS | 608055 | 7 | MAPP | Linn County | IA113 | 113 | Electric Utility | 41.9439 | -91.6386 | Interstate Power & Light Company (Owner),Interstate Power & Light Company (Operator) | Phase 2 | Phase 2 Group 1 | Dry bottom wall-fired boiler | Coal | Other Gas, Pipeline Natural Gas |  | Overfire Air | Electrostatic Precipitator | Additives to Enhance PAC and Existing Equipment Performance | 1958-08-01 | Operating | 600 | 3 (50) | 1073 3 | 50
IA | Prairie Creek | 1073 | 4 |  | 2023 | ARP, CSNOX, CSOSG2, CSSO2G1 | 608055 | 7 | MAPP | Linn County | IA113 | 113 | Electric Utility | 41.9439 | -91.6386 | Interstate Power & Light Company (Owner),Interstate Power & Light Company (Operator) | Table 1 | Phase 1 Group 1 | Dry bottom wall-fired boiler | Natural Gas |  |  | Low NOx Burner Technology w/ Overfire Air | Electrostatic Precipitator |  | 1967-11-01 | Operating | 2185 | 4 (148.8) | 1073 4 | 148.8
IA | Walter Scott Jr. Energy Center | 1082 | 3 |  | 2023 | ARP, CSNOX, CSOSG2, CSSO2G1, MATS | 609505 (Ended May 19, 2023), 610382 (Started May 19, 2023) | 7 |  | Pottawattamie County | IA155 | 155 | Electric Utility | 41.18 | -95.8408 | Atlantic Municipal Utilities (Owner),Central Iowa Power Cooperative (Owner),Corn Belt Power Cooperative (Owner),MidAmerican Energy Company (Owner),Cedar Falls Utilities (Owner),MidAmerican Energy Company (Operator) | Phase 2 | Early Election | Dry bottom wall-fired boiler | Coal | Diesel Oil | Dry Lime FGD | Low NOx Burner Technology w/ Overfire Air | Baghouse | Halogenated PAC Sorbent Injection | 1978-12-01 | Operating | 8500 | 3 (725.9) | 1082 3 | 725.9
IA | Walter Scott Jr. Energy Center | 1082 | 4 |  | 2023 | ARP, CSNOX, CSOSG2, CSSO2G1, MATS | 609505 (Ended May 19, 2023), 610382 (Started May 19, 2023) | 7 |  | Pottawattamie County | IA155 | 155 | Electric Utility | 41.18 | -95.8408 | Central Iowa Power Cooperative (Owner),Corn Belt Power Cooperative (Owner),Lincoln Electric System (Owner),MidAmerican Energy Company (Owner),Nebraska Municipal Energy Agency (Owner),New Hampton Light Plant (Owner),Spencer Municipal Utilities (Owner),Sumner Municipal Light Plant (Owner),Waverly Light & Power (Owner),Cedar Falls Utilities (Owner),Eldridge Electric and Water Utilities (Owner),Alta Municipal Utilities (Owner),West Bend Municipal Utilities (Owner),MidAmerican Energy Company (Operator) | Phase 2 |  | Dry bottom wall-fired boiler | Coal |  | Dry Lime FGD | Low NOx Burner Technology w/ Overfire Air,Selective Catalytic Reduction | Baghouse | Halogenated PAC Sorbent Injection | 2007-02-01 | Operating | 7994 | 4 (923) | 1082 4 | 923 | Y
IA | George Neal North | 1091 | 3 |  | 2023 | ARP, CSNOX, CSOSG2, CSSO2G1, MATS | 609505 (Ended May 19, 2023), 610382 (Started May 19, 2023) | 7 |  | Woodbury County | IA193 | 193 | Electric Utility | 42.3251 | -96.3797 | MidAmerican Energy Company (Owner),Alliant Energy - Interstate Power & Light (Owner),MidAmerican Energy Company (Operator) | Phase 2 | Early Election | Dry bottom wall-fired boiler | Coal | Pipeline Natural Gas | Dry Lime FGD | Low NOx Burner Technology w/ Overfire Air,Selective Non-catalytic Reduction | Baghouse,Electrostatic Precipitator |  | 1975-12-30 | Operating | 6050 | 3 (549.8) | 1091 3 | 549.8 | Y
IA | Burlington (IA) | 1104 | 1 |  | 2023 | ARP, CSNOX, CSOSG2, CSSO2G1 | 608055 | 7 | MAPP | Des Moines County | IA057 | 57 | Electric Utility | 40.7412 | -91.1168 | Interstate Power & Light Company (Owner),Interstate Power & Light Company (Operator) | Table 1 | Phase 1 Group 1 | Tangentially-fired | Pipeline Natural Gas |  |  | Low NOx Burner Technology w/ Closed-coupled/Separated OFA,Overfire Air |  |  | 1968-06-09 | Operating | 2700 | 1 (212) | 1104 1 | 212
IA | Ames | 1122 | 7 |  | 2023 | ARP, CSNOX, CSOSG2, CSSO2G1 | 602968 | 7 | MAPP | Story County | IA169 | 169 | Electric Utility | 42.0247 | -93.6069 | City of Ames (Owner),City of Ames (Operator) | Phase 2 | Early Election | Tangentially-fired | Natural Gas | Refuse |  | Low NOx Burner Technology w/ Closed-coupled OFA | Electrostatic Precipitator |  | 1968-08-01 | Operating | 574 | 7 (33) | 1122 7 | 33
IA | Ames | 1122 | 8 |  | 2023 | ARP, CSNOX, CSOSG2, CSSO2G1 | 602968 | 7 | MAPP | Story County | IA169 | 169 | Electric Utility | 42.0247 | -93.6069 | City of Ames (Owner),City of Ames (Operator) | Phase 2 | Early Election | Dry bottom wall-fired boiler | Natural Gas | Refuse |  | Low NOx Burner Technology w/ Overfire Air | Electrostatic Precipitator |  | 1982-03-01 | Operating | 903.8 | 8 (65) | 1122 8 | 65
IA | Streeter Station | 1131 | 7 |  | 2023 | ARP, CSNOX, CSOSG2, CSSO2G1, MATS | 608731 | 7 | MAPP | Black Hawk County | IA013 | 13 | Electric Utility | 42.5267 | -92.4394 | Cedar Falls Municipal Electric (Owner),Cedar Falls Municipal Electric (Operator) | Phase 2 |  | Dry bottom wall-fired boiler | Pipeline Natural Gas | Coal |  |  | Electrostatic Precipitator |  | 1973-03-01 | Operating | 500 | 7 (35) | 1131 7 | 35
IA | Muscatine | 1167 | 8 |  | 2023 | ARP, CSNOX, CSOSG2, CSSO2G1, MATS | 606909 | 7 | MAPP | Muscatine County | IA139 | 139 | Electric Utility | 41.3917 | -91.0569 | Muscatine Power and Water (Owner),Muscatine Power and Water (Operator) | Phase 2 |  | Cyclone boiler | Coal | Natural Gas |  | Overfire Air | Electrostatic Precipitator | Additives to Enhance PAC and Existing Equipment Performance | 1969-12-01 | Operating | 1080 | 8 (75) | 1167 8 | 75
IA | Muscatine | 1167 | 9 |  | 2023 | ARP, CSNOX, CSOSG2, CSSO2G1, MATS | 606909 | 7 | MAPP | Muscatine County | IA139 | 139 | Electric Utility | 41.3917 | -91.0569 | Muscatine Power and Water (Owner),Muscatine Power and Water (Operator) | Phase 2 | Phase 2 Group 1 | Tangentially-fired | Coal | Diesel Oil | Wet Limestone | Overfire Air | Electrostatic Precipitator | Additives to Enhance PAC and Existing Equipment Performance | 1983-05-01 | Operating | 2200 | 9 (175.5) | 1167 9 | 175.5
IA | Summit Lake | 1206 | 1G |  | 2023 | CSNOX, CSOSG2, CSSO2G1 | 602883 | 7 | MAPP | Union County | IA175 | 175 | Electric Utility | 41.1141 | -94.3499 | Central Iowa Power Cooperative (Owner),Central Iowa Power Cooperative (Operator) |  |  | Combustion turbine | Pipeline Natural Gas | Diesel Oil |  |  |  |  | 1973-07-01 | Operating | 485 | GT1 (27) | 1206 1G | 27
IA | Summit Lake | 1206 | 2G |  | 2023 | CSNOX, CSOSG2, CSSO2G1 | 602883 | 7 | MAPP | Union County | IA175 | 175 | Electric Utility | 41.1141 | -94.3499 | Central Iowa Power Cooperative (Owner),Central Iowa Power Cooperative (Operator) |  |  | Combustion turbine | Pipeline Natural Gas | Diesel Oil |  |  |  |  | 1975-06-01 | Operating | 480 | GT2 (35.3) | 1206 2G | 35.3
IA | Earl F Wisdom | 1217 | 1 |  | 2023 | ARP, CSNOX, CSOSG2, CSSO2G1 | 609168 | 7 | MAPP | Clay County | IA041 | 41 | Electric Utility | 43.1606 | -95.2569 | Corn Belt Power Cooperative (Owner),Corn Belt Power Cooperative (Operator) | Phase 2 | Phase 2 Group 1 | Dry bottom wall-fired boiler | Pipeline Natural Gas | Diesel Oil |  | Low NOx Burner Technology (Dry Bottom only) |  |  | 1960-05-29 | Operating | 480 | 1 (33) | 1217 1 | 33
IA | Earl F Wisdom | 1217 | 2 |  | 2023 | ARP, CSNOX, CSOSG2, CSSO2G1 | 609168 | 7 | MAPP | Clay County | IA041 | 41 | Electric Utility | 43.1606 | -95.2569 | Basin Electric Power Cooperative (Owner),Corn Belt Power Cooperative (Owner),Corn Belt Power Cooperative (Operator) | Phase 2 |  | Combustion turbine | Pipeline Natural Gas | Diesel Oil |  | Dry Low NOx Burners,Water Injection |  |  | 2004-03-19 | Operating | 1096.9 | 2 (96) | 1217 2 | 96
KS | Cimarron River | 1230 | 1 |  | 2023 | ARP, CSNOX, CSOSG2, CSSO2G2 | 608386 | 7 | SPP | Seward County | KS175 | 175 | Electric Utility | 37.1611 | -100.7619 | Sunflower Electric Power Corporation (Owner),Sunflower Electric Power Corporation (Operator) | Phase 2 |  | Dry bottom wall-fired boiler | Pipeline Natural Gas | [5 empty] | 1963-10-03 | Operating | 764 | 1 (62) | 1230 1 | 62
KS | Fort Dodge aka Judson Large | 1233 | 4 |  | 2023 | ARP, CSNOX, CSOSG2, CSSO2G2 | 608386 | 7 | SPP | Ford County | KS057 | 57 | Electric Utility | 37.7328 | -99.9497 | Sunflower Electric Power Corporation (Owner),Sunflower Electric Power Corporation (Operator) | Phase 2 |  | Dry bottom wall-fired boiler | Pipeline Natural Gas | [5 empty] | 1969-06-01 | Operating | 1648 | 4 (160) | 1233 4 | 160
KS | Great Bend Station aka Arthur Mullergren | 1235 | 3 |  | 2023 | ARP, CSNOX, CSOSG2, CSSO2G2 | 608386 | 7 | SPP | Barton County | KS009 | 9 | Electric Utility | 38.41 | -98.8689 | Sunflower Electric Power Corporation (Owner),Sunflower Electric Power Corporation (Operator) | Phase 2 |  | Dry bottom wall-fired boiler | Pipeline Natural Gas | [5 empty] | 1963-12-17 | Operating | 1046.2 | 3 (105) | 1235 3 | 105
KS | Riverton | 1239 | 12 |  | 2023 | ARP, CSNOX, CSOSG2, CSSO2G2 | 609869 (Ended Dec 19, 2023), 610864 (Started Dec 19, 2023) | 7 | SPP | Cherokee County | KS021 | 21 | Electric Utility | 37.0719 | -94.6986 | Empire District Electric Company (Owner),Empire District Electric Company (Operator) | Phase 2 |  | Combined cycle | Pipeline Natural Gas |  |  | Selective Catalytic Reduction |  |  | 2007-01-11 | Operating | 2085 | 12-2 (118.8), 12 (150) | 1239 12 | 268.8 | Y
KS | Gordon Evans Energy Center | 1240 | E1CT |  | 2023 | ARP, CSNOX, CSOSG2, CSSO2G2 | 605879 | 7 | SPP | Sedgwick County | KS173 | 173 | Electric Utility | 37.7903 | -97.5217 | Evergy, Inc. (Owner),Evergy, Inc. (Operator) | Phase 2 |  | Combustion turbine | Pipeline Natural Gas | Diesel Oil |  |  |  |  | 2000-06-08 | Operating | 975 | GT1 (88) | 1240 E1CT | 88
KS | Gordon Evans Energy Center | 1240 | E2CT |  | 2023 | ARP, CSNOX, CSOSG2, CSSO2G2 | 605879 | 7 | SPP | Sedgwick County | KS173 | 173 | Electric Utility | 37.7903 | -97.5217 | Evergy, Inc. (Owner),Evergy, Inc. (Operator) | Phase 2 |  | Combustion turbine | Pipeline Natural Gas | Diesel Oil |  |  |  |  | 2000-06-08 | Operating | 975 | GT2 (88) | 1240 E2CT | 88
KS | Gordon Evans Energy Center | 1240 | E3CT |  | 2023 | ARP, CSNOX, CSOSG2, CSSO2G2 | 605879 | 7 | SPP | Sedgwick County | KS173 | 173 | Electric Utility | 37.7903 | -97.5217 | Evergy, Inc. (Owner),Evergy, Inc. (Operator) | Phase 2 |  | Combustion turbine | Pipeline Natural Gas | Diesel Oil |  |  |  |  | 2001-06-21 | Operating | 1860 | GT3 (180) | 1240 E3CT | 180
KS | La Cygne | 1241 | 1 |  | 2023 | ARP, CSNOX, CSOSG2, CSSO2G2, MATS | 605879 | 7 | SPP | Linn County | KS107 | 107 | Electric Utility | 38.3472 | -94.6389 | Evergy, Inc. (Owner),Evergy, Inc. (Operator) | Phase 2 | Phase 2 Group 2 | Cyclone boiler | Coal |  | Wet Limestone | Overfire Air,Selective Catalytic Reduction | Baghouse | Halogenated PAC Sorbent Injection | 1973-03-01 | Operating | 8850 | 1 (893) | 1241 1 | 893 | Y
KS | La Cygne | 1241 | 2 |  | 2023 | ARP, CSNOX, CSOSG2, CSSO2G2, MATS | 605879 | 7 | SPP | Linn County | KS107 | 107 | Electric Utility | 38.3472 | -94.6389 | Evergy, Inc. (Owner),Evergy, Inc. (Operator) | Phase 2 | Phase 1 Group 1 | Dry bottom wall-fired boiler | Coal | Other Oil | Wet Limestone | Low NOx Burner Technology w/ Overfire Air,Low NOx Burner Technology (Dry Bottom only),Overfire Air,Selective Catalytic Reduction | Baghouse | Halogenated PAC Sorbent Injection | 1977-02-01 | Operating | 7700 | 2 (685) | 1241 2 | 685 | Y
KS | Hutchinson Energy Center | 1248 | CT-1 |  | 2023 | CSNOX, CSOSG2, CSSO2G2 | 605879 | 7 | SPP | Reno County | KS155 | 155 | Electric Utility | 38.0906 | -97.8747 | Evergy, Inc. (Owner),Evergy, Inc. (Operator) |  |  | Combustion turbine | Pipeline Natural Gas | Diesel Oil |  |  |  |  | 1974-05-30 | Operating | 775 | GT1 (79.1) | 1248 CT-1 | 79.1
KS | Hutchinson Energy Center | 1248 | CT-2 |  | 2023 | CSNOX, CSOSG2, CSSO2G2 | 605879 | 7 | SPP | Reno County | KS155 | 155 | Electric Utility | 38.0906 | -97.8747 | Evergy, Inc. (Owner),Evergy, Inc. (Operator) |  |  | Combustion turbine | Pipeline Natural Gas | Diesel Oil |  |  |  |  | 1974-05-18 | Operating | 775 | GT2 (79.1) | 1248 CT-2 | 79.1
KS | Hutchinson Energy Center | 1248 | CT-3 |  | 2023 | CSNOX, CSOSG2, CSSO2G2 | 605879 | 7 | SPP | Reno County | KS155 | 155 | Electric Utility | 38.0906 | -97.8747 | Evergy, Inc. (Owner),Evergy, Inc. (Operator) |  |  | Combustion turbine | Pipeline Natural Gas | Diesel Oil |  |  |  |  | 1974-05-11 | Operating | 775 | GT3 (79.1) | 1248 CT-3 | 79.1
KS | Hutchinson Energy Center | 1248 | CT-4 |  | 2023 | CSNOX, CSOSG2, CSSO2G2 | 605879 | 7 | SPP | Reno County | KS155 | 155 | Electric Utility | 38.0906 | -97.8747 | Evergy, Inc. (Owner),Evergy, Inc. (Operator) |  |  | Combustion turbine | Diesel Oil | [5 empty] | 1975-06-28 | Operating | 1162 | GT4 (84.3) | 1248 CT-4 | 84.3
KS | Lawrence Energy Center | 1250 | 4 | MS4N, MS4S | 2023 | ARP, CSNOX, CSOSG2, CSSO2G2, MATS | 605879 | 7 |  | Douglas County | KS045 | 45 | Electric Utility | 39.0072 | -95.2692 | Evergy, Inc. (Owner),Evergy, Inc. (Operator) | Phase 2 | Phase 2 Group 1 | Tangentially-fired | Coal | Pipeline Natural Gas | Wet Limestone | Low NOx Burner Technology w/ Closed-coupled/Separated OFA | Baghouse,Wet Scrubber |  | 1960-03-11 | Operating | 1409 | 4 (135) | 1250 4 | 135
KS | Lawrence Energy Center | 1250 | 5 |  | 2023 | ARP, CSNOX, CSOSG2, CSSO2G2, MATS | 605879 | 7 |  | Douglas County | KS045 | 45 | Electric Utility | 39.0072 | -95.2692 | Evergy, Inc. (Owner),Evergy, Inc. (Operator) | Phase 2 | Phase 2 Group 1 | Tangentially-fired | Coal | Pipeline Natural Gas | Wet Limestone | Low NOx Burner Technology w/ Closed-coupled/Separated OFA | Baghouse,Wet Scrubber |  | 1971-05-31 | Operating | 4318 | 5 (415) | 1250 5 | 415
KS | Chanute 2 | 1268 | 14 |  | 2023 | ARP, CSNOX, CSOSG2, CSSO2G2 | 608095 | 7 |  | Neosho County | KS133 | 133 | Electric Utility | 37.6953 | -95.4586 | City of Chanute (Owner),City of Chanute (Operator) | Phase 2 |  | Combustion turbine | Pipeline Natural Gas |  |  | Dry Low NOx Burners |  |  | 2001-07-01 | Operating | 640 | 14 (60) | 1268 14 | 60
KS | Coffeyville | 1271 | 4 |  | 2023 | ARP, CSNOX, CSOSG2, CSSO2G2 | 605713 | 7 | SPP | Montgomery County | KS125 | 125 | Electric Utility | 37.0456 | -95.6076 | Coffeyville Municipal Light & Power (Owner),Coffeyville Municipal Light & Power (Operator) | Phase 2 |  | Dry bottom wall-fired boiler | Pipeline Natural Gas | [5 empty] | 1973-01-01 | Operating | 510 | 7 (40) | 1271 4 | 40
KS | Quindaro | 1295 | CT2 |  | 2023 | CSNOX, CSOSG2, CSSO2G2 | 607775 | 7 | SPP | Wyandotte County | KS209 | 209 | Electric Utility | 39.1486 | -94.6405 | Kansas City Board of Public Utilities (Owner),Kansas City Board of Public Utilities (Operator) |  |  | Combustion turbine | Diesel Oil | [5 empty] | 1969-10-01 | Operating | 563 | GT2 (64.7) | 1295 CT2 | 64.7
KS | Quindaro | 1295 | CT3 |  | 2023 | CSNOX, CSOSG2, CSSO2G2 | 607775 | 7 | SPP | Wyandotte County | KS209 | 209 | Electric Utility | 39.1486 | -94.6405 | Kansas City Board of Public Utilities (Owner),Kansas City Board of Public Utilities (Operator) |  |  | Combustion turbine | Diesel Oil | [5 empty] | 1977-08-01 | Operating | 524 | GT3 (64.7) | 1295 CT3 | 64.7
KS | McPherson 2 | 1305 | GT1 | CP001 | 2023 | CSNOX, CSOSG2, CSSO2G2 | 610198 | 7 | SPP | McPherson County | KS113 | 113 | Electric Utility | 38.3634 | -97.6834 | McPherson Board of Public Utilities (Owner),McPherson Board of Public Utilities (Operator) |  |  | Combustion turbine | Pipeline Natural Gas | Diesel Oil |  |  |  |  | 1973-06-01 | Operating | 650 | GT1 (65.5) | 1305 GT1 | 65.5
KS | McPherson 2 | 1305 | GT2 |  | 2023 | CSNOX, CSOSG2, CSSO2G2 | 610198 | 7 | SPP | McPherson County | KS113 | 113 | Electric Utility | 38.3634 | -97.6834 | McPherson Board of Public Utilities (Owner),McPherson Board of Public Utilities (Operator) |  |  | Combustion turbine | Diesel Oil | [5 empty] | 1976-06-01 | Operating | 650 | GT2 (65.5) | 1305 GT2 | 65.5
KS | McPherson 2 | 1305 | GT3 | CP001 | 2023 | CSNOX, CSOSG2, CSSO2G2 | 610198 | 7 | SPP | McPherson County | KS113 | 113 | Electric Utility | 38.3634 | -97.6834 | McPherson Board of Public Utilities (Owner),McPherson Board of Public Utilities (Operator) |  |  | Combustion turbine | Pipeline Natural Gas | Diesel Oil |  |  |  |  | 1979-06-01 | Operating | 650 | GT3 (65.5) | 1305 GT3 | 65.5
KS | Garden City | 1336 | S-2 |  | 2023 | ARP, CSNOX, CSOSG2, CSSO2G2 | 608386 | 7 | SPP | Finney County | KS055 | 55 | Electric Utility | 37.9703 | -100.8956 | Sunflower Electric Power Corporation (Owner),Sunflower Electric Power Corporation (Operator) | Phase 2 |  | Tangentially-fired | Pipeline Natural Gas | [5 empty] | 1973-04-01 | Operating | 1260 | S2 (105) | 1336 S-2 | 105
KS | Garden City | 1336 | S-4 |  | 2023 | CSNOX, CSOSG2, CSSO2G2 | 608386 | 7 | SPP | Finney County | KS055 | 55 | Electric Utility | 37.9703 | -100.8956 | Sunflower Electric Power Corporation (Owner),Sunflower Electric Power Corporation (Operator) |  |  | Combustion turbine | Pipeline Natural Gas | [5 empty] | 1976-05-15 | Operating | 723 | S4 (71.2) | 1336 S-4 | 71.2
KS | Garden City | 1336 | S-5 |  | 2023 | CSNOX, CSOSG2, CSSO2G2 | 608386 | 7 | SPP | Finney County | KS055 | 55 | Electric Utility | 37.9703 | -100.8956 | Sunflower Electric Power Corporation (Owner),Sunflower Electric Power Corporation (Operator) |  |  | Combustion turbine | Pipeline Natural Gas |  |  | Water Injection |  |  | 1979-07-16 | Operating | 720.2 | S5 (71.2) | 1336 S-5 | 71.2
KY | Big Sandy | 1353 | BSU1 |  | 2023 | ARP, CSNOX, CSOSG2E, CSSO2G1 | 608993 (Ended Apr 12, 2023), 610620 (Started Apr 12, 2023) | 4 | ECAR | Lawrence County | KY127 | 127 | Electric Utility | 38.1707 | -82.6176 | Kentucky Power Company (Owner),Kentucky Power Company (Operator) | Phase 2 | Phase 2 Group 1 | Dry bottom wall-fired boiler | Natural Gas |  |  | Low NOx Burner Technology (Dry Bottom only),Overfire Air | Electrostatic Precipitator |  | 1963-01-01 | Operating | 3000 | 1 (280.5) | 1353 BSU1 | 280.5
KY | E W Brown | 1355 | 3 |  | 2023 | ARP, CSNOX, CSOSG2E, CSSO2G1, MATS | 604155 | 4 | SERC | Mercer County | KY167 | 167 | Electric Utility | 37.7889 | -84.7139 | LGE and KU Energy LLC (Owner),LGE and KU Energy LLC (Operator) | Table 1 | Phase 1 Group 1 | Tangentially-fired | Coal |  | Wet Limestone | Low NOx Burner Technology w/ Closed-coupled/Separated OFA,Selective Catalytic Reduction | Wet Scrubber,Baghouse | Additives to Enhance PAC and Existing Equipment Performance,Untreated PAC Sorbent Injection | 1971-07-19 | Operating | 5000 | 3 (446.4) | 1355 3 | 446.4 | Y
KY | E W Brown | 1355 | 5 |  | 2023 | ARP, CSNOX, CSOSG2E, CSSO2G1 | 604155 | 4 | SERC | Mercer County | KY167 | 167 | Electric Utility | 37.7889 | -84.7139 | LGE and KU Energy LLC (Owner),Kentucky Utilities Company (Owner),Kentucky Utilities Company (Operator) | Phase 2 |  | Combustion turbine | Pipeline Natural Gas |  |  | Water Injection |  |  | 2001-06-09 | Operating | 1600 | 5 (123) | 1355 5 | 123
KY | E W Brown | 1355 | 6 |  | 2023 | ARP, CSNOX, CSOSG2E, CSSO2G1 | 604155 | 4 | SERC | Mercer County | KY167 | 167 | Electric Utility | 37.7889 | -84.7139 | LGE and KU Energy LLC (Owner),Kentucky Utilities Company (Owner),Kentucky Utilities Company (Operator) | Phase 2 |  | Combustion turbine | Pipeline Natural Gas |  |  | Dry Low NOx Burners,Water Injection |  |  | 1999-08-11 | Operating | 1970 | 6 (181) | 1355 6 | 181
KY | E W Brown | 1355 | 7 |  | 2023 | ARP, CSNOX, CSOSG2E, CSSO2G1 | 604155 | 4 | SERC | Mercer County | KY167 | 167 | Electric Utility | 37.7889 | -84.7139 | LGE and KU Energy LLC (Owner),Kentucky Utilities Company (Owner),Kentucky Utilities Company (Operator) | Phase 2 |  | Combustion turbine | Pipeline Natural Gas |  |  | Dry Low NOx Burners,Water Injection |  |  | 1999-08-08 | Operating | 1970 | 7 (181) | 1355 7 | 181
KY | E W Brown | 1355 | 8 |  | 2023 | ARP, CSNOX, CSOSG2E, CSSO2G1 | 604155 | 4 | SERC | Mercer County | KY167 | 167 | Electric Utility | 37.7889 | -84.7139 | LGE and KU Energy LLC (Owner),LGE and KU Energy LLC (Operator) | Phase 2 |  | Combustion turbine | Pipeline Natural Gas |  | Other | Water Injection |  |  | 1995-01-01 | Operating | 1552 | 8 (126) | 1355 8 | 126
KY | E W Brown | 1355 | 9 |  | 2023 | ARP, CSNOX, CSOSG2E, CSSO2G1 | 604155 | 4 | SERC | Mercer County | KY167 | 167 | Electric Utility | 37.7889 | -84.7139 | LGE and KU Energy LLC (Owner),LGE and KU Energy LLC (Operator) | Phase 2 |  | Combustion turbine | Pipeline Natural Gas |  | Other | Water Injection |  |  | 1995-01-01 | Operating | 1610 | 9 (126) | 1355 9 | 126
KY | E W Brown | 1355 | 10 |  | 2023 | ARP, CSNOX, CSOSG2E, CSSO2G1 | 604155 | 4 | SERC | Mercer County | KY167 | 167 | Electric Utility | 37.7889 | -84.7139 | LGE and KU Energy LLC (Owner),LGE and KU Energy LLC (Operator) | Phase 2 |  | Combustion turbine | Pipeline Natural Gas |  | Other | Water Injection |  |  | 1995-12-22 | Operating | 1830 | 10 (126) | 1355 10 | 126
KY | E W Brown | 1355 | 11 |  | 2023 | ARP, CSNOX, CSOSG2E, CSSO2G1 | 604155 | 4 | SERC | Mercer County | KY167 | 167 | Electric Utility | 37.7889 | -84.7139 | LGE and KU Energy LLC (Owner),LGE and KU Energy LLC (Operator) | Phase 2 |  | Combustion turbine | Pipeline Natural Gas |  | Other | Water Injection |  |  | 1996-04-01 | Operating | 1625 | 11 (126) | 1355 11 | 126
KY | Ghent | 1356 | 1 |  | 2023 | ARP, CSNOX, CSOSG2E, CSSO2G1, MATS | 604155 | 4 |  | Carroll County | KY041 | 41 | Electric Utility | 38.7497 | -85.035 | Kentucky Utilities Company (Owner),Kentucky Utilities Company (Operator) | Table 1 | Phase 1 Group 1 | Tangentially-fired | Coal |  | Wet Limestone | Low NOx Burner Technology w/ Separated OFA,Selective Catalytic Reduction | Baghouse | Additives to Enhance PAC and Existing Equipment Performance,Untreated PAC Sorbent Injection | 1974-02-19 | Operating | 5500 | 1 (556.9) | 1356 1 | 556.9 | Y
KY | Ghent | 1356 | 2 | CS023 | 2023 | ARP, CSNOX, CSOSG2E, CSSO2G1, MATS | 604155 | 4 |  | Carroll County | KY041 | 41 | Electric Utility | 38.7497 | -85.035 | Kentucky Utilities Company (Owner),Kentucky Utilities Company (Operator) | Phase 2 | Phase 2 Group 1 | Tangentially-fired | Coal |  | Wet Limestone | Low NOx Burner Technology w/ Closed-coupled/Separated OFA | Baghouse | Untreated PAC Sorbent Injection,Additives to Enhance PAC and Existing Equipment Performance | 1977-04-20 | Operating | 5800 | 2 (556.4) | 1356 2 | 556.4
KY | Ghent | 1356 | 3 | CS023 | 2023 | ARP, CSNOX, CSOSG2E, CSSO2G1, MATS | 604155 | 4 |  | Carroll County | KY041 | 41 | Electric Utility | 38.7497 | -85.035 | Kentucky Utilities Company (Owner),Kentucky Utilities Company (Operator) | Phase 2 | Phase 2 Group 1 | Dry bottom wall-fired boiler | Coal |  | Wet Limestone | Low NOx Burner Technology w/ Overfire Air,Selective Catalytic Reduction | Baghouse,Electrostatic Precipitator | Untreated PAC Sorbent Injection,Additives to Enhance PAC and Existing Equipment Performance | 1981-05-31 | Operating | 5800 | 3 (556.6) | 1356 3 | 556.6 | Y
KY | Ghent | 1356 | 4 |  | 2023 | ARP, CSNOX, CSOSG2E, CSSO2G1, MATS | 604155 | 4 |  | Carroll County | KY041 | 41 | Electric Utility | 38.7497 | -85.035 | Kentucky Utilities Company (Owner),Kentucky Utilities Company (Operator) | Phase 2 | Phase 2 Group 1 | Dry bottom wall-fired boiler | Coal |  | Wet Limestone | Low NOx Burner Technology w/ Overfire Air,Selective Catalytic Reduction | Baghouse,Electrostatic Precipitator | Additives to Enhance PAC and Existing Equipment Performance,Untreated PAC Sorbent Injection | 1984-08-18 | Operating | 5500 | 4 (556.2) | 1356 4 | 556.2 | Y
KY | Cane Run | 1363 | 7A |  | 2023 | ARP, CSNOX, CSOSG2E, CSSO2G1 | 604155 | 4 | SERC | Jefferson County | KY111 | 111 | Electric Utility | 38.1828 | -85.8894 | Kentucky Utilities Company (Owner),LG&E and KU Energy, LLC (Operator) | Phase 2 |  | Combined cycle | Pipeline Natural Gas |  |  | Dry Low NOx Burners |  |  | 2015-03-01 | Operating | 2524 | 7A (260), 7-STG (287) | 1363 7A | 403.5
KY | Cane Run | 1363 | 7B |  | 2023 | ARP, CSNOX, CSOSG2E, CSSO2G1 | 604155 | 4 | SERC | Jefferson County | KY111 | 111 | Electric Utility | 38.1828 | -85.8894 | Kentucky Utilities Company (Owner),LG&E and KU Energy, LLC (Operator) | Phase 2 |  | Combined cycle | Pipeline Natural Gas |  |  | Dry Low NOx Burners |  |  | 2015-03-09 | Operating | 2500 | 7-STG (287), 7B (260) | 1363 7B | 403.5
KY | Mill Creek | 1364 | 1 | CS12 | 2023 | ARP, CSNOX, CSOSG2E, CSSO2G1, MATS | 604155 | 4 | ECAR | Jefferson County | KY111 | 111 | Electric Utility | 38.0531 | -85.91 | LGE and KU Energy LLC (Owner),LGE and KU Energy LLC (Operator) | Phase 2 | Early Election | Tangentially-fired | Coal |  | Wet Limestone | Low NOx Burner Technology w/ Separated OFA | Baghouse,Electrostatic Precipitator | Additives to Enhance PAC and Existing Equipment Performance,Untreated PAC Sorbent Injection | 1972-07-11 | Operating | 3700 | 1 (355.5) | 1364 1 | 355.5
KY | Mill Creek | 1364 | 2 | CS12 | 2023 | ARP, CSNOX, CSOSG2E, CSSO2G1, MATS | 604155 | 4 | ECAR | Jefferson County | KY111 | 111 | Electric Utility | 38.0531 | -85.91 | LGE and KU Energy LLC (Owner),LGE and KU Energy LLC (Operator) | Phase 2 | Early Election | Tangentially-fired | Coal |  | Wet Limestone | Low NOx Burner Technology w/ Separated OFA | Baghouse,Electrostatic Precipitator | Additives to Enhance PAC and Existing Equipment Performance,Untreated PAC Sorbent Injection | 1974-06-11 | Operating | 3700 | 2 (355.5) | 1364 2 | 355.5
KY | Mill Creek | 1364 | 3 |  | 2023 | ARP, CSNOX, CSOSG2E, CSSO2G1, MATS | 604155 | 4 | ECAR | Jefferson County | KY111 | 111 | Electric Utility | 38.0531 | -85.91 | LGE and KU Energy LLC (Owner),LGE and KU Energy LLC (Operator) | Phase 2 | Early Election | Dry bottom wall-fired boiler | Coal |  | Wet Limestone | Low NOx Burner Technology (Dry Bottom only),Selective Catalytic Reduction | Baghouse,Electrostatic Precipitator,Wet Scrubber | Additives to Enhance PAC and Existing Equipment Performance,Untreated PAC Sorbent Injection | 1978-06-28 | Operating | 4400 | 3 (462.6) | 1364 3 | 462.6 | Y
KY | Mill Creek | 1364 | 4 |  | 2023 | ARP, CSNOX, CSOSG2E, CSSO2G1, MATS | 604155 | 4 | ECAR | Jefferson County | KY111 | 111 | Electric Utility | 38.0531 | -85.91 | LGE and KU Energy LLC (Owner),LGE and KU Energy LLC (Operator) | Phase 2 | Early Election | Dry bottom wall-fired boiler | Coal |  | Wet Limestone | Low NOx Burner Technology (Dry Bottom only),Selective Catalytic Reduction | Baghouse,Electrostatic Precipitator,Wet Scrubber | Additives to Enhance PAC and Existing Equipment Performance,Untreated PAC Sorbent Injection | 1982-07-15 | Operating | 5500 | 4 (543.6) | 1364 4 | 543.6 | Y
KY | Paddy's Run | 1366 | 12 |  | 2023 | CSNOX, CSOSG2E, CSSO2G1 | 604155 | 4 |  | Jefferson County | KY111 | 111 | Electric Utility | 38.2147 | -85.8453 | Kentucky Utilities Company (Owner),LGE and KU Energy LLC (Owner),LGE and KU Energy LLC (Operator) |  |  | Combustion turbine | Pipeline Natural Gas | [5 empty] | 1968-07-01 | Operating | 438 | 12 (32.6) | 1366 12 | 32.6
KY | Paddy's Run | 1366 | 13 |  | 2023 | ARP, CSNOX, CSOSG2E, CSSO2G1 | 604155 | 4 |  | Jefferson County | KY111 | 111 | Electric Utility | 38.2147 | -85.8453 | Kentucky Utilities Company (Owner),LGE and KU Energy LLC (Owner),LGE and KU Energy LLC (Operator) | Phase 2 |  | Combustion turbine | Pipeline Natural Gas |  |  | Dry Low NOx Burners |  |  | 2001-06-25 | Operating | 1861 | 13 (178) | 1366 13 | 178
KY | Paradise | 1378 | PCC1 |  | 2023 | ARP, CSNOX, CSOSG2E, CSSO2G1, NSPS4T | 609315 | 4 | SERC | Muhlenberg County | KY177 | 177 | Electric Utility | 37.2608 | -86.9783 | Tennessee Valley Authority (Owner),Tennessee Valley Authority (Operator) | Phase 2 |  | Combined cycle | Pipeline Natural Gas |  |  | Dry Low NOx Burners,Selective Catalytic Reduction |  |  | 2016-10-11 | Operating | 2700 | STG1 (470), CTG1 (226) | 1378 PCC1 | 382.6667 | Y
KY | Paradise | 1378 | PCC2 |  | 2023 | ARP, CSNOX, CSOSG2E, CSSO2G1, NSPS4T | 609315 | 4 | SERC | Muhlenberg County | KY177 | 177 | Electric Utility | 37.2608 | -86.9783 | Tennessee Valley Authority (Owner),Tennessee Valley Authority (Operator) | Phase 2 |  | Combined cycle | Pipeline Natural Gas |  |  | Dry Low NOx Burners,Selective Catalytic Reduction |  |  | 2016-10-17 | Operating | 2700 | CTG2 (226), STG1 (470) | 1378 PCC2 | 382.6667 | Y
KY | Paradise | 1378 | PCC3 |  | 2023 | ARP, CSNOX, CSOSG2E, CSSO2G1, NSPS4T | 609315 | 4 | SERC | Muhlenberg County | KY177 | 177 | Electric Utility | 37.2608 | -86.9783 | Tennessee Valley Authority (Owner),Tennessee Valley Authority (Operator) | Phase 2 |  | Combined cycle | Pipeline Natural Gas |  |  | Dry Low NOx Burners,Selective Catalytic Reduction |  |  | 2016-10-28 | Operating | 2700 | CTG3 (226), STG1 (470) | 1378 PCC3 | 382.6667 | Y
KY | Shawnee | 1379 | 1 | CSSH15 | 2023 | ARP, CSNOX, CSOSG2E, CSSO2G1, MATS | 609315 | 4 | SERC | McCracken County | KY145 | 145 | Electric Utility | 37.1517 | -88.775 | Tennessee Valley Authority (Owner),Tennessee Valley Authority (Operator) | Phase 2 | Phase 2 Group 1 | Dry bottom wall-fired boiler | Coal |  | Dry Lime FGD | Low NOx Burner Technology (Dry Bottom only),Selective Catalytic Reduction | Baghouse |  | 1953-04-06 | Operating | 2145 | 1 (175) | 1379 1 | 175 | Y
KY | Shawnee | 1379 | 2 | CSSH15 | 2023 | ARP, CSNOX, CSOSG2E, CSSO2G1, MATS | 609315 | 4 | SERC | McCracken County | KY145 | 145 | Electric Utility | 37.1517 | -88.775 | Tennessee Valley Authority (Owner),Tennessee Valley Authority (Operator) | Phase 2 | Phase 2 Group 1 | Dry bottom wall-fired boiler | Coal |  |  | Low NOx Burner Technology (Dry Bottom only) | Baghouse |  | 1953-06-18 | Operating | 2316 | 2 (175) | 1379 2 | 175
KY | Shawnee | 1379 | 3 | CSSH15 | 2023 | ARP, CSNOX, CSOSG2E, CSSO2G1, MATS | 609315 | 4 | SERC | McCracken County | KY145 | 145 | Electric Utility | 37.1517 | -88.775 | Tennessee Valley Authority (Owner),Tennessee Valley Authority (Operator) | Phase 2 | Phase 2 Group 1 | Dry bottom wall-fired boiler | Coal |  |  | Low NOx Burner Technology (Dry Bottom only) | Baghouse |  | 1953-09-29 | Operating | 2296 | 3 (175) | 1379 3 | 175
KY | Shawnee | 1379 | 4 | CSSH15 | 2023 | ARP, CSNOX, CSOSG2E, CSSO2G1, MATS | 609315 | 4 | SERC | McCracken County | KY145 | 145 | Electric Utility | 37.1517 | -88.775 | Tennessee Valley Authority (Owner),Tennessee Valley Authority (Operator) | Phase 2 | Phase 2 Group 1 | Dry bottom wall-fired boiler | Coal |  | Dry Lime FGD | Low NOx Burner Technology (Dry Bottom only),Selective Catalytic Reduction | Baghouse |  | 1954-01-02 | Operating | 2112 | 4 (175) | 1379 4 | 175 | Y
KY | Shawnee | 1379 | 5 | CSSH15 | 2023 | ARP, CSNOX, CSOSG2E, CSSO2G1, MATS | 609315 | 4 | SERC | McCracken County | KY145 | 145 | Electric Utility | 37.1517 | -88.775 | Tennessee Valley Authority (Owner),Tennessee Valley Authority (Operator) | Phase 2 | Phase 2 Group 1 | Dry bottom wall-fired boiler | Coal |  |  | Low NOx Burner Technology (Dry Bottom only) | Baghouse |  | 1954-09-20 | Operating | 2284 | 5 (175) | 1379 5 | 175
KY | Shawnee | 1379 | 6 | CSSH60 | 2023 | ARP, CSNOX, CSOSG2E, CSSO2G1, MATS | 609315 | 4 | SERC | McCracken County | KY145 | 145 | Electric Utility | 37.1517 | -88.775 | Tennessee Valley Authority (Owner),Tennessee Valley Authority (Operator) | Phase 2 | Phase 2 Group 1 | Dry bottom wall-fired boiler | Coal |  |  | Low NOx Burner Technology (Dry Bottom only) | Baghouse |  | 1954-10-26 | Operating | 1972 | 6 (175) | 1379 6 | 175
KY | Shawnee | 1379 | 7 | CSSH60 | 2023 | ARP, CSNOX, CSOSG2E, CSSO2G1, MATS | 609315 | 4 | SERC | McCracken County | KY145 | 145 | Electric Utility | 37.1517 | -88.775 | Tennessee Valley Authority (Owner),Tennessee Valley Authority (Operator) | Phase 2 | Phase 2 Group 1 | Dry bottom wall-fired boiler | Coal |  |  | Low NOx Burner Technology (Dry Bottom only) | Baghouse |  | 1954-12-19 | Operating | 2589 | 7 (175) | 1379 7 | 175
KY | Shawnee | 1379 | 8 | CSSH60 | 2023 | ARP, CSNOX, CSOSG2E, CSSO2G1, MATS | 609315 | 4 | SERC | McCracken County | KY145 | 145 | Electric Utility | 37.1517 | -88.775 | Tennessee Valley Authority (Owner),Tennessee Valley Authority (Operator) | Phase 2 | Phase 2 Group 1 | Dry bottom wall-fired boiler | Coal |  |  | Low NOx Burner Technology (Dry Bottom only) | Baghouse |  | 1955-02-10 | Operating | 2663 | 8 (175) | 1379 8 | 175
KY | Shawnee | 1379 | 9 | CSSH60 | 2023 | ARP, CSNOX, CSOSG2E, CSSO2G1, MATS | 609315 | 4 | SERC | McCracken County | KY145 | 145 | Electric Utility | 37.1517 | -88.775 | Tennessee Valley Authority (Owner),Tennessee Valley Authority (Operator) | Phase 2 | Phase 2 Group 1 | Dry bottom wall-fired boiler | Coal |  |  | Low NOx Burner Technology (Dry Bottom only) | Baghouse |  | 1955-06-24 | Operating | 2782 | 9 (175) | 1379 9 | 175
KY | Robert Reid | 1383 | RT |  | 2023 | CSNOX, CSOSG2E, CSSO2G1 | 606335 | 4 | ECAR | Webster County | KY233 | 233 | Electric Utility | 37.6467 | -87.5033 | Big Rivers Electric Corporation (Owner),Big Rivers Electric Corporation (Operator) |  |  | Combustion turbine | Other Gas | Diesel Oil |  |  |  |  | 1976-03-01 | Operating | 803.5 | GEN2 (98.9) | 1383 RT | 98.9
KY | John S. Cooper | 1384 | 1 | CS1 | 2023 | ARP, CSNOX, CSOSG2E, CSSO2G1, MATS | 605834 | 4 | ECAR | Pulaski County | KY199 | 199 | Electric Utility | 37 | -84.5917 | East Kentucky Power Cooperative (Owner),East Kentucky Power Cooperative (Operator) | Table 1 | Phase 1 Group 1 | Dry bottom wall-fired boiler | Coal |  | Dry Lime FGD | Low NOx Burner Technology (Dry Bottom only) | Electrostatic Precipitator,Baghouse |  | 1965-02-09 | Operating | 1381 | 1 (100) | 1384 1 | 100
KY | John S. Cooper | 1384 | 2 | CS1 | 2023 | ARP, CSNOX, CSOSG2E, CSSO2G1, MATS | 605834 | 4 | ECAR | Pulaski County | KY199 | 199 | Electric Utility | 37 | -84.5917 | East Kentucky Power Cooperative (Owner),East Kentucky Power Cooperative (Operator) | Table 1 | Phase 1 Group 1 | Dry bottom wall-fired boiler | Coal |  | Dry Lime FGD | Low NOx Burner Technology (Dry Bottom only),Selective Catalytic Reduction | Baghouse |  | 1969-10-28 | Operating | 2418 | 2 (221) | 1384 2 | 221 | Y
LA | Louisiana 1 | 1391 | 1A |  | 2023 | ARP, CSOSG2E | 610460 | 6 | SPP | East Baton Rouge Parish | LA033 | 33 | Electric Utility | 30.4903 | -91.1875 | Entergy Corporation (Owner),EthosEnergy Power Operations (West), LLC (Operator) | Phase 2 |  | Tangentially-fired | Process Gas | Diesel Oil |  | Low NOx Burner Technology w/ Closed-coupled OFA |  |  | 1951-09-01 | Operating | 845 | 1A (23) | 1391 1A | 23
LA | Louisiana 1 | 1391 | 2A |  | 2023 | ARP, CSOSG2E | 610460 | 6 | SPP | East Baton Rouge Parish | LA033 | 33 | Electric Utility | 30.4903 | -91.1875 | Entergy Corporation (Owner),EthosEnergy Power Operations (West), LLC (Operator) | Phase 2 |  | Tangentially-fired | Process Gas | Diesel Oil |  | Low NOx Burner Technology w/ Closed-coupled OFA |  |  | 1951-09-01 | Operating | 950 | 2A (62.5) | 1391 2A | 62.5
LA | Louisiana 1 | 1391 | 3A |  | 2023 | ARP, CSOSG2E | 610460 | 6 | SPP | East Baton Rouge Parish | LA033 | 33 | Electric Utility | 30.4903 | -91.1875 | Entergy Corporation (Owner),EthosEnergy Power Operations (West), LLC (Operator) | Phase 2 |  | Tangentially-fired | Process Gas | Diesel Oil |  | Low NOx Burner Technology w/ Closed-coupled OFA |  |  | 1951-09-01 | Operating | 1050 | 3A (63) | 1391 3A | 63
LA | Louisiana 1 | 1391 | 4A |  | 2023 | ARP, CSOSG2E | 610460 | 6 | SPP | East Baton Rouge Parish | LA033 | 33 | Electric Utility | 30.4903 | -91.1875 | Entergy Corporation (Owner),EthosEnergy Power Operations (West), LLC (Operator) | Phase 2 |  | Combined cycle | Process Gas |  |  | Water Injection |  |  | 1988-01-01 | Operating | 2550 | 4A (129) | 1391 4A | 129
LA | Louisiana 1 | 1391 | 5A |  | 2023 | ARP, CSOSG2E | 610460 | 6 | SPP | East Baton Rouge Parish | LA033 | 33 | Electric Utility | 30.4903 | -91.1875 | Entergy Corporation (Owner),ExxonMobil Oil Corporation (Owner),EthosEnergy Power Operations (West), LLC (Operator) | Phase 2 |  | Combined cycle | Process Gas |  |  | Dry Low NOx Burners |  |  | 1999-04-01 | Operating | 2665 | 5A (173.3) | 1391 5A | 173.3
LA | R S Nelson | 1393 | 6 |  | 2023 | ARP, CSOSG2E, MATS | 609775 (Ended Mar 31, 2023), 610584 (Started Mar 31, 2023) | 6 | SPP | Calcasieu Parish | LA019 | 19 | Electric Utility | 30.2861 | -93.2917 | Sam Rayburn G & T, Inc (Owner),Sam Rayburn Municipal Power Agency (Owner),Entergy Corporation (Owner),Entergy Corporation (Operator) | Phase 2 | Early Election | Tangentially-fired | Coal | Residual Oil |  | Low NOx Burner Technology w/ Separated OFA | Electrostatic Precipitator | Additives to Enhance PAC and Existing Equipment Performance | 1982-05-31 | Operating | 6790 | 6 (614.6) | 1393 6 | 614.6
LA | Coughlin Power Station | 1396 | 2024-06-01 |  | 2023 | ARP, CSOSG2E | 610205 | 6 | MAPP | Evangeline Parish | LA039 | 39 | Electric Utility | 30.8442 | -92.2606 | Cleco Power LLC (Owner),Cleco Power LLC (Operator) | Phase 2 |  | Combined cycle | Pipeline Natural Gas |  |  | Dry Low NOx Burners,Selective Catalytic Reduction |  |  | 2000-02-23 | Operating | 2099 | U6CT (188.7), 7 (243), 6 (125) | 1396 45444 | 311.3667 | Y
LA | Coughlin Power Station | 1396 | 2024-07-01 |  | 2023 | ARP, CSOSG2E | 610205 | 6 | MAPP | Evangeline Parish | LA039 | 39 | Electric Utility | 30.8442 | -92.2606 | Cleco Power LLC (Owner),Cleco Power LLC (Operator) | Phase 2 |  | Combined cycle | Pipeline Natural Gas |  |  | Dry Low NOx Burners,Selective Catalytic Reduction |  |  | 2000-02-23 | Operating | 1978 | 6 (125), U7CT (188.5), 7 (243) | 1396 45474 | 311.3667 | Y
LA | Coughlin Power Station | 1396 | 2024-07-02 |  | 2023 | ARP, CSOSG2E | 610205 | 6 | MAPP | Evangeline Parish | LA039 | 39 | Electric Utility | 30.8442 | -92.2606 | Cleco Power LLC (Owner),Cleco Power LLC (Operator) | Phase 2 |  | Combined cycle | Pipeline Natural Gas |  |  | Dry Low NOx Burners,Selective Catalytic Reduction |  |  | 2000-03-27 | Operating | 1978 | 7 (243), U72 (188.5), 6 (125) | 1396 45475 | 311.3667 | Y
LA | Teche Power Station | 1400 | 3 |  | 2023 | ARP, CSOSG2E | 610205 | 6 | SPP | St. Mary Parish | LA101 | 101 | Electric Utility | 29.8223 | -91.5427 | Cleco Power LLC (Owner),Cleco Power LLC (Operator) | Phase 2 |  | Dry bottom wall-fired boiler | Pipeline Natural Gas | Diesel Oil |  |  |  |  | 1971-03-09 | Operating | 3733 | 3 (348.5) | 1400 3 | 348.5
LA | Teche Power Station | 1400 | 4 |  | 2023 | ARP, CSOSG2E | 610205 | 6 | SPP | St. Mary Parish | LA101 | 101 | Electric Utility | 29.8223 | -91.5427 | Cleco Power LLC (Owner),Cleco Power LLC (Operator) | Phase 2 |  | Combustion turbine | Pipeline Natural Gas |  |  | Dry Low NOx Burners |  |  | 2011-04-01 | Operating | 449.4 | 4 (35) | 1400 4 | 35
LA | Little Gypsy | 1402 | 2 |  | 2023 | ARP, CSOSG2E | 609775 (Ended Mar 31, 2023), 610584 (Started Mar 31, 2023) | 6 |  | St. Charles Parish | LA089 | 89 | Electric Utility | 30.0033 | -90.4611 | Entergy Corporation (Owner),Entergy Corporation (Operator) | Phase 2 |  | Dry bottom wall-fired boiler | Pipeline Natural Gas | Diesel Oil |  | Combustion Modification/Fuel Reburning |  |  | 1965-12-01 | Operating | 4755 | 2 (420.8) | 1402 2 | 420.8
LA | Little Gypsy | 1402 | 3 |  | 2023 | ARP, CSOSG2E | 609775 (Ended Mar 31, 2023), 610584 (Started Mar 31, 2023) | 6 |  | St. Charles Parish | LA089 | 89 | Electric Utility | 30.0033 | -90.4611 | Entergy Corporation (Owner),Entergy Corporation (Operator) | Phase 2 |  | Dry bottom wall-fired boiler | Pipeline Natural Gas |  |  | Combustion Modification/Fuel Reburning |  |  | 1969-02-01 | Operating | 6350 | 3 (582.3) | 1402 3 | 582.3
LA | Ninemile Point | 1403 | 4 |  | 2023 | ARP, CSOSG2E | 609775 (Ended Mar 31, 2023), 610584 (Started Mar 31, 2023) | 6 | SPP | Jefferson Parish | LA051 | 51 | Electric Utility | 29.9472 | -90.1458 | Entergy Corporation (Owner),Entergy Corporation (Operator) | Phase 2 |  | Tangentially-fired | Pipeline Natural Gas | Diesel Oil |  | Combustion Modification/Fuel Reburning |  |  | 1971-01-01 | Operating | 7405 | 4 (895.1) | 1403 4 | 895.1
LA | Ninemile Point | 1403 | 5 |  | 2023 | ARP, CSOSG2E | 609775 (Ended Mar 31, 2023), 610584 (Started Mar 31, 2023) | 6 | SPP | Jefferson Parish | LA051 | 51 | Electric Utility | 29.9472 | -90.1458 | Entergy Corporation (Owner),Entergy Corporation (Operator) | Phase 2 |  | Tangentially-fired | Pipeline Natural Gas | Diesel Oil |  | Combustion Modification/Fuel Reburning |  |  | 1973-01-01 | Operating | 7450 | 5 (895.1) | 1403 5 | 895.1
LA | Ninemile Point | 1403 | 6A |  | 2023 | ARP, CSOSG2E | 609775 (Ended Mar 31, 2023), 610584 (Started Mar 31, 2023) | 6 | SPP | Jefferson Parish | LA051 | 51 | Electric Utility | 29.9472 | -90.1458 | Entergy Corporation (Owner),Entergy Corporation (Operator) | Phase 2 |  | Combined cycle | Pipeline Natural Gas | Diesel Oil |  | Water Injection,Selective Catalytic Reduction |  |  | 2014-08-14 | Operating | 2200 | 6A (194.7), 6C (260.1) | 1403 6A | 324.75 | Y
LA | Ninemile Point | 1403 | 6B |  | 2023 | ARP, CSOSG2E | 609775 (Ended Mar 31, 2023), 610584 (Started Mar 31, 2023) | 6 | SPP | Jefferson Parish | LA051 | 51 | Electric Utility | 29.9472 | -90.1458 | Entergy Corporation (Owner),Entergy Corporation (Operator) | Phase 2 |  | Combined cycle | Pipeline Natural Gas | Diesel Oil |  | Water Injection,Selective Catalytic Reduction |  |  | 2014-09-04 | Operating | 3000 | 6C (260.1), 6B (194.7) | 1403 6B | 324.75 | Y
LA | Sterlington | 1404 | 7AB |  | 2023 | ARP, CSOSG2E | 609775 (Ended Mar 31, 2023), 610584 (Started Mar 31, 2023) | 6 | SPP | Ouachita Parish | LA073 | 73 | Electric Utility | 32.7047 | -92.0792 | Entergy Corporation (Owner),Entergy Corporation (Operator) | Phase 2 |  | Combined cycle | Pipeline Natural Gas | Diesel Oil |  |  |  |  | 1974-08-01 | Operating | 1072 | 7C (101), 7A (59.3) | 1404 7AB | 160.3
LA | Arsenal Hill Power Plant | 1416 | 5A |  | 2023 | ARP, CSOSG2E | 608993 (Ended Apr 12, 2023), 610620 (Started Apr 12, 2023) | 6 | SPP | Caddo Parish | LA017 | 17 | Electric Utility | 32.5181 | -93.7611 | Southwestern Electric Power Company (Owner),Southwestern Electric Power Company (Operator) | Phase 2 |  | Tangentially-fired | Pipeline Natural Gas | [5 empty] | 1960-03-01 | Operating | 1274 | 5 (100) | 1416 5A | 100
LA | Arsenal Hill Power Plant | 1416 | CTG-6A |  | 2023 | ARP, CSOSG2E | 608993 (Ended Apr 12, 2023), 610620 (Started Apr 12, 2023) | 6 | SPP | Caddo Parish | LA017 | 17 | Electric Utility | 32.5181 | -93.7611 | Southwestern Electric Power Company (Owner),Southwestern Electric Power Company (Operator) | Phase 2 |  | Combined cycle | Pipeline Natural Gas |  |  | Dry Low NOx Burners,Selective Catalytic Reduction |  |  | 2010-02-28 | Operating | 2110 | 6A (184), 6STG (256) | 1416 CTG-6A | 312 | Y
LA | Arsenal Hill Power Plant | 1416 | CTG-6B |  | 2023 | ARP, CSOSG2E | 608993 (Ended Apr 12, 2023), 610620 (Started Apr 12, 2023) | 6 | SPP | Caddo Parish | LA017 | 17 | Electric Utility | 32.5181 | -93.7611 | Southwestern Electric Power Company (Owner),Southwestern Electric Power Company (Operator) | Phase 2 |  | Combined cycle | Pipeline Natural Gas |  |  | Dry Low NOx Burners,Selective Catalytic Reduction |  |  | 2010-03-05 | Operating | 2110 | 6STG (256), 6B (184) | 1416 CTG-6B | 312 | Y
LA | Lieberman Power Plant | 1417 | 3 |  | 2023 | ARP, CSOSG2E | 608993 (Ended Apr 12, 2023), 610620 (Started Apr 12, 2023) | 6 | SPP | Caddo Parish | LA017 | 17 | Electric Utility | 32.7047 | -93.9597 | Southwestern Electric Power Company (Owner),Southwestern Electric Power Company (Operator) | Phase 2 |  | Tangentially-fired | Pipeline Natural Gas | [5 empty] | 1957-05-01 | Operating | 1170 | 3 (100) | 1417 3 | 100
LA | Lieberman Power Plant | 1417 | 4 |  | 2023 | ARP, CSOSG2E | 608993 (Ended Apr 12, 2023), 610620 (Started Apr 12, 2023) | 6 | SPP | Caddo Parish | LA017 | 17 | Electric Utility | 32.7047 | -93.9597 | Southwestern Electric Power Company (Owner),Southwestern Electric Power Company (Operator) | Phase 2 |  | Tangentially-fired | Pipeline Natural Gas | [5 empty] | 1959-04-01 | Operating | 1150 | 4 (100) | 1417 4 | 100
LA | Houma | 1439 | 15 |  | 2023 | ARP, CSOSG2E | 604931 | 6 | SPP | Terrebonne Parish | LA109 | 109 | Electric Utility | 29.5808 | -90.7222 | Terrebonne Parish (Owner),Terrebonne Parish (Operator) | Phase 2 |  | Dry bottom wall-fired boiler | Pipeline Natural Gas | [5 empty] | 1969-05-01 | Operating | 450 | 15 (25.5) | 1439 15 | 25.5
LA | Houma | 1439 | 16 |  | 2023 | ARP, CSOSG2E | 604931 | 6 | SPP | Terrebonne Parish | LA109 | 109 | Electric Utility | 29.5808 | -90.7222 | Terrebonne Parish (Owner),Terrebonne Parish (Operator) | Phase 2 |  | Tangentially-fired | Pipeline Natural Gas | [5 empty] | 1976-05-01 | Operating | 550 | 16 (40.8) | 1439 16 | 40.8
LA | Big Cajun 1 | 1464 | 1B1 |  | 2023 | ARP, CSOSG2E | 605667 | 6 | SPP | Pointe Coupee Parish | LA077 | 77 | Electric Utility | 30.6736 | -91.3525 | Louisiana Generating, LLC (Owner),Louisiana Generating, LLC (Operator) | Phase 2 |  | Dry bottom wall-fired boiler | Pipeline Natural Gas | Diesel Oil |  | Low NOx Burner Technology (Dry Bottom only),Other |  |  | 1972-05-01 | Operating | 1250 | 1 (115) | 1464 1B1 | 115
LA | Big Cajun 1 | 1464 | 1B2 |  | 2023 | ARP, CSOSG2E | 605667 | 6 | SPP | Pointe Coupee Parish | LA077 | 77 | Electric Utility | 30.6736 | -91.3525 | Louisiana Generating, LLC (Owner),Louisiana Generating, LLC (Operator) | Phase 2 |  | Dry bottom wall-fired boiler | Pipeline Natural Gas | Diesel Oil |  | Low NOx Burner Technology (Dry Bottom only),Other |  |  | 1972-02-01 | Operating | 1250 | 2 (115) | 1464 1B2 | 115
LA | Big Cajun 1 | 1464 | CTG1 |  | 2023 | ARP, CSOSG2E | 605667 | 6 | SPP | Pointe Coupee Parish | LA077 | 77 | Electric Utility | 30.6736 | -91.3525 | Big Cajun 1 Peaking Power, LLC (Owner),Louisiana Generating, LLC (Operator) | Phase 2 |  | Combustion turbine | Pipeline Natural Gas |  |  | Dry Low NOx Burners |  |  | 2001-06-01 | Operating | 1638 | 3 (132.8) | 1464 CTG1 | 132.8
LA | Big Cajun 1 | 1464 | CTG2 |  | 2023 | ARP, CSOSG2E | 605667 | 6 | SPP | Pointe Coupee Parish | LA077 | 77 | Electric Utility | 30.6736 | -91.3525 | Big Cajun 1 Peaking Power, LLC (Owner),Louisiana Generating, LLC (Operator) | Phase 2 |  | Combustion turbine | Pipeline Natural Gas |  |  | Dry Low NOx Burners |  |  | 2001-07-01 | Operating | 1638 | 4 (132.8) | 1464 CTG2 | 132.8
ME | William F Wyman | 1507 | 3 |  | 2023 | ARP, MATS, RGGI | 610478 | 1 | NPCC | Cumberland County | ME005 | 5 | Electric Utility | 43.75 | -70.1569 | FPL Energy Wyman, LLC (Owner),FPL Energy Wyman, LLC (Operator) | Phase 2 |  | Tangentially-fired | Residual Oil |  |  | Other | Cyclone |  | 1965-01-01 | Operating | 1190 | 3 (113.6) | 1507 3 | 113.6
ME | William F Wyman | 1507 | 4 |  | 2023 | ARP, MATS, RGGI | 610478 | 1 | NPCC | Cumberland County | ME005 | 5 | Electric Utility | 43.75 | -70.1569 | Green Mountain Power Corporation (Owner),Massachusetts Municipal Wholesale Electric (Owner),Northeast Utilities Service Company (Owner),FPL Energy Wyman IV, LLC (Owner),Exelon New England (Owner),Lyndonville Electric Department (Owner),FPL Energy Wyman IV, LLC (Operator) | Phase 2 |  | Dry bottom wall-fired boiler | Residual Oil |  |  | Combustion Modification/Fuel Reburning | Electrostatic Precipitator |  | 1978-12-05 | Operating | 6290 | 4 (632.4) | 1507 4 | 632.4
MD | Herbert A Wagner | 1554 | 1 |  | 2023 | ARP, CSNOX, CSOSG3, CSSO2G1, MATS, RGGI | 606983 (Ended Jul 19, 2023), 606950 (Started Jul 19, 2023) | 3 | MAAC | Anne Arundel County | MD003 | 3 | Electric Utility | 39.1781 | -76.5268 | Raven Power Fort Smallwood LLC (Owner),Raven Power Fort Smallwood LLC (Operator) | Phase 2 |  | Dry bottom wall-fired boiler | Pipeline Natural Gas | Other Oil |  |  | Electrostatic Precipitator |  | 1955-12-01 | Operating | 1504 | 1 (135) | 1554 1 | 135
MD | Herbert A Wagner | 1554 | 2 |  | 2023 | ARP, CSNOX, CSOSG3, CSSO2G1, RGGI | 606983 (Ended Jul 19, 2023), 606950 (Started Jul 19, 2023) | 3 | MAAC | Anne Arundel County | MD003 | 3 | Electric Utility | 39.1781 | -76.5268 | Raven Power Fort Smallwood LLC (Owner),Raven Power Fort Smallwood LLC (Operator) | Phase 2 | Phase 2 Group 1 | Dry bottom wall-fired boiler | Pipeline Natural Gas |  |  | Low NOx Burner Technology (Dry Bottom only),Selective Non-catalytic Reduction | Electrostatic Precipitator |  | 1958-12-01 | Operating | 250 | 2 (145) | 1554 2 | 145 | Y
MD | Herbert A Wagner | 1554 | 3 |  | 2023 | ARP, CSNOX, CSOSG3, CSSO2G1, MATS, RGGI | 606983 (Ended Jul 19, 2023), 606950 (Started Jul 19, 2023) | 3 | MAAC | Anne Arundel County | MD003 | 3 | Electric Utility | 39.1781 | -76.5268 | Raven Power Fort Smallwood LLC (Owner),Raven Power Fort Smallwood LLC (Operator) | Phase 2 | Phase 2 Group 2 | Dry bottom wall-fired boiler | Coal |  |  | Low NOx Burner Technology w/ Overfire Air,Selective Catalytic Reduction | Electrostatic Precipitator |  | 1966-06-01 | Operating | 2740 | 3 (355) | 1554 3 | 355 | Y
MD | Herbert A Wagner | 1554 | 4 |  | 2023 | ARP, CSNOX, CSOSG3, CSSO2G1, MATS, RGGI | 606983 (Ended Jul 19, 2023), 606950 (Started Jul 19, 2023) | 3 | MAAC | Anne Arundel County | MD003 | 3 | Electric Utility | 39.1781 | -76.5268 | Raven Power Fort Smallwood LLC (Owner),Raven Power Fort Smallwood LLC (Operator) | Phase 2 |  | Dry bottom wall-fired boiler | Other Oil | Pipeline Natural Gas |  |  | Electrostatic Precipitator |  | 1972-06-01 | Operating | 4800 | 4 (426) | 1554 4 | 426
MD | Perryman | 1556 | 2024-06-01 | CS6A | 2023 | ARP, CSNOX, CSOSG3, CSSO2G1, RGGI | 609041 | 3 |  | Harford County | MD025 | 25 | Electric Utility | 39.4422 | -76.2208 | Constellation Power Service Generation LLC (Owner),Constellation Power Service Generation LLC (Operator) | Phase 2 |  | Combustion turbine | Pipeline Natural Gas | Diesel Oil |  | Water Injection,Selective Catalytic Reduction |  |  | 2015-05-09 | Operating | 633 | 6 (120) | 1556 45444 | 120 | Y
MD | Perryman | 1556 | 2024-06-02 | CS6A | 2023 | ARP, CSNOX, CSOSG3, CSSO2G1, RGGI | 609041 | 3 |  | Harford County | MD025 | 25 | Electric Utility | 39.4422 | -76.2208 | Constellation Power Service Generation LLC (Owner),Constellation Power Service Generation LLC (Operator) | Phase 2 |  | Combustion turbine | Pipeline Natural Gas | Diesel Oil |  | Water Injection,Selective Catalytic Reduction |  |  | 2015-05-29 | Operating | 633.2 | 6 (120) | 1556 45445 | 120 | Y
MD | Perryman | 1556 | **51 |  | 2023 | ARP, CSNOX, CSOSG3, CSSO2G1, RGGI | 609041 | 3 |  | Harford County | MD025 | 25 | Electric Utility | 39.4422 | -76.2208 | Constellation Power Service Generation LLC (Owner),Constellation Power Service Generation LLC (Operator) | Phase 2 |  | Combustion turbine | Pipeline Natural Gas | Diesel Oil |  | Water Injection |  |  | 1995-06-01 | Operating | 1900 | GT5 (192) | 1556 **51 | 192
MD | Perryman | 1556 | CT1 |  | 2023 | CSNOX, CSOSG3, CSSO2G1, RGGI | 609041 | 3 |  | Harford County | MD025 | 25 | Electric Utility | 39.4422 | -76.2208 | Constellation Power Service Generation LLC (Owner),Constellation Power Service Generation LLC (Operator) |  |  | Combustion turbine | Diesel Oil | [5 empty] | 1972-01-11 | Operating | 817 | GT1 (51) | 1556 CT1 | 51
MD | Perryman | 1556 | CT3 |  | 2023 | CSNOX, CSOSG3, CSSO2G1, RGGI | 609041 | 3 |  | Harford County | MD025 | 25 | Electric Utility | 39.4422 | -76.2208 | Constellation Power Service Generation LLC (Owner),Constellation Power Service Generation LLC (Operator) |  |  | Combustion turbine | Diesel Oil | [5 empty] | 1972-04-29 | Operating | 830 | GT3 (51) | 1556 CT3 | 51
MD | Perryman | 1556 | CT4 |  | 2023 | CSNOX, CSOSG3, CSSO2G1, RGGI | 609041 | 3 |  | Harford County | MD025 | 25 | Electric Utility | 39.4422 | -76.2208 | Constellation Power Service Generation LLC (Owner),Constellation Power Service Generation LLC (Operator) |  |  | Combustion turbine | Diesel Oil | [5 empty] | 1970-09-25 | Operating | 830 | GT4 (51) | 1556 CT4 | 51
MD | Vienna | 1564 | 8 |  | 2023 | ARP, CSNOX, CSOSG3, CSSO2G1, MATS, RGGI | 608788 | 3 |  | Dorchester County | MD019 | 19 | Electric Utility | 38.4878 | -75.8208 | Vienna Power, LLC (Owner),Vienna Power, LLC (Operator) | Phase 2 |  | Tangentially-fired | Residual Oil | [5 empty] | 1971-12-01 | Operating | 2400 | 8 (162) | 1564 8 | 162
MD | Chalk Point | 1571 | 3 |  | 2023 | ARP, CSNOX, CSOSG3, CSSO2G1, MATS, RGGI | 608175 | 3 | MAAC | Prince George's County | MD033 | 33 | Electric Utility | 38.5444 | -76.6861 | GenOn Chalk Point, LLC (Owner),GenOn Chalk Point, LLC (Operator) | Phase 2 |  | Tangentially-fired | Pipeline Natural Gas | Residual Oil |  | Overfire Air |  |  | 1975-06-01 | Operating | 7366 | 3 (640) | 1571 3 | 640
MD | Chalk Point | 1571 | 4 |  | 2023 | ARP, CSNOX, CSOSG3, CSSO2G1, MATS, RGGI | 608175 | 3 | MAAC | Prince George's County | MD033 | 33 | Electric Utility | 38.5444 | -76.6861 | GenOn Chalk Point, LLC (Owner),GenOn Chalk Point, LLC (Operator) | Phase 2 |  | Tangentially-fired | Pipeline Natural Gas | Residual Oil |  | Overfire Air |  |  | 1981-12-01 | Operating | 9817 | 4 (640) | 1571 4 | 640
MD | Chalk Point | 1571 | **GT3 |  | 2023 | ARP, CSNOX, CSOSG3, CSSO2G1, RGGI | 608175 | 3 | MAAC | Prince George's County | MD033 | 33 | Electric Utility | 38.5444 | -76.6861 | GenOn Chalk Point, LLC (Owner),GenOn Chalk Point, LLC (Operator) | Phase 2 |  | Combustion turbine | Pipeline Natural Gas | Diesel Oil |  | Water Injection |  |  | 1991-06-01 | Operating | 1187 | GT3 (99) | 1571 **GT3 | 99
MD | Chalk Point | 1571 | **GT4 |  | 2023 | ARP, CSNOX, CSOSG3, CSSO2G1, RGGI | 608175 | 3 | MAAC | Prince George's County | MD033 | 33 | Electric Utility | 38.5444 | -76.6861 | GenOn Chalk Point, LLC (Owner),GenOn Chalk Point, LLC (Operator) | Phase 2 |  | Combustion turbine | Pipeline Natural Gas | Diesel Oil |  | Water Injection |  |  | 1991-06-01 | Operating | 1187 | GT4 (99) | 1571 **GT4 | 99
MD | Chalk Point | 1571 | **GT5 |  | 2023 | ARP, CSNOX, CSOSG3, CSSO2G1, RGGI | 608175 | 3 | MAAC | Prince George's County | MD033 | 33 | Electric Utility | 38.5444 | -76.6861 | GenOn Chalk Point, LLC (Owner),GenOn Chalk Point, LLC (Operator) | Phase 2 |  | Combustion turbine | Pipeline Natural Gas | Diesel Oil |  | Water Injection |  |  | 1991-06-01 | Operating | 1354 | GT5 (120) | 1571 **GT5 | 120
MD | Chalk Point | 1571 | **GT6 |  | 2023 | ARP, CSNOX, CSOSG3, CSSO2G1, RGGI | 608175 | 3 | MAAC | Prince George's County | MD033 | 33 | Electric Utility | 38.5444 | -76.6861 | GenOn Chalk Point, LLC (Owner),GenOn Chalk Point, LLC (Operator) | Phase 2 |  | Combustion turbine | Pipeline Natural Gas | Diesel Oil |  | Water Injection |  |  | 1991-06-01 | Operating | 1354 | GT6 (120) | 1571 **GT6 | 120
MD | Chalk Point | 1571 | GT2 |  | 2023 | CSNOX, CSOSG3, CSSO2G1, RGGI | 608175 | 3 | MAAC | Prince George's County | MD033 | 33 | Electric Utility | 38.5444 | -76.6861 | GenOn Mid-Atlantic, LLC (Owner),GenOn Chalk Point, LLC (Owner),GenOn Chalk Point, LLC (Operator) |  |  | Combustion turbine | Diesel Oil | [5 empty] | 1974-06-01 | Operating | 420 | GT2 (35) | 1571 GT2 | 35
MD | Chalk Point | 1571 | SMECO |  | 2023 | CSNOX, CSOSG3, CSSO2G1, RGGI | 608175 | 3 | MAAC | Prince George's County | MD033 | 33 | Electric Utility | 38.5444 | -76.6861 | South Maryland Electric Cooperative (Owner),GenOn Chalk Point, LLC (Operator) |  |  | Combustion turbine | Pipeline Natural Gas | Diesel Oil |  | Water Injection |  |  | 1990-06-01 | Operating | 940 | SGT1 (93) | 1571 SMECO | 93
MD | Dickerson | 1572 | GT2 |  | 2023 | ARP, CSNOX, CSOSG3, CSSO2G1, RGGI | 608175 | 3 | MAAC | Montgomery County | MD031 | 31 | Electric Utility | 39.2086 | -77.4644 | GenOn Mid-Atlantic, LLC (Owner),GenOn Mid-Atlantic, LLC (Operator) | Phase 2 |  | Combustion turbine | Pipeline Natural Gas | Diesel Oil |  | Water Injection |  |  | 1992-06-01 | Operating | 1850 | GT2 (168) | 1572 GT2 | 168
MD | Dickerson | 1572 | GT3 |  | 2023 | ARP, CSNOX, CSOSG3, CSSO2G1, RGGI | 608175 | 3 | MAAC | Montgomery County | MD031 | 31 | Electric Utility | 39.2086 | -77.4644 | GenOn Mid-Atlantic, LLC (Owner),GenOn Mid-Atlantic, LLC (Operator) | Phase 2 |  | Combustion turbine | Pipeline Natural Gas | Diesel Oil |  | Water Injection |  |  | 1993-06-01 | Operating | 1915 | GT3 (168) | 1572 GT3 | 168
MD | Morgantown | 1573 | GT3 |  | 2023 | CSNOX, CSOSG3, CSSO2G1, RGGI | 608175 | 3 | MAAC | Charles County | MD017 | 17 | Electric Utility | 38.3592 | -76.9767 | GenOn Mid-Atlantic, LLC (Owner),GenOn Mid-Atlantic, LLC (Operator) |  |  | Combustion turbine | Diesel Oil | [5 empty] | 1973-06-01 | Operating | 705 | 3 (65) | 1573 GT3 | 65
MD | Morgantown | 1573 | GT4 |  | 2023 | CSNOX, CSOSG3, CSSO2G1, RGGI | 608175 | 3 | MAAC | Charles County | MD017 | 17 | Electric Utility | 38.3592 | -76.9767 | GenOn Mid-Atlantic, LLC (Owner),GenOn Mid-Atlantic, LLC (Operator) |  |  | Combustion turbine | Diesel Oil | [5 empty] | 1973-06-01 | Operating | 690 | 4 (65) | 1573 GT4 | 65
MD | Morgantown | 1573 | GT5 |  | 2023 | CSNOX, CSOSG3, CSSO2G1, RGGI | 608175 | 3 | MAAC | Charles County | MD017 | 17 | Electric Utility | 38.3592 | -76.9767 | GenOn Mid-Atlantic, LLC (Owner),GenOn Mid-Atlantic, LLC (Operator) |  |  | Combustion turbine | Diesel Oil | [5 empty] | 1973-06-01 | Operating | 670 | 5 (65) | 1573 GT5 | 65
MD | Morgantown | 1573 | GT6 |  | 2023 | CSNOX, CSOSG3, CSSO2G1, RGGI | 608175 | 3 | MAAC | Charles County | MD017 | 17 | Electric Utility | 38.3592 | -76.9767 | GenOn Mid-Atlantic, LLC (Owner),GenOn Mid-Atlantic, LLC (Operator) |  |  | Combustion turbine | Diesel Oil | [5 empty] | 1973-06-01 | Operating | 654 | 6 (65) | 1573 GT6 | 65
MA | Mystic | 1588 | 81 |  | 2023 | ARP, RGGI, SIPNOX | 606408 | 1 | NPCC | Middlesex County | MA017 | 17 | Electric Utility | 42.3917 | -71.0667 | Exelon Generation Company LLC (Owner),Exelon Generation Company LLC (Operator) | Phase 2 |  | Combined cycle | Pipeline Natural Gas |  |  | Selective Catalytic Reduction |  |  | 2002-09-11 | Operating | 3048 | GT81 (278.6), ST85 (315) | 1588 81 | 436.1 | Y
MA | Mystic | 1588 | 82 |  | 2023 | ARP, RGGI, SIPNOX | 606408 | 1 | NPCC | Middlesex County | MA017 | 17 | Electric Utility | 42.3917 | -71.0667 | Exelon Generation Company LLC (Owner),Exelon Generation Company LLC (Operator) | Phase 2 |  | Combined cycle | Pipeline Natural Gas |  |  | Selective Catalytic Reduction |  |  | 2002-12-12 | Operating | 3005.1 | GT82 (278.6), ST85 (315) | 1588 82 | 436.1 | Y
MA | Mystic | 1588 | 93 |  | 2023 | ARP, RGGI, SIPNOX | 606408 | 1 | NPCC | Middlesex County | MA017 | 17 | Electric Utility | 42.3917 | -71.0667 | Exelon Generation Company LLC (Owner),Exelon Generation Company LLC (Operator) | Phase 2 |  | Combined cycle | Pipeline Natural Gas |  |  | Selective Catalytic Reduction |  |  | 2003-03-23 | Operating | 3107 | ST96 (315), GT93 (278.6) | 1588 93 | 436.1 | Y
MA | Mystic | 1588 | 94 |  | 2023 | ARP, RGGI, SIPNOX | 606408 | 1 | NPCC | Middlesex County | MA017 | 17 | Electric Utility | 42.3917 | -71.0667 | Exelon Generation Company LLC (Owner),Exelon Generation Company LLC (Operator) | Phase 2 |  | Combined cycle | Pipeline Natural Gas |  |  | Selective Catalytic Reduction |  |  | 2003-04-21 | Operating | 3086 | GT94 (278.6), ST96 (315) | 1588 94 | 436.1 | Y
MA | Medway Station | 1592 | J1T1 |  | 2023 | RGGI, SIPNOX | 606408 | 1 |  | Norfolk County | MA021 | 21 | Electric Utility | 42.1364 | -71.4478 | Exelon New England Holdings, LLC (Owner),Exelon West Medway, LLC (Operator) |  |  | Combustion turbine | Diesel Oil | Pipeline Natural Gas |  |  |  |  | 1970-01-01 | Operating | 392 | GT1 (45) | 1592 J1T1 | 45
MA | Medway Station | 1592 | J1T2 |  | 2023 | RGGI, SIPNOX | 606408 | 1 |  | Norfolk County | MA021 | 21 | Electric Utility | 42.1364 | -71.4478 | Exelon New England Holdings, LLC (Owner),Exelon West Medway, LLC (Operator) |  |  | Combustion turbine | Diesel Oil | Pipeline Natural Gas |  |  |  |  | 1970-01-01 | Operating | 392 | GT1 (45) | 1592 J1T2 | 45
MA | Medway Station | 1592 | J2T1 |  | 2023 | RGGI, SIPNOX | 606408 | 1 |  | Norfolk County | MA021 | 21 | Electric Utility | 42.1364 | -71.4478 | Exelon New England Holdings, LLC (Owner),Exelon West Medway, LLC (Operator) |  |  | Combustion turbine | Diesel Oil | Pipeline Natural Gas |  |  |  |  | 1970-01-01 | Operating | 392 | GT2 (45) | 1592 J2T1 | 45
MA | Medway Station | 1592 | J2T2 |  | 2023 | RGGI, SIPNOX | 606408 | 1 |  | Norfolk County | MA021 | 21 | Electric Utility | 42.1364 | -71.4478 | Exelon New England Holdings, LLC (Owner),Exelon West Medway, LLC (Operator) |  |  | Combustion turbine | Diesel Oil | Pipeline Natural Gas |  |  |  |  | 1970-01-01 | Operating | 392 | GT2 (45) | 1592 J2T2 | 45
MA | Medway Station | 1592 | J3T1 |  | 2023 | RGGI, SIPNOX | 606408 | 1 |  | Norfolk County | MA021 | 21 | Electric Utility | 42.1364 | -71.4478 | Exelon New England Holdings, LLC (Owner),Exelon West Medway, LLC (Operator) |  |  | Combustion turbine | Diesel Oil | Pipeline Natural Gas |  |  |  |  | 1970-01-01 | Operating | 392 | GT3 (45) | 1592 J3T1 | 45
MA | Medway Station | 1592 | J3T2 |  | 2023 | RGGI, SIPNOX | 606408 | 1 |  | Norfolk County | MA021 | 21 | Electric Utility | 42.1364 | -71.4478 | Exelon New England Holdings, LLC (Owner),Exelon West Medway, LLC (Operator) |  |  | Combustion turbine | Diesel Oil | Pipeline Natural Gas |  |  |  |  | 1970-01-01 | Operating | 392 | GT3 (45) | 1592 J3T2 | 45
MA | Kendall Green Energy LLC | 1595 | 2 |  | 2023 | ARP, RGGI, SIPNOX | 609759 | 1 |  | Middlesex County | MA017 | 17 | Electric Utility | 42.3633 | -71.0792 | Kendall Green Energy LLC (Owner),Kendall Green Energy LLC (Operator) | Phase 2 |  | Dry bottom wall-fired boiler | Pipeline Natural Gas | Residual Oil |  |  |  |  | 1949-06-01 | Operating | 273 | 3 (27.2), 2 (23) | 1595 2 | 18.3
MA | Kendall Green Energy LLC | 1595 | 3 |  | 2023 | ARP, RGGI, SIPNOX | 609759 | 1 |  | Middlesex County | MA017 | 17 | Electric Utility | 42.3633 | -71.0792 | Kendall Green Energy LLC (Owner),Kendall Green Energy LLC (Operator) | Phase 2 |  | Dry bottom wall-fired boiler | Pipeline Natural Gas | Residual Oil |  | Low NOx Burner Technology (Dry Bottom only) |  |  | 1954-11-01 | Operating | 409 | 3 (27.2), 3 (27.2) | 1595 3 | 6.8
MA | Kendall Green Energy LLC | 1595 | 4 |  | 2023 | ARP, RGGI, SIPNOX | 609759 | 1 |  | Middlesex County | MA017 | 17 | Electric Utility | 42.3633 | -71.0792 | Kendall Green Energy LLC (Owner),Kendall Green Energy LLC (Operator) | Phase 2 |  | Combined cycle | Pipeline Natural Gas | Diesel Oil |  | Dry Low NOx Burners,Selective Catalytic Reduction |  |  | 2002-08-08 | Operating | 2450 | GEN4 (186.2), 1 (17.2), 3 (27.2), 2 (23) | 1595 4 | 221.7 | Y
MA | Canal Station | 1599 | 1 |  | 2023 | ARP, MATS, RGGI, SIPNOX | 605836 | 1 | NPCC | Barnstable County | MA001 | 1 | Electric Utility | 41.7694 | -70.5097 | Canal Generating LLC (Owner),Canal Generating LLC (Operator) | Phase 2 |  | Dry bottom wall-fired boiler | Residual Oil |  |  | Low NOx Burner Technology w/ Overfire Air,Other,Selective Catalytic Reduction,Combustion Modification/Fuel Reburning | Electrostatic Precipitator |  | 1968-07-01 | Operating | 5450 | 1 (542.5) | 1599 1 | 542.5 | Y
MA | Canal Station | 1599 | 2 |  | 2023 | ARP, MATS, RGGI, SIPNOX | 605836 | 1 | NPCC | Barnstable County | MA001 | 1 | Electric Utility | 41.7694 | -70.5097 | Canal Generating LLC (Owner),Canal Generating LLC (Operator) | Phase 2 |  | Dry bottom wall-fired boiler | Pipeline Natural Gas | Residual Oil |  | Low NOx Burner Technology w/ Overfire Air,Overfire Air,Combustion Modification/Fuel Reburning | Electrostatic Precipitator |  | 1976-02-01 | Operating | 6213.1 | 2 (529.62) | 1599 2 | 529.62
MA | Canal Station | 1599 | 3 |  | 2023 | ARP, RGGI, SIPNOX | 605836 | 1 | NPCC | Barnstable County | MA001 | 1 | Electric Utility | 41.7694 | -70.5097 | Canal 3 Generating LLC (Owner),Canal 3 Generating LLC (Operator) | Phase 2 |  | Combustion turbine | Pipeline Natural Gas | Diesel Oil |  | Dry Low NOx Burners,Water Injection,Selective Catalytic Reduction |  |  | 2019-04-05 | Operating | 3667.4 | 3 (330) | 1599 3 | 330 | Y
MA | Potter | 1660 | 3 |  | 2023 | RGGI, SIPNOX | 609565 | 1 | NPCC | Norfolk County | MA021 | 21 | Electric Utility | 42.235 | -70.9672 | Town of Braintree Electric Light Department (Owner),Town of Braintree Electric Light Department (Operator) |  |  | Combined cycle | Pipeline Natural Gas | Diesel Oil |  | Steam Injection |  |  | 1977-04-01 | Operating | 975 | CC2 (76), CC3 (25) | 1660 3 | 101
MA | Potter | 1660 | 4 |  | 2023 | ARP, RGGI, SIPNOX | 609565 | 1 | NPCC | Norfolk County | MA021 | 21 | Electric Utility | 42.235 | -70.9672 | Town of Braintree Electric Light Department (Owner),Town of Braintree Electric Light Department (Operator) | Phase 2 |  | Combustion turbine | Pipeline Natural Gas | Diesel Oil |  | Water Injection,Ammonia Injection,Selective Catalytic Reduction |  |  | 2009-04-28 | Operating | 565 | WAT1 (58) | 1660 4 | 58 | Y
MA | Potter | 1660 | 5 |  | 2023 | ARP, RGGI, SIPNOX | 609565 | 1 | NPCC | Norfolk County | MA021 | 21 | Electric Utility | 42.235 | -70.9672 | Town of Braintree Electric Light Department (Owner),Town of Braintree Electric Light Department (Operator) | Phase 2 |  | Combustion turbine | Pipeline Natural Gas | Diesel Oil |  | Water Injection,Ammonia Injection,Selective Catalytic Reduction |  |  | 2009-04-21 | Operating | 565 | WAT2 (58) | 1660 5 | 58 | Y
MA | Waters River | 1678 | 2 | CP1 | 2023 | RGGI, SIPNOX | 609229 | 1 |  | Essex County | MA009 | 9 | Electric Utility | 42.5428 | -70.9236 | Peabody Municipal Light Plant (Owner),Peabody Municipal Light Plant (Operator) |  |  | Combustion turbine | Pipeline Natural Gas | Diesel Oil |  | Water Injection |  |  | 1990-11-05 | Operating | 485.9 | 2 (49.9) | 1678 2 | 49.9
MA | Cleary Flood | 1682 | 9 |  | 2023 | ARP, RGGI, SIPNOX | 609267 | 1 | NPCC | Bristol County | MA005 | 5 | Electric Utility | 41.8653 | -71.1061 | Hudson Light and Power Department (Owner),North Attleborough Electric Dept. (Owner),Taunton Municipal Lighting Plant (Owner),Taunton Municipal Lighting Plant (Operator) | Phase 2 |  | Other boiler | Pipeline Natural Gas | Diesel Oil |  | Low NOx Burner Technology w/ Overfire Air |  |  | 1975-07-01 | Operating | 1334 | 9A (23), CA9 (95) | 1682 9 | 118
MI | Dan E Karn | 1702 | 1 |  | 2023 | ARP, CSNOX, CSOSG3, CSSO2G1, MATS | 607360 | 5 |  | Bay County | MI017 | 17 | Electric Utility | 43.6425 | -83.8431 | Consumers Energy Company (Owner),Consumers Energy Company (Operator) | Phase 2 | Phase 2 Group 1 | Tangentially-fired | Coal | Diesel Oil | Dry Lime FGD | Selective Catalytic Reduction | Baghouse | Halogenated PAC Sorbent Injection | 1956-07-01 | Operating (Retired 06/01/2023) | 3400 | 1 (265) | 1702 1 | 265 | Y
MI | Dan E Karn | 1702 | 2 |  | 2023 | ARP, CSNOX, CSOSG3, CSSO2G1, MATS | 607360 | 5 |  | Bay County | MI017 | 17 | Electric Utility | 43.6425 | -83.8431 | Consumers Energy Company (Owner),Consumers Energy Company (Operator) | Phase 2 | Phase 2 Group 1 | Dry bottom wall-fired boiler | Coal | Diesel Oil | Dry Lime FGD | Low NOx Burner Technology w/ Overfire Air,Selective Catalytic Reduction | Baghouse | Halogenated PAC Sorbent Injection | 1956-07-01 | Operating (Retired 06/01/2023) | 3100 | 2 (265) | 1702 2 | 265 | Y
MI | Dan E Karn | 1702 | 3 | CS0009 | 2023 | ARP, CSNOX, CSOSG3, CSSO2G1 | 607360 | 5 |  | Bay County | MI017 | 17 | Electric Utility | 43.6425 | -83.8431 | Consumers Energy Company (Owner),Consumers Energy Company (Operator) | Phase 2 |  | Dry bottom wall-fired boiler | Pipeline Natural Gas | Residual Oil |  | Low NOx Burner Technology (Dry Bottom only) |  |  | 1974-01-01 | Operating | 10856.4 | 3 (605) | 1702 3 | 605
MI | Dan E Karn | 1702 | 4 | CS0009 | 2023 | ARP, CSNOX, CSOSG3, CSSO2G1 | 607360 | 5 |  | Bay County | MI017 | 17 | Electric Utility | 43.6425 | -83.8431 | Consumers Energy Company (Owner),Consumers Energy Company (Operator) | Phase 2 |  | Dry bottom wall-fired boiler | Pipeline Natural Gas | Residual Oil |  | Low NOx Burner Technology (Dry Bottom only) |  |  | 1977-01-01 | Operating | 11475.5 | 4 (626.3) | 1702 4 | 626.3
MI | J H Campbell | 1710 | 1 |  | 2023 | ARP, CSNOX, CSOSG3, CSSO2G1, MATS | 607360 | 5 |  | Ottawa County | MI139 | 139 | Electric Utility | 42.9103 | -86.2036 | Consumers Energy Company (Owner),Consumers Energy Company (Operator) | Table 1 | Phase 1 Group 1 | Tangentially-fired | Coal |  | Dry Sorbent Injection | Low NOx Burner Technology w/ Closed-coupled/Separated OFA | Baghouse | Halogenated PAC Sorbent Injection | 1962-08-01 | Operating | 3237 | 1 (265) | 1710 1 | 265
MI | J H Campbell | 1710 | 2 |  | 2023 | ARP, CSNOX, CSOSG3, CSSO2G1, MATS | 607360 | 5 |  | Ottawa County | MI139 | 139 | Electric Utility | 42.9103 | -86.2036 | Consumers Energy Company (Owner),Consumers Energy Company (Operator) | Table 1 | Phase 2 Group 2 | Cell burner boiler | Coal |  | Dry Sorbent Injection | Low NOx Cell Burner,Selective Catalytic Reduction | Baghouse | Halogenated PAC Sorbent Injection | 1967-05-01 | Operating | 4270 | 2 (385) | 1710 2 | 385 | Y
MI | J H Campbell | 1710 | 3 |  | 2023 | ARP, CSNOX, CSOSG3, CSSO2G1, MATS | 607360 | 5 |  | Ottawa County | MI139 | 139 | Electric Utility | 42.9103 | -86.2036 | Bay City Electric Light & Power (Owner),Charlevoix Municipal Utilities (Owner),Chelsea Electric & Water Department (Owner),Consumers Energy Company (Owner),Harbor Springs Electricity Dept. (Owner),Hart Board of Power and Light (Owner),Holland Board of Public Works (Owner),Lowell Light & Power Board (Owner),Petoskey Electric Light Department (Owner),Portland Electric Light and Power (Owner),Traverse City Light & Power (Owner),Wolverine Power Supply Cooperative, Inc. (Owner),Michigan Public Power Agency (Owner),Consumers Energy Company (Operator) | Phase 2 | Phase 2 Group 1 | Dry bottom wall-fired boiler | Coal |  | Dry Lime FGD | Low NOx Burner Technology w/ Overfire Air,Selective Catalytic Reduction | Baghouse | Halogenated PAC Sorbent Injection | 1980-06-01 | Operating | 9909.7 | 3 (871) | 1710 3 | 871 | Y
MI | Delray | 1728 | CTG111 |  | 2023 | ARP, CSNOX, CSOSG3, CSSO2G1 | 609535 (Ended Mar 22, 2023), 610607 (Started Mar 22, 2023) | 5 |  | Wayne County | MI163 | 163 | Electric Utility | 42.2947 | -83.1019 | Detroit Edison Company (Owner),Detroit Edison Company (Operator) | Phase 2 |  | Combustion turbine | Pipeline Natural Gas |  |  | Dry Low NOx Burners |  |  | 1999-09-03 | Operating | 1000 | 11-1 (76) | 1728 CTG111 | 76
MI | Delray | 1728 | CTG121 |  | 2023 | ARP, CSNOX, CSOSG3, CSSO2G1 | 609535 (Ended Mar 22, 2023), 610607 (Started Mar 22, 2023) | 5 |  | Wayne County | MI163 | 163 | Electric Utility | 42.2947 | -83.1019 | Detroit Edison Company (Owner),Detroit Edison Company (Operator) | Phase 2 |  | Combustion turbine | Pipeline Natural Gas |  |  | Dry Low NOx Burners |  |  | 1999-12-14 | Operating | 950 | 12-1 (76) | 1728 CTG121 | 76
MI | Hancock Peakers | 1730 | CTG121 |  | 2023 | CSNOX, CSOSG3, CSSO2G1 | 609535 (Ended Mar 22, 2023), 610607 (Started Mar 22, 2023) | 5 | ECAR | Oakland County | MI125 | 125 | Electric Utility | 42.5497 | -83.4425 | Detroit Edison Company (Owner),Detroit Edison Company (Operator) |  |  | Combustion turbine | Pipeline Natural Gas | [5 empty] | 1970-05-21 | Operating | 514.1 | 5 (41.9) | 1730 CTG121 | 41.9
MI | Hancock Peakers | 1730 | CTG122 |  | 2023 | CSNOX, CSOSG3, CSSO2G1 | 609535 (Ended Mar 22, 2023), 610607 (Started Mar 22, 2023) | 5 | ECAR | Oakland County | MI125 | 125 | Electric Utility | 42.5497 | -83.4425 | Detroit Edison Company (Owner),Detroit Edison Company (Operator) |  |  | Combustion turbine | Pipeline Natural Gas | [5 empty] | 1966-04-30 | Operating | 514.1 | 6 (41.9) | 1730 CTG122 | 41.9
MI | Monroe | 1733 | 1 |  | 2023 | ARP, CSNOX, CSOSG3, CSSO2G1, MATS | 609535 (Ended Mar 22, 2023), 610607 (Started Mar 22, 2023) | 5 | ECAR | Monroe County | MI115 | 115 | Electric Utility | 41.8917 | -83.3461 | Detroit Edison Company (Owner),Detroit Edison Company (Operator) | Phase 2 | Phase 2 Group 2 | Cell burner boiler | Coal | Diesel Oil | Wet Limestone | Low NOx Cell Burner,Selective Catalytic Reduction | Electrostatic Precipitator |  | 1971-03-01 | Operating | 8000 | 1 (817.2) | 1733 1 | 817.2 | Y
MI | Monroe | 1733 | 2 |  | 2023 | ARP, CSNOX, CSOSG3, CSSO2G1, MATS | 609535 (Ended Mar 22, 2023), 610607 (Started Mar 22, 2023) | 5 | ECAR | Monroe County | MI115 | 115 | Electric Utility | 41.8917 | -83.3461 | Detroit Edison Company (Owner),Detroit Edison Company (Operator) | Phase 2 | Phase 2 Group 2 | Cell burner boiler | Coal | Diesel Oil | Wet Limestone | Low NOx Cell Burner,Selective Catalytic Reduction | Electrostatic Precipitator |  | 1972-12-01 | Operating | 8220 | 2 (822.6) | 1733 2 | 822.6 | Y
MI | Monroe | 1733 | 3 |  | 2023 | ARP, CSNOX, CSOSG3, CSSO2G1, MATS | 609535 (Ended Mar 22, 2023), 610607 (Started Mar 22, 2023) | 5 | ECAR | Monroe County | MI115 | 115 | Electric Utility | 41.8917 | -83.3461 | Detroit Edison Company (Owner),Detroit Edison Company (Operator) | Phase 2 | Phase 2 Group 2 | Cell burner boiler | Coal | Diesel Oil | Wet Limestone | Low NOx Cell Burner,Selective Catalytic Reduction | Electrostatic Precipitator |  | 1973-02-01 | Operating | 8200 | 3 (822.6) | 1733 3 | 822.6 | Y
MI | Monroe | 1733 | 4 |  | 2023 | ARP, CSNOX, CSOSG3, CSSO2G1, MATS | 609535 (Ended Mar 22, 2023), 610607 (Started Mar 22, 2023) | 5 | ECAR | Monroe County | MI115 | 115 | Electric Utility | 41.8917 | -83.3461 | Detroit Edison Company (Owner),Detroit Edison Company (Operator) | Phase 2 | Phase 2 Group 2 | Cell burner boiler | Coal | Diesel Oil | Wet Limestone | Low NOx Cell Burner,Selective Catalytic Reduction | Electrostatic Precipitator |  | 1974-02-01 | Operating | 8005 | 4 (817.2) | 1733 4 | 817.2 | Y
MI | Wyandotte | 1866 | 5 |  | 2023 | ARP, CSNOX, CSOSG3, CSSO2G1 | 609379 | 5 | ECAR | Wayne County | MI163 | 163 | Electric Utility | 42.2081 | -83.1453 | Wyandotte Municipal Services (Owner),Wyandotte Municipal Services (Operator) | Phase 2 |  | Stoker | Pipeline Natural Gas | [5 empty] | 1958-06-01 | Operating | 260 | 5 (22), 6 (7.5), 4 (11.5), 7 (32) | 1866 5 | 36.5
MI | Wyandotte | 1866 | 7 |  | 2023 | ARP, CSNOX, CSOSG3, CSSO2G1 | 609379 | 5 | ECAR | Wayne County | MI163 | 163 | Electric Utility | 42.2081 | -83.1453 | Wyandotte Municipal Services (Owner),Wyandotte Municipal Services (Operator) | Phase 2 | Phase 2 Group 1 | Dry bottom wall-fired boiler | Pipeline Natural Gas |  |  | Low NOx Burner Technology (Dry Bottom only) | Electrostatic Precipitator |  | 1982-07-15 | Operating | 439 | 5 (22), 6 (7.5), 7 (32), 4 (11.5) | 1866 7 | 36.5
MN | Laskin Energy Center | 1891 | 1 | CS0001 | 2023 | ARP, CSNOX, CSSO2G2 | 610522 | 5 | MAPP | St. Louis County | MN137 | 137 | Electric Utility | 47.5306 | -92.1619 | Minnesota Power, Inc. (Owner),Minnesota Power, Inc. (Operator) | Phase 2 | Phase 2 Group 1 | Tangentially-fired | Natural Gas |  |  | Low NOx Burner Technology w/ Separated OFA |  |  | 1953-04-29 | Operating | 660 | 1 (58) | 1891 1 | 58
MN | Laskin Energy Center | 1891 | 2 | CS0001 | 2023 | ARP, CSNOX, CSSO2G2 | 610522 | 5 | MAPP | St. Louis County | MN137 | 137 | Electric Utility | 47.5306 | -92.1619 | Minnesota Power, Inc. (Owner),Minnesota Power, Inc. (Operator) | Phase 2 | Phase 2 Group 1 | Tangentially-fired | Natural Gas |  |  | Low NOx Burner Technology w/ Separated OFA |  |  | 1953-08-29 | Operating | 660 | 2 (58) | 1891 2 | 58
MN | Boswell Energy Center | 1893 | 3 |  | 2023 | ARP, CSNOX, CSSO2G2, MATS | 610522 | 5 | MAPP | Itasca County | MN061 | 61 | Electric Utility | 47.2603 | -93.6531 | Minnesota Power, Inc. (Owner),Minnesota Power, Inc. (Operator) | Phase 2 | Early Election | Tangentially-fired | Coal | Pipeline Natural Gas | Wet Limestone | Low NOx Burner Technology w/ Separated OFA,Ammonia Injection,Selective Catalytic Reduction | Baghouse | Untreated PAC Sorbent Injection | 1973-02-01 | Operating | 4500 | 3 (364.5) | 1893 3 | 364.5 | Y
MN | Boswell Energy Center | 1893 | 4 |  | 2023 | ARP, CSNOX, CSSO2G2, MATS | 610522 | 5 | MAPP | Itasca County | MN061 | 61 | Electric Utility | 47.2603 | -93.6531 | Wisconsin Public Power Inc (Owner),Minnesota Power, Inc. (Owner),Minnesota Power, Inc. (Operator) | Phase 2 | Phase 2 Group 1 | Tangentially-fired | Coal |  | Dry Sorbent Injection | Selective Non-catalytic Reduction,Low NOx Burner Technology w/ Closed-coupled/Separated OFA | Baghouse | Halogenated PAC Sorbent Injection | 1980-05-01 | Operating | 7000 | 4 (558) | 1893 4 | 558 | Y
MN | Hibbard Energy Center | 1897 | 3 | CS0001 | 2023 | ARP, CSNOX, CSSO2G2 | 610522 | 5 | MAPP | St. Louis County | MN137 | 137 | Cogeneration | 46.7356 | -92.1531 | Minnesota Power, Inc. (Owner),Minnesota Power, Inc. (Operator) | Phase 2 |  | Stoker | Wood | Coal |  |  | Electrostatic Precipitator |  | 1949-07-01 | Operating | 686 | 3 (35.3) | 1897 3 | 35.3
MN | Hibbard Energy Center | 1897 | 4 | CS0001 | 2023 | ARP, CSNOX, CSSO2G2 | 610522 | 5 | MAPP | St. Louis County | MN137 | 137 | Cogeneration | 46.7356 | -92.1531 | Minnesota Power, Inc. (Owner),Minnesota Power, Inc. (Operator) | Phase 2 |  | Stoker | Wood | Coal |  |  | Electrostatic Precipitator |  | 1951-03-01 | Operating | 661 | 4 (37.5) | 1897 4 | 37.5
MN | Black Dog | 1904 | 5 |  | 2023 | ARP, CSNOX, CSSO2G2 | 608123 | 5 | MAPP | Dakota County | MN037 | 37 | Electric Utility | 44.8108 | -93.2501 | Northern States Power (Xcel Energy) (Owner),Northern States Power (Xcel Energy) (Operator) | Phase 2 |  | Combined cycle | Pipeline Natural Gas |  |  | Selective Catalytic Reduction |  |  | 2002-06-14 | Operating | 2900 | 2 (137), 5 (187.9), 2 (137) | 1904 5 | 461.9 | Y
MN | Black Dog | 1904 | 6 |  | 2023 | ARP, CSNOX, CSSO2G2 | 608123 | 5 | MAPP | Dakota County | MN037 | 37 | Electric Utility | 44.8108 | -93.2501 | Northern States Power (Xcel Energy) (Owner),Northern States Power (Xcel Energy) (Operator) | Phase 2 |  | Combustion turbine | Pipeline Natural Gas | [5 empty] | 2018-03-21 | Operating | 2420 | 6-1 (215) | 1904 6 | 215
MN | High Bridge | 1912 | 7 |  | 2023 | ARP, CSNOX, CSSO2G2 | 608123 | 5 | MAPP | Ramsey County | MN123 | 123 | Electric Utility | 44.9331 | -93.1075 | Xcel Energy (Owner),Xcel Energy (Operator) | Phase 2 |  | Combined cycle | Pipeline Natural Gas |  |  | Dry Low NOx Burners,Selective Catalytic Reduction |  |  | 2008-02-13 | Operating | 2400 | 7 (196), 9 (250) | 1912 7 | 321 | Y
MN | High Bridge | 1912 | 8 |  | 2023 | ARP, CSNOX, CSSO2G2 | 608123 | 5 | MAPP | Ramsey County | MN123 | 123 | Electric Utility | 44.9331 | -93.1075 | Xcel Energy (Owner),Xcel Energy (Operator) | Phase 2 |  | Combined cycle | Pipeline Natural Gas |  |  | Dry Low NOx Burners,Selective Catalytic Reduction |  |  | 2008-02-27 | Operating | 2400 | 9 (250), 8 (196) | 1912 8 | 321 | Y
MN | Inver Hills | 1913 | 1 |  | 2023 | CSNOX, CSSO2G2 | 608123 | 5 | MAPP | Dakota County | MN037 | 37 | Electric Utility | 44.781 | -93.042 | Northern States Power (Xcel Energy) (Owner),Northern States Power (Xcel Energy) (Operator) |  |  | Combustion turbine | Pipeline Natural Gas | Diesel Oil |  |  |  |  | 1972-01-01 | Operating | 852.5 | 1 (54.4) | 1913 1 | 54.4
MN | Inver Hills | 1913 | 2 |  | 2023 | CSNOX, CSSO2G2 | 608123 | 5 | MAPP | Dakota County | MN037 | 37 | Electric Utility | 44.781 | -93.042 | Northern States Power (Xcel Energy) (Owner),Northern States Power (Xcel Energy) (Operator) |  |  | Combustion turbine | Pipeline Natural Gas | Diesel Oil |  |  |  |  | 1972-01-01 | Operating | 728.4 | 2 (54.4) | 1913 2 | 54.4
MN | Inver Hills | 1913 | 3 |  | 2023 | CSNOX, CSSO2G2 | 608123 | 5 | MAPP | Dakota County | MN037 | 37 | Electric Utility | 44.781 | -93.042 | Northern States Power (Xcel Energy) (Owner),Northern States Power (Xcel Energy) (Operator) |  |  | Combustion turbine | Pipeline Natural Gas | Diesel Oil |  |  |  |  | 1972-01-01 | Operating | 761.6 | 3 (54.4) | 1913 3 | 54.4
MN | Inver Hills | 1913 | 4 |  | 2023 | CSNOX, CSSO2G2 | 608123 | 5 | MAPP | Dakota County | MN037 | 37 | Electric Utility | 44.781 | -93.042 | Northern States Power (Xcel Energy) (Owner),Northern States Power (Xcel Energy) (Operator) |  |  | Combustion turbine | Pipeline Natural Gas | Diesel Oil |  |  |  |  | 1972-01-01 | Operating | 779.3 | 4 (54.4) | 1913 4 | 54.4
MN | Inver Hills | 1913 | 5 |  | 2023 | CSNOX, CSSO2G2 | 608123 | 5 | MAPP | Dakota County | MN037 | 37 | Electric Utility | 44.781 | -93.042 | Northern States Power (Xcel Energy) (Owner),Northern States Power (Xcel Energy) (Operator) |  |  | Combustion turbine | Pipeline Natural Gas | Diesel Oil |  |  |  |  | 1972-01-01 | Operating | 727.5 | 5 (54.4) | 1913 5 | 54.4
MN | Inver Hills | 1913 | 6 |  | 2023 | CSNOX, CSSO2G2 | 608123 | 5 | MAPP | Dakota County | MN037 | 37 | Electric Utility | 44.781 | -93.042 | Northern States Power (Xcel Energy) (Owner),Northern States Power (Xcel Energy) (Operator) |  |  | Combustion turbine | Pipeline Natural Gas | Diesel Oil |  |  |  |  | 1972-01-01 | Operating | 779.1 | 6 (54.4) | 1913 6 | 54.4
MN | Allen S King | 1915 | 1 |  | 2023 | ARP, CSNOX, CSSO2G2, MATS | 608123 | 5 | MAPP | Washington County | MN163 | 163 | Electric Utility | 45.03 | -92.7786 | Northern States Power (Xcel Energy) (Owner),Northern States Power (Xcel Energy) (Operator) | Phase 2 | Phase 2 Group 2 | Cyclone boiler | Coal |  | Dry Lime FGD | Overfire Air,Selective Catalytic Reduction | Baghouse,Electrostatic Precipitator | Halogenated PAC Sorbent Injection | 1968-02-01 | Operating | 7530 | 1 (598.4) | 1915 1 | 598.4 | Y
MN | Riverside (1927) | 1927 | 9 |  | 2023 | ARP, CSNOX, CSSO2G2 | 608123 | 5 | MAPP | Hennepin County | MN053 | 53 | Electric Utility | 45.0203 | -93.2753 | Northern States Power (Xcel Energy) (Owner),Northern States Power (Xcel Energy) (Operator) | Phase 2 |  | Combined cycle | Pipeline Natural Gas |  |  | Dry Low NOx Burners,Selective Catalytic Reduction |  |  | 2008-12-17 | Operating | 1975 | 9 (192.1), ST7 (165) | 1927 9 | 274.6 | Y
MN | Riverside (1927) | 1927 | 10 |  | 2023 | ARP, CSNOX, CSSO2G2 | 608123 | 5 | MAPP | Hennepin County | MN053 | 53 | Electric Utility | 45.0203 | -93.2753 | Northern States Power (Xcel Energy) (Owner),Northern States Power (Xcel Energy) (Operator) | Phase 2 |  | Combined cycle | Pipeline Natural Gas |  |  | Dry Low NOx Burners,Selective Catalytic Reduction |  |  | 2008-12-13 | Operating | 1975 | ST7 (165), 10 (192.1) | 1927 10 | 274.6 | Y
MN | New Ulm | 2001 | 7 |  | 2023 | CSNOX, CSSO2G2 | 609385 (Ended Apr 19, 2023), 609386 (Started Apr 19, 2023) | 5 | MAPP | Brown County | MN015 | 15 | Electric Utility | 44.3159 | -94.4578 | City of New Ulm (Owner),New Ulm Public Utilities (Operator) |  |  | Combustion turbine | Diesel Oil |  |  | Water Injection |  |  | 2001-05-21 | Operating | 350 | 7 (26) | 2001 7 | 26
MN | Cambridge Station | 2038 | 1 |  | 2023 | CSNOX, CSSO2G2 | 607684 | 5 | MAPP | Isanti County | MN059 | 59 | Electric Utility | 45.601 | -93.2081 | Great River Energy (Owner),Great River Energy (Operator) |  |  | Combustion turbine | Diesel Oil | [5 empty] | 1978-04-12 | Operating | 363.3 | 1 (29) | 2038 1 | 29
MN | Cambridge Station | 2038 | 2 |  | 2023 | ARP, CSNOX, CSSO2G2 | 607684 | 5 | MAPP | Isanti County | MN059 | 59 | Electric Utility | 45.601 | -93.2081 | Great River Energy (Owner),Great River Energy (Operator) | Phase 2 |  | Combustion turbine | Pipeline Natural Gas |  |  | Dry Low NOx Burners |  |  | 2007-05-03 | Operating | 1885 | 2 (224) | 2038 2 | 224
MN | Elk River | 2039 | ERPS11 |  | 2023 | ARP, CSNOX, CSSO2G2 | 607684 | 5 | MAPP | Sherburne County | MN141 | 141 | Electric Utility | 45.2958 | -93.5542 | Great River Energy (Owner),Great River Energy (Operator) | Phase 2 |  | Combustion turbine | Pipeline Natural Gas | Diesel Oil |  | Dry Low NOx Burners |  |  | 2009-06-13 | Operating | 2269 | CT (225) | 2039 ERPS11 | 225
MN | Maple Lake Station | 2042 | 1 |  | 2023 | CSNOX, CSSO2G2 | 607684 | 5 | MAPP | Wright County | MN171 | 171 | Electric Utility | 45.229 | -94.0097 | Great River Energy (Owner),Great River Energy (Operator) |  |  | Combustion turbine | Diesel Oil | [5 empty] | 1978-04-26 | Operating | 363.3 | 5A (29.3) | 2042 1 | 29.3
MS | Chevron Cogenerating Station | 2047 | 5 |  | 2023 | ARP, CSOSG2 | 610389 | 4 | SERC | Jackson County | MS059 | 59 | Cogeneration | 30.34 | -88.492 | Mississippi Power Company (Owner),Mississippi Power Company (Operator) | Phase 2 |  | Combustion turbine | Natural Gas |  |  | Dry Low NOx Burners |  |  | 1994-05-14 | Operating | 1096 | 5 (74.6) | 2047 5 | 74.6
MS | Watson Electric Generating Plant | 2049 | 4 |  | 2023 | ARP, CSOSG2 | 610389 | 4 | SERC | Harrison County | MS047 | 47 | Electric Utility | 30.4408 | -89.0265 | Mississippi Power Company (Owner),Mississippi Power Company (Operator) | Table 1 | Phase 1 Group 1 | Dry bottom wall-fired boiler | Pipeline Natural Gas |  |  | Low NOx Burner Technology (Dry Bottom only) | Electrostatic Precipitator |  | 1968-07-20 | Operating | 2526 | 4 (250) | 2049 4 | 250
MS | Watson Electric Generating Plant | 2049 | 5 |  | 2023 | ARP, CSOSG2 | 610389 | 4 | SERC | Harrison County | MS047 | 47 | Electric Utility | 30.4408 | -89.0265 | Mississippi Power Company (Owner),Mississippi Power Company (Operator) | Table 1 | Phase 1 Group 1 | Dry bottom wall-fired boiler | Pipeline Natural Gas |  |  | Low NOx Burner Technology (Dry Bottom only) | Electrostatic Precipitator |  | 1973-05-31 | Operating | 5095 | 5 (500) | 2049 5 | 500
MS | Baxter Wilson | 2050 | 1 |  | 2023 | ARP | 609775 (Ended Mar 31, 2023), 610584 (Started Mar 31, 2023) | 4 | SPP | Warren County | MS149 | 149 | Electric Utility | 32.2831 | -90.9306 | Entergy Corporation (Owner),Entergy Corporation (Operator) | Phase 2 |  | Tangentially-fired | Pipeline Natural Gas | Residual Oil |  |  |  |  | 1966-10-01 | Operating (Retired 03/30/2023) | 5585 | 1 (544.6) | 2050 1 | 544.6
MS | Moselle Generation Complex | 2070 | 3 |  | 2023 | ARP, CSOSG2 | 609473 | 4 | SERC | Jones County | MS067 | 67 | Electric Utility | 31.5289 | -89.2992 | Cooperative Energy (Owner),Cooperative Energy (Operator) | Phase 2 |  | Dry bottom wall-fired boiler | Pipeline Natural Gas | Diesel Oil |  |  |  |  | 1970-08-01 | Operating | 725 | 3 (65) | 2070 3 | 65
MS | Moselle Generation Complex | 2070 | 5 |  | 2023 | ARP, CSOSG2 | 609473 | 4 | SERC | Jones County | MS067 | 67 | Electric Utility | 31.5289 | -89.2992 | Cooperative Energy (Owner),Cooperative Energy (Operator) | Phase 2 |  | Combustion turbine | Pipeline Natural Gas |  |  | Dry Low NOx Burners |  |  | 2006-03-02 | Operating | 1143.3 | 5 (95) | 2070 5 | 95
MS | Moselle Generation Complex | 2070 | 6 |  | 2023 | ARP, CSOSG2 | 609473 | 4 | SERC | Jones County | MS067 | 67 | Electric Utility | 31.5289 | -89.2992 | Cooperative Energy (Owner),Cooperative Energy (Operator) | Phase 2 |  | Combined cycle | Pipeline Natural Gas |  |  | Dry Low NOx Burners,Selective Catalytic Reduction |  |  | 2011-10-12 | Operating | 1540 | GTG1 (138), 1 (65) | 2070 6 | 203 | Y
MS | Moselle Generation Complex | 2070 | 7 |  | 2023 | ARP, CSOSG2 | 609473 | 4 | SERC | Jones County | MS067 | 67 | Electric Utility | 31.5289 | -89.2992 | Cooperative Energy (Owner),Cooperative Energy (Operator) | Phase 2 |  | Combined cycle | Pipeline Natural Gas |  |  | Dry Low NOx Burners,Selective Catalytic Reduction |  |  | 2011-09-24 | Operating | 1540 | 2 (65), GTG2 (138) | 2070 7 | 203 | Y
MS | Moselle Generation Complex | 2070 | **4 |  | 2023 | ARP, CSOSG2 | 609473 | 4 | SERC | Jones County | MS067 | 67 | Electric Utility | 31.5289 | -89.2992 | Cooperative Energy (Owner),Cooperative Energy (Operator) | Phase 2 |  | Combustion turbine | Pipeline Natural Gas | Diesel Oil |  | Dry Low NOx Burners |  |  | 1997-06-01 | Operating | 1200 | 4 (90) | 2070 **4 | 90
MO | Hawthorn | 2079 | 6 |  | 2023 | ARP, CSNOX, CSOSG2, CSSO2G1 | 605879 | 7 | SPP | Jackson County | MO095 | 95 | Electric Utility | 39.1306 | -94.4778 | Evergy, Inc. (Owner),Evergy, Inc. (Operator) | Phase 2 |  | Combustion turbine | Pipeline Natural Gas |  |  | Other |  |  | 1997-10-21 | Operating | 1602 | 6 (164) | 2079 6 | 164
MO | Hawthorn | 2079 | 7 |  | 2023 | ARP, CSNOX, CSOSG2, CSSO2G1 | 605879 | 7 | SPP | Jackson County | MO095 | 95 | Electric Utility | 39.1306 | -94.4778 | Evergy, Inc. (Owner),Evergy, Inc. (Operator) | Phase 2 |  | Combustion turbine | Pipeline Natural Gas |  |  | Other |  |  | 2000-05-31 | Operating | 925 | 7 (85) | 2079 7 | 85
MO | Hawthorn | 2079 | 8 |  | 2023 | ARP, CSNOX, CSOSG2, CSSO2G1 | 605879 | 7 | SPP | Jackson County | MO095 | 95 | Electric Utility | 39.1306 | -94.4778 | Evergy, Inc. (Owner),Evergy, Inc. (Operator) | Phase 2 |  | Combustion turbine | Pipeline Natural Gas |  |  | Other |  |  | 2000-06-14 | Operating | 925 | 8 (85) | 2079 8 | 85
MO | Hawthorn | 2079 | 9 |  | 2023 | ARP, CSNOX, CSOSG2, CSSO2G1 | 605879 | 7 | SPP | Jackson County | MO095 | 95 | Electric Utility | 39.1306 | -94.4778 | Evergy, Inc. (Owner),Evergy, Inc. (Operator) | Phase 2 |  | Combined cycle | Pipeline Natural Gas |  |  | Selective Catalytic Reduction |  |  | 2000-07-15 | Operating | 2439 | 9 (140) | 2079 9 | 140 | Y
MO | Hawthorn | 2079 | 5A |  | 2023 | ARP, CSNOX, CSOSG2, CSSO2G1, MATS | 605879 | 7 | SPP | Jackson County | MO095 | 95 | Electric Utility | 39.1306 | -94.4778 | Evergy, Inc. (Owner),Evergy, Inc. (Operator) | Phase 2 |  | Dry bottom wall-fired boiler | Coal |  | Dry Lime FGD | Low NOx Burner Technology w/ Overfire Air,Selective Catalytic Reduction | Baghouse | Halogenated PAC Sorbent Injection | 2001-05-11 | Operating | 7179 | 5 (550) | 2079 5A | 550 | Y
MO | Northeast Generating Station | 2081 | 11 |  | 2023 | CSNOX, CSOSG2, CSSO2G1 | 605879 | 7 |  | Jackson County | MO095 | 95 | Electric Utility | 39.1231 | -94.5605 | Evergy, Inc. (Owner),Evergy, Inc. (Operator) |  |  | Combustion turbine | Diesel Oil | [5 empty] | 1972-05-30 | Operating | 1000 | 11 (64) | 2081 11 | 64
MO | Northeast Generating Station | 2081 | 12 |  | 2023 | CSNOX, CSOSG2, CSSO2G1 | 605879 | 7 |  | Jackson County | MO095 | 95 | Electric Utility | 39.1231 | -94.5605 | Evergy, Inc. (Owner),Evergy, Inc. (Operator) |  |  | Combustion turbine | Diesel Oil | [5 empty] | 1972-05-30 | Operating | 1000 | 12 (64) | 2081 12 | 64
MO | Northeast Generating Station | 2081 | 13 |  | 2023 | CSNOX, CSOSG2, CSSO2G1 | 605879 | 7 |  | Jackson County | MO095 | 95 | Electric Utility | 39.1231 | -94.5605 | Evergy, Inc. (Owner),Evergy, Inc. (Operator) |  |  | Combustion turbine | Diesel Oil | [5 empty] | 1976-06-25 | Operating | 1000 | 13 (64) | 2081 13 | 64
MO | Northeast Generating Station | 2081 | 14 |  | 2023 | CSNOX, CSOSG2, CSSO2G1 | 605879 | 7 |  | Jackson County | MO095 | 95 | Electric Utility | 39.1231 | -94.5605 | Evergy, Inc. (Owner),Evergy, Inc. (Operator) |  |  | Combustion turbine | Diesel Oil | [5 empty] | 1976-05-28 | Operating | 1000 | 14 (64) | 2081 14 | 64
MO | Northeast Generating Station | 2081 | 15 |  | 2023 | CSNOX, CSOSG2, CSSO2G1 | 605879 | 7 |  | Jackson County | MO095 | 95 | Electric Utility | 39.1231 | -94.5605 | Evergy, Inc. (Owner),Evergy, Inc. (Operator) |  |  | Combustion turbine | Diesel Oil | [5 empty] | 1975-05-28 | Operating | 1000 | 15 (64) | 2081 15 | 64
MO | Northeast Generating Station | 2081 | 16 |  | 2023 | CSNOX, CSOSG2, CSSO2G1 | 605879 | 7 |  | Jackson County | MO095 | 95 | Electric Utility | 39.1231 | -94.5605 | Evergy, Inc. (Owner),Evergy, Inc. (Operator) |  |  | Combustion turbine | Diesel Oil | [5 empty] | 1975-05-28 | Operating | 1000 | 16 (64) | 2081 16 | 64
MO | Northeast Generating Station | 2081 | 17 |  | 2023 | CSNOX, CSOSG2, CSSO2G1 | 605879 | 7 |  | Jackson County | MO095 | 95 | Electric Utility | 39.1231 | -94.5605 | Evergy, Inc. (Owner),Evergy, Inc. (Operator) |  |  | Combustion turbine | Diesel Oil | [5 empty] | 1977-05-31 | Operating | 1000 | 17 (64) | 2081 17 | 64
MO | Northeast Generating Station | 2081 | 18 |  | 2023 | CSNOX, CSOSG2, CSSO2G1 | 605879 | 7 |  | Jackson County | MO095 | 95 | Electric Utility | 39.1231 | -94.5605 | Evergy, Inc. (Owner),Evergy, Inc. (Operator) |  |  | Combustion turbine | Diesel Oil | [5 empty] | 1977-05-31 | Operating | 1000 | 18 (64) | 2081 18 | 64
MO | Fairgrounds | 2082 | CT01 |  | 2023 | CSNOX, CSOSG2, CSSO2G1 | 607655 | 7 |  | Cole County | MO051 | 51 | Electric Utility | 38.5935 | -92.2203 | Union Electric Company (Owner),Union Electric Company (Operator) |  |  | Combustion turbine | Diesel Oil | [5 empty] | 1974-01-01 | Operating | 891 | 1 (68) | 2082 CT01 | 68
MO | Ralph Green Station | 2092 | 3 |  | 2023 | CSNOX, CSOSG2, CSSO2G1 | 605879 | 7 |  | Cass County | MO037 | 37 | Electric Utility | 38.7865 | -94.2768 | Evergy, Inc. (Owner),Evergy, Inc. (Operator) |  |  | Combustion turbine | Pipeline Natural Gas |  |  | Water Injection |  |  | 1981-06-01 | Operating | 1187 | RG3 (71) | 2092 3 | 71
MO | Lake Road | 2098 | 6 |  | 2023 | ARP, CSNOX, CSOSG2, CSSO2G1 | 605879 | 7 | SPP | Buchanan County | MO021 | 21 | Electric Utility | 39.7246 | -94.8773 | Evergy, Inc. (Owner),Evergy, Inc. (Operator) | Phase 2 |  | Cyclone boiler | Pipeline Natural Gas |  |  | Overfire Air |  |  | 1966-06-01 | Operating | 1571 | 4 (90) | 2098 6 | 90
MO | Lake Road | 2098 | GT5 |  | 2023 | CSNOX, CSOSG2, CSSO2G1 | 605879 | 7 | SPP | Buchanan County | MO021 | 21 | Electric Utility | 39.7246 | -94.8773 | Evergy, Inc. (Owner),Evergy, Inc. (Operator) |  |  | Combustion turbine | Pipeline Natural Gas | Diesel Oil |  |  |  |  | 1973-06-15 | Operating | 867 | 5 (85) | 2098 GT5 | 85
MO | Labadie | 2103 | 1 |  | 2023 | ARP, CSNOX, CSOSG2, CSSO2G1, MATS | 607655 | 7 |  | Franklin County | MO071 | 71 | Electric Utility | 38.5583 | -90.8361 | Union Electric Company (Owner),Union Electric Company (Operator) | Table 1 | Phase 1 Group 1 | Tangentially-fired | Coal |  |  | Low NOx Burner Technology w/ Closed-coupled/Separated OFA | Electrostatic Precipitator | Halogenated PAC Sorbent Injection | 1970-05-01 | Operating | 6183 | 1 (573.8) | 2103 1 | 573.8
MO | Labadie | 2103 | 2 |  | 2023 | ARP, CSNOX, CSOSG2, CSSO2G1, MATS | 607655 | 7 |  | Franklin County | MO071 | 71 | Electric Utility | 38.5583 | -90.8361 | Union Electric Company (Owner),Union Electric Company (Operator) | Table 1 | Phase 1 Group 1 | Tangentially-fired | Coal |  |  | Low NOx Burner Technology w/ Closed-coupled/Separated OFA | Electrostatic Precipitator | Halogenated PAC Sorbent Injection | 1971-04-01 | Operating | 6183 | 2 (573.8) | 2103 2 | 573.8
MO | Labadie | 2103 | 3 |  | 2023 | ARP, CSNOX, CSOSG2, CSSO2G1, MATS | 607655 | 7 |  | Franklin County | MO071 | 71 | Electric Utility | 38.5583 | -90.8361 | Union Electric Company (Owner),Union Electric Company (Operator) | Table 1 | Phase 1 Group 1 | Tangentially-fired | Coal |  |  | Low NOx Burner Technology w/ Closed-coupled/Separated OFA | Electrostatic Precipitator | Halogenated PAC Sorbent Injection | 1972-07-01 | Operating | 6107 | 3 (621) | 2103 3 | 621
MO | Labadie | 2103 | 4 |  | 2023 | ARP, CSNOX, CSOSG2, CSSO2G1, MATS | 607655 | 7 |  | Franklin County | MO071 | 71 | Electric Utility | 38.5583 | -90.8361 | Union Electric Company (Owner),Union Electric Company (Operator) | Table 1 | Phase 1 Group 1 | Tangentially-fired | Coal |  |  | Low NOx Burner Technology w/ Closed-coupled/Separated OFA | Electrostatic Precipitator | Halogenated PAC Sorbent Injection | 1973-06-01 | Operating | 6107 | 4 (621) | 2103 4 | 621
MO | Sioux | 2107 | 1 |  | 2023 | ARP, CSNOX, CSOSG2, CSSO2G1, MATS | 607655 | 7 |  | St. Charles County | MO183 | 183 | Electric Utility | 38.9158 | -90.2917 | Union Electric Company (Owner),Union Electric Company (Operator) | Table 1 | Phase 2 Group 2 | Cyclone boiler | Coal |  | Wet Limestone | Overfire Air,Other | Wet Scrubber,Electrostatic Precipitator |  | 1967-03-01 | Operating | 4920 | 1 (549.8) | 2107 1 | 549.8
MO | Sioux | 2107 | 2 |  | 2023 | ARP, CSNOX, CSOSG2, CSSO2G1, MATS | 607655 | 7 |  | St. Charles County | MO183 | 183 | Electric Utility | 38.9158 | -90.2917 | Union Electric Company (Owner),Union Electric Company (Operator) | Table 1 | Phase 2 Group 2 | Cyclone boiler | Coal |  | Wet Limestone | Overfire Air,Other | Wet Scrubber,Electrostatic Precipitator |  | 1968-03-01 | Operating | 4920 | 2 (549.8) | 2107 2 | 549.8
MO | Chillicothe | 2122 | GT1A | CP0 | 2023 | CSNOX, CSOSG2, CSSO2G1 | 608370 | 7 | MAIN | Livingston County | MO117 | 117 | Electric Utility | 39.784 | -93.562 | Chillicothe Municipal Utilities (Owner),Chillicothe Municipal Utilities (Operator) |  |  | Combustion turbine | Pipeline Natural Gas | Diesel Oil |  |  |  |  | 1986-06-01 | Operating | 297 | GT1 (40) | 2122 GT1A | 40
MO | Chillicothe | 2122 | GT1B | CP0 | 2023 | CSNOX, CSOSG2, CSSO2G1 | 608370 | 7 | MAIN | Livingston County | MO117 | 117 | Electric Utility | 39.784 | -93.562 | Chillicothe Municipal Utilities (Owner),Chillicothe Municipal Utilities (Operator) |  |  | Combustion turbine | Pipeline Natural Gas | Diesel Oil |  |  |  |  | 1986-06-01 | Operating | 297 | GT1 (40) | 2122 GT1B | 40
MO | Chillicothe | 2122 | GT2A | CP0 | 2023 | CSNOX, CSOSG2, CSSO2G1 | 608370 | 7 | MAIN | Livingston County | MO117 | 117 | Electric Utility | 39.784 | -93.562 | Chillicothe Municipal Utilities (Owner),Chillicothe Municipal Utilities (Operator) |  |  | Combustion turbine | Pipeline Natural Gas | Diesel Oil |  |  |  |  | 1986-06-01 | Operating | 297 | GT2 (40) | 2122 GT2A | 40
MO | Chillicothe | 2122 | GT2B | CP0 | 2023 | CSNOX, CSOSG2, CSSO2G1 | 608370 | 7 | MAIN | Livingston County | MO117 | 117 | Electric Utility | 39.784 | -93.562 | Chillicothe Municipal Utilities (Owner),Chillicothe Municipal Utilities (Operator) |  |  | Combustion turbine | Pipeline Natural Gas | Diesel Oil |  |  |  |  | 1986-06-01 | Operating | 297 | GT2 (40) | 2122 GT2B | 40
MO | Columbia | 2123 | 6 | CS5 | 2023 | ARP, CSNOX, CSOSG2, CSSO2G1, MATS | 606121 (Ended May 10, 2023), 600862 (Started May 10, 2023) | 7 | SERC | Boone County | MO019 | 19 | Electric Utility | 38.9658 | -92.3175 | City of Columbia (Owner),City of Columbia (Operator) | Phase 2 |  | Stoker | Coal |  |  |  | Baghouse |  | 1957-01-01 | Operating | 260 | 5 (16.5), 8 (35), 7 (22) | 2123 6 | 36.75
MO | Columbia | 2123 | 7 | CS5 | 2023 | ARP, CSNOX, CSOSG2, CSSO2G1, MATS | 606121 (Ended May 10, 2023), 600862 (Started May 10, 2023) | 7 | SERC | Boone County | MO019 | 19 | Electric Utility | 38.9658 | -92.3175 | City of Columbia (Owner),City of Columbia (Operator) | Phase 2 |  | Stoker | Coal |  |  |  | Baghouse |  | 1965-01-01 | Operating | 345 | 5 (16.5), 8 (35), 7 (22) | 2123 7 | 36.75
MO | Columbia | 2123 | 8 |  | 2023 | ARP, CSNOX, CSOSG2, CSSO2G1 | 606121 (Ended May 10, 2023), 600862 (Started May 10, 2023) | 7 | SERC | Boone County | MO019 | 19 | Electric Utility | 38.9658 | -92.3175 | City of Columbia (Owner),City of Columbia (Operator) | Phase 2 |  | Dry bottom wall-fired boiler | Pipeline Natural Gas | [5 empty] | 1970-01-01 | Operating | 490 | 8 (35) | 2123 8 | 35
MO | Higginsville Municipal Power Plant | 2131 | 4A |  | 2023 | CSNOX, CSOSG2, CSSO2G1 | 609185 (Ended Jan 25, 2023), 608461 (Started Jan 25, 2023) | 7 |  | Lafayette County | MO107 | 107 | Electric Utility | 39.0721 | -93.721 | City of Higginsville, MO (Owner),City of Higginsville, MO (Operator) |  |  | Combustion turbine | Pipeline Natural Gas | Diesel Oil |  | Water Injection |  |  | 1996-01-01 | Operating | 283 | 4 (60) | 2131 4A | 60
MO | Higginsville Municipal Power Plant | 2131 | 4B |  | 2023 | CSNOX, CSOSG2, CSSO2G1 | 609185 (Ended Jan 25, 2023), 608461 (Started Jan 25, 2023) | 7 |  | Lafayette County | MO107 | 107 | Electric Utility | 39.0721 | -93.721 | City of Higginsville, MO (Owner),City of Higginsville, MO (Operator) |  |  | Combustion turbine | Pipeline Natural Gas | Diesel Oil |  | Water Injection |  |  | 1996-01-01 | Operating | 283 | 4 (60) | 2131 4B | 60
MO | James River | 2161 | **GT1 |  | 2023 | CSNOX, CSOSG2, CSSO2G1 | 500501 | 7 | SPP | Greene County | MO077 | 77 | Electric Utility | 37.1086 | -93.2592 | City of Springfield, MO (Owner),City of Springfield, MO (Operator) |  |  | Combustion turbine | Natural Gas | Diesel Oil |  | Water Injection |  |  | 1989-04-01 | Operating | 991 | GT1 (96) | 2161 **GT1 | 96
MO | James River | 2161 | **GT2 |  | 2023 | ARP, CSNOX, CSOSG2, CSSO2G1 | 500501 | 7 | SPP | Greene County | MO077 | 77 | Electric Utility | 37.1086 | -93.2592 | City of Springfield, MO (Owner),City of Springfield, MO (Operator) | Phase 2 |  | Combustion turbine | Natural Gas | Diesel Oil |  | Water Injection |  |  | 1992-04-01 | Operating | 973 | GT2 (93) | 2161 **GT2 | 93
MO | New Madrid Power Plant | 2167 | 1 |  | 2023 | ARP, CSNOX, CSOSG2, CSSO2G1, MATS | 606546 | 7 | SPP | New Madrid County | MO143 | 143 | Electric Utility | 36.5147 | -89.5617 | Associated Electric Cooperative, Inc. (Owner),Associated Electric Cooperative, Inc. (Operator) | Table 1 | Phase 2 Group 2 | Cyclone boiler | Coal | Diesel Oil |  | Selective Catalytic Reduction,Overfire Air | Electrostatic Precipitator | Additives to Enhance PAC and Existing Equipment Performance | 1972-12-01 | Operating | 6728 | 1 (600) | 2167 1 | 600 | Y
MO | New Madrid Power Plant | 2167 | 2 |  | 2023 | ARP, CSNOX, CSOSG2, CSSO2G1, MATS | 606546 | 7 | SPP | New Madrid County | MO143 | 143 | Electric Utility | 36.5147 | -89.5617 | Associated Electric Cooperative, Inc. (Owner),Associated Electric Cooperative, Inc. (Operator) | Table 1 | Phase 2 Group 2 | Cyclone boiler | Coal | Diesel Oil |  | Selective Catalytic Reduction,Overfire Air | Electrostatic Precipitator | Additives to Enhance PAC and Existing Equipment Performance | 1977-06-01 | Operating | 6985 | 2 (600) | 2167 2 | 600 | Y
MO | Thomas Hill Energy Center | 2168 | MB1 |  | 2023 | ARP, CSNOX, CSOSG2, CSSO2G1, MATS | 606546 | 7 |  | Randolph County | MO175 | 175 | Electric Utility | 39.5531 | -92.6392 | Associated Electric Cooperative, Inc. (Owner),Associated Electric Cooperative, Inc. (Operator) | Table 1 | Phase 2 Group 2 | Cyclone boiler | Coal | Diesel Oil |  | Overfire Air,Selective Catalytic Reduction | Electrostatic Precipitator | Additives to Enhance PAC and Existing Equipment Performance | 1966-11-30 | Operating | 2065 | 1 (180) | 2168 MB1 | 180 | Y
MO | Thomas Hill Energy Center | 2168 | MB2 |  | 2023 | ARP, CSNOX, CSOSG2, CSSO2G1, MATS | 606546 | 7 |  | Randolph County | MO175 | 175 | Electric Utility | 39.5531 | -92.6392 | Associated Electric Cooperative, Inc. (Owner),Associated Electric Cooperative, Inc. (Operator) | Table 1 | Phase 2 Group 2 | Cyclone boiler | Coal | Diesel Oil |  | Overfire Air,Selective Catalytic Reduction | Electrostatic Precipitator | Additives to Enhance PAC and Existing Equipment Performance | 1969-03-01 | Operating | 3122 | 2 (285) | 2168 MB2 | 285 | Y
MO | Thomas Hill Energy Center | 2168 | MB3 |  | 2023 | ARP, CSNOX, CSOSG2, CSSO2G1, MATS | 606546 | 7 |  | Randolph County | MO175 | 175 | Electric Utility | 39.5531 | -92.6392 | Associated Electric Cooperative, Inc. (Owner),Associated Electric Cooperative, Inc. (Operator) | Phase 2 | Phase 1 Group 1 | Dry bottom wall-fired boiler | Coal | Diesel Oil |  | Overfire Air,Low NOx Burner Technology (Dry Bottom only),Selective Catalytic Reduction | Electrostatic Precipitator | Additives to Enhance PAC and Existing Equipment Performance | 1982-06-01 | Operating | 7823 | 3 (670) | 2168 MB3 | 670 | Y
MT | Glendive Generating Station | 2176 | GT-2 |  | 2023 | ARP | 607438 | 8 | MAPP | Dawson County | MT021 | 21 | Electric Utility | 47.0539 | -104.74 | Montana Dakota Utilities Company (Owner),Montana Dakota Utilities Company (Operator) | Phase 2 |  | Combustion turbine | Pipeline Natural Gas | Diesel Oil |  | Dry Low NOx Burners |  |  | 2003-06-01 | Operating | 420.8 | GT-2 (43) | 2176 GT-2 | 43
NE | Canaday | 2226 | 1 |  | 2023 | ARP, CSNOX, CSSO2G2 | 609180 | 7 |  | Gosper County | NE073 | 73 | Electric Utility | 40.6941 | -99.7005 | Nebraska Public Power District (Owner),Nebraska Public Power District (Operator) | Phase 2 |  | Tangentially-fired | Pipeline Natural Gas | [5 empty] | 1958-05-01 | Operating | 1275 | 1 (108.8) | 2226 1 | 108.8
NE | Lon D Wright Power Plant | 2240 | 8 |  | 2023 | ARP, CSNOX, CSSO2G2, MATS | 609960 | 7 | MAPP | Dodge County | NE053 | 53 | Electric Utility | 41.4275 | -96.4619 | City of Fremont (Owner),City of Fremont (Operator) | Phase 2 | Phase 2 Group 1 | Dry bottom wall-fired boiler | Coal | Pipeline Natural Gas | Wet Limestone | Low NOx Burner Technology (Dry Bottom only) | Baghouse,Electrostatic Precipitator | Halogenated PAC Sorbent Injection | 1976-07-15 | Operating | 1192 | 8 (91.5) | 2240 8 | 91.5
NE | Lon D Wright Power Plant | 2240 | 50T |  | 2023 | ARP, CSNOX, CSSO2G2 | 609960 | 7 | MAPP | Dodge County | NE053 | 53 | Electric Utility | 41.4275 | -96.4619 | City of Fremont (Owner),City of Fremont (Operator) | Phase 2 |  | Combustion turbine | Pipeline Natural Gas | Diesel Oil |  | Dry Low NOx Burners,Water Injection |  |  | 2003-10-17 | Operating | 578.3 | 5OT (42.1) | 2240 50T | 42.1
NE | C W Burdick | 2241 | GT-2 |  | 2023 | ARP, CSNOX, CSSO2G2 | 514 (Ended May 03, 2023), 607758 (Started May 03, 2023) | 7 | MAPP | Hall County | NE079 | 79 | Electric Utility | 40.9228 | -98.3269 | Grand Island Utilities Department (Owner),Grand Island Utilities Department (Operator) | Phase 2 |  | Combustion turbine | Pipeline Natural Gas | Diesel Oil |  | Dry Low NOx Burners,Water Injection |  |  | 2003-03-27 | Operating | 530 | GT2 (46) | 2241 GT-2 | 46
NE | C W Burdick | 2241 | GT-3 |  | 2023 | ARP, CSNOX, CSSO2G2 | 514 (Ended May 03, 2023), 607758 (Started May 03, 2023) | 7 | MAPP | Hall County | NE079 | 79 | Electric Utility | 40.9228 | -98.3269 | Grand Island Utilities Department (Owner),Grand Island Utilities Department (Operator) | Phase 2 |  | Combustion turbine | Pipeline Natural Gas | Diesel Oil |  | Dry Low NOx Burners,Water Injection |  |  | 2003-03-27 | Operating | 530 | GT3 (46) | 2241 GT-3 | 46
NE | J Street | 2250 | 1 |  | 2023 | CSNOX, CSSO2G2 | 608164 | 7 |  | Lancaster County | NE109 | 109 | Electric Utility | 40.8078 | -96.7107 | Lincoln Electric System (Owner),Lincoln Electric System (Operator) |  |  | Combustion turbine | Pipeline Natural Gas | Diesel Oil |  | Water Injection |  |  | 1972-06-01 | Operating | 548.8 | 1 (27) | 2250 1 | 27
NE | Hallam Peaking | 2265 | 1A |  | 2023 | CSNOX, CSSO2G2 | 609180 | 7 |  | Lancaster County | NE109 | 109 | Electric Utility | 40.5587 | -96.7862 | Nebraska Public Power District (Owner),Nebraska Public Power District (Operator) |  |  | Combustion turbine | Pipeline Natural Gas | Diesel Oil |  |  |  |  | 1973-06-01 | Operating | 487 | 1 (56.7) | 2265 1A | 56.7
NE | Hallam Peaking | 2265 | 1B |  | 2023 | CSNOX, CSSO2G2 | 609180 | 7 |  | Lancaster County | NE109 | 109 | Electric Utility | 40.5587 | -96.7862 | Nebraska Public Power District (Owner),Nebraska Public Power District (Operator) |  |  | Combustion turbine | Pipeline Natural Gas | Diesel Oil |  |  |  |  | 1973-06-01 | Operating | 487 | 1 (56.7) | 2265 1B | 56.7
NE | Hebron Peaking | 2266 | 1A |  | 2023 | CSNOX, CSSO2G2 | 609180 | 7 |  | Thayer County | NE169 | 169 | Electric Utility | 40.1879 | -97.5779 | Nebraska Public Power District (Owner),Nebraska Public Power District (Operator) |  |  | Combustion turbine | Diesel Oil | [5 empty] | 1973-06-01 | Operating | 477.7 | 1 (56.7) | 2266 1A | 56.7
NE | Hebron Peaking | 2266 | 1B |  | 2023 | CSNOX, CSSO2G2 | 609180 | 7 |  | Thayer County | NE169 | 169 | Electric Utility | 40.1879 | -97.5779 | Nebraska Public Power District (Owner),Nebraska Public Power District (Operator) |  |  | Combustion turbine | Diesel Oil | [5 empty] | 1973-06-01 | Operating | 477.7 | 1 (56.7) | 2266 1B | 56.7
NE | McCook Peaking | 2271 | 1A |  | 2023 | CSNOX, CSSO2G2 | 609180 | 7 |  | Red Willow County | NE145 | 145 | Electric Utility | 40.2209 | -100.6511 | Nebraska Public Power District (Owner),Nebraska Public Power District (Operator) |  |  | Combustion turbine | Diesel Oil | [5 empty] | 1973-06-01 | Operating | 454.8 | 1 (56.7) | 2271 1A | 56.7
NE | McCook Peaking | 2271 | 1B |  | 2023 | CSNOX, CSSO2G2 | 609180 | 7 |  | Red Willow County | NE145 | 145 | Electric Utility | 40.2209 | -100.6511 | Nebraska Public Power District (Owner),Nebraska Public Power District (Operator) |  |  | Combustion turbine | Diesel Oil | [5 empty] | 1973-06-01 | Operating | 454.8 | 1 (56.7) | 2271 1B | 56.7
NE | Sheldon | 2277 | 1 |  | 2023 | ARP, CSNOX, CSSO2G2, MATS | 609180 | 7 | MAPP | Lancaster County | NE109 | 109 | Electric Utility | 40.5589 | -96.7842 | Lincoln Electric System (Owner),Nebraska Public Power District (Owner),Nebraska Public Power District (Operator) | Phase 2 |  | Cyclone boiler | Coal | Pipeline Natural Gas |  | Overfire Air | Baghouse |  | 1968-07-01 | Operating | 1495.5 | 1 (108.8) | 2277 1 | 108.8
NE | Sheldon | 2277 | 2 |  | 2023 | ARP, CSNOX, CSSO2G2, MATS | 609180 | 7 | MAPP | Lancaster County | NE109 | 109 | Electric Utility | 40.5589 | -96.7842 | Lincoln Electric System (Owner),Nebraska Public Power District (Owner),Nebraska Public Power District (Operator) | Phase 2 |  | Cyclone boiler | Coal | Pipeline Natural Gas |  | Overfire Air | Baghouse |  | 1961-07-01 | Operating | 1619.7 | 2 (119.9) | 2277 2 | 119.9
NE | Jones Street | 2290 | 1 | CP100 | 2023 | CSNOX, CSSO2G2 | 610192 (Ended Aug 22, 2023), 610761 (Started Aug 22, 2023) | 7 | MAPP | Douglas County | NE055 | 55 | Electric Utility | 41.2517 | -95.9235 | Omaha Public Power District (Owner),Omaha Public Power District (Operator) |  |  | Combustion turbine | Diesel Oil | [5 empty] | 1973-06-01 | Operating | 795 | 1 (56.5) | 2290 1 | 56.5
NE | Jones Street | 2290 | 2 | CP100 | 2023 | CSNOX, CSSO2G2 | 610192 (Ended Aug 22, 2023), 610761 (Started Aug 22, 2023) | 7 | MAPP | Douglas County | NE055 | 55 | Electric Utility | 41.2517 | -95.9235 | Omaha Public Power District (Owner),Omaha Public Power District (Operator) |  |  | Combustion turbine | Diesel Oil | [5 empty] | 1973-06-01 | Operating | 795 | 2 (56.5) | 2290 2 | 56.5
NE | North Omaha Station | 2291 | 1 | CS000A | 2023 | ARP, CSNOX, CSSO2G2 | 610192 (Ended Aug 22, 2023), 610761 (Started Aug 22, 2023) | 7 | MAPP | Douglas County | NE055 | 55 | Electric Utility | 41.3297 | -95.9458 | Omaha Public Power District (Owner),Omaha Public Power District (Operator) | Phase 2 | Phase 2 Group 1 | Tangentially-fired | Pipeline Natural Gas |  |  |  | Electrostatic Precipitator |  | 1954-07-01 | Operating | 1010 | 1 (73.5) | 2291 1 | 73.5
NE | North Omaha Station | 2291 | 2 | CS000A | 2023 | ARP, CSNOX, CSSO2G2 | 610192 (Ended Aug 22, 2023), 610761 (Started Aug 22, 2023) | 7 | MAPP | Douglas County | NE055 | 55 | Electric Utility | 41.3297 | -95.9458 | Omaha Public Power District (Owner),Omaha Public Power District (Operator) | Phase 2 | Phase 2 Group 1 | Tangentially-fired | Pipeline Natural Gas |  |  | Low NOx Burner Technology w/ Closed-coupled OFA | Electrostatic Precipitator |  | 1957-04-09 | Operating | 1511 | 2 (108.8) | 2291 2 | 108.8
NE | North Omaha Station | 2291 | 3 | CS000A | 2023 | ARP, CSNOX, CSSO2G2 | 610192 (Ended Aug 22, 2023), 610761 (Started Aug 22, 2023) | 7 | MAPP | Douglas County | NE055 | 55 | Electric Utility | 41.3297 | -95.9458 | Omaha Public Power District (Owner),Omaha Public Power District (Operator) | Phase 2 | Phase 2 Group 1 | Tangentially-fired | Pipeline Natural Gas |  |  | Low NOx Burner Technology w/ Closed-coupled OFA | Electrostatic Precipitator |  | 1959-04-11 | Operating | 1357 | 3 (108.8) | 2291 3 | 108.8
NE | North Omaha Station | 2291 | 4 |  | 2023 | ARP, CSNOX, CSSO2G2, MATS | 610192 (Ended Aug 22, 2023), 610761 (Started Aug 22, 2023) | 7 | MAPP | Douglas County | NE055 | 55 | Electric Utility | 41.3297 | -95.9458 | Omaha Public Power District (Owner),Omaha Public Power District (Operator) | Phase 2 | Early Election | Tangentially-fired | Coal | Natural Gas |  |  | Electrostatic Precipitator | Halogenated PAC Sorbent Injection | 1963-03-15 | Operating | 1691 | 4 (136) | 2291 4 | 136
NE | North Omaha Station | 2291 | 5 |  | 2023 | ARP, CSNOX, CSSO2G2, MATS | 610192 (Ended Aug 22, 2023), 610761 (Started Aug 22, 2023) | 7 | MAPP | Douglas County | NE055 | 55 | Electric Utility | 41.3297 | -95.9458 | Omaha Public Power District (Owner),Omaha Public Power District (Operator) | Phase 2 | Phase 2 Group 1 | Dry bottom wall-fired boiler | Coal | Natural Gas |  | Low NOx Burner Technology (Dry Bottom only) | Electrostatic Precipitator | Halogenated PAC Sorbent Injection | 1968-05-01 | Operating | 2586 | 5 (217.6) | 2291 5 | 217.6
NE | Sarpy County Station | 2292 | 1 |  | 2023 | CSNOX, CSSO2G2 | 610192 (Ended Aug 22, 2023), 610761 (Started Aug 22, 2023) | 7 | MAPP | Sarpy County | NE153 | 153 | Electric Utility | 41.1706 | -95.9692 | Omaha Public Power District (Owner),Omaha Public Power District (Operator) |  |  | Combustion turbine | Diesel Oil | Pipeline Natural Gas |  |  |  |  | 1972-06-01 | Operating | 1001 | 1 (55.4) | 2292 1 | 55.4
NE | Sarpy County Station | 2292 | 2 |  | 2023 | CSNOX, CSSO2G2 | 610192 (Ended Aug 22, 2023), 610761 (Started Aug 22, 2023) | 7 | MAPP | Sarpy County | NE153 | 153 | Electric Utility | 41.1706 | -95.9692 | Omaha Public Power District (Owner),Omaha Public Power District (Operator) |  |  | Combustion turbine | Pipeline Natural Gas | Diesel Oil |  |  |  |  | 1972-06-01 | Operating | 1001 | 2 (55.4) | 2292 2 | 55.4
NE | Sarpy County Station | 2292 | CT3 |  | 2023 | ARP, CSNOX, CSSO2G2 | 610192 (Ended Aug 22, 2023), 610761 (Started Aug 22, 2023) | 7 | MAPP | Sarpy County | NE153 | 153 | Electric Utility | 41.1706 | -95.9692 | Omaha Public Power District (Owner),Omaha Public Power District (Operator) | Phase 2 |  | Combustion turbine | Pipeline Natural Gas | Diesel Oil |  | Dry Low NOx Burners,Water Injection |  |  | 1996-06-01 | Operating | 1418 | 3 (120) | 2292 CT3 | 120
NE | Sarpy County Station | 2292 | CT4A |  | 2023 | ARP, CSNOX, CSSO2G2 | 610192 (Ended Aug 22, 2023), 610761 (Started Aug 22, 2023) | 7 | MAPP | Sarpy County | NE153 | 153 | Electric Utility | 41.1706 | -95.9692 | Omaha Public Power District (Owner),Omaha Public Power District (Operator) | Phase 2 |  | Combustion turbine | Pipeline Natural Gas | Diesel Oil |  | Water Injection |  |  | 2000-05-19 | Operating | 315 | 4 (58.9) | 2292 CT4A | 58.9
NE | Sarpy County Station | 2292 | CT4B |  | 2023 | ARP, CSNOX, CSSO2G2 | 610192 (Ended Aug 22, 2023), 610761 (Started Aug 22, 2023) | 7 | MAPP | Sarpy County | NE153 | 153 | Electric Utility | 41.1706 | -95.9692 | Omaha Public Power District (Owner),Omaha Public Power District (Operator) | Phase 2 |  | Combustion turbine | Pipeline Natural Gas | Diesel Oil |  | Water Injection |  |  | 2000-05-19 | Operating | 315 | 4 (58.9) | 2292 CT4B | 58.9
NE | Sarpy County Station | 2292 | CT5A |  | 2023 | ARP, CSNOX, CSSO2G2 | 610192 (Ended Aug 22, 2023), 610761 (Started Aug 22, 2023) | 7 | MAPP | Sarpy County | NE153 | 153 | Electric Utility | 41.1706 | -95.9692 | Omaha Public Power District (Owner),Omaha Public Power District (Operator) | Phase 2 |  | Combustion turbine | Pipeline Natural Gas | Diesel Oil |  | Water Injection |  |  | 2000-05-19 | Operating | 315 | 5 (58.9) | 2292 CT5A | 58.9
NE | Sarpy County Station | 2292 | CT5B |  | 2023 | ARP, CSNOX, CSSO2G2 | 610192 (Ended Aug 22, 2023), 610761 (Started Aug 22, 2023) | 7 | MAPP | Sarpy County | NE153 | 153 | Electric Utility | 41.1706 | -95.9692 | Omaha Public Power District (Owner),Omaha Public Power District (Operator) | Phase 2 |  | Combustion turbine | Pipeline Natural Gas | Diesel Oil |  | Water Injection |  |  | 2000-05-19 | Operating | 315 | 5 (58.9) | 2292 CT5B | 58.9
NV | Clark | 2322 | 11A | CS11 | 2023 | ARP | 610268 | 9 | WECC | Clark County | NV003 | 3 | Electric Utility | 36.0875 | -115.0507 | NV Energy (Owner),NV Energy (Operator) | Phase 2 |  | Combustion turbine | Pipeline Natural Gas |  |  | Selective Catalytic Reduction |  |  | 2008-07-23 | Operating | 328.4 | 11 (64.3) | 2322 11A | 64.3 | Y
NV | Clark | 2322 | 11B | CS11 | 2023 | ARP | 610268 | 9 | WECC | Clark County | NV003 | 3 | Electric Utility | 36.0875 | -115.0507 | NV Energy (Owner),NV Energy (Operator) | Phase 2 |  | Combustion turbine | Pipeline Natural Gas |  |  | Selective Catalytic Reduction |  |  | 2008-07-23 | Operating | 328.4 | 11 (64.3) | 2322 11B | 64.3 | Y
NV | Clark | 2322 | 12A | CS12 | 2023 | ARP | 610268 | 9 | WECC | Clark County | NV003 | 3 | Electric Utility | 36.0875 | -115.0507 | NV Energy (Owner),NV Energy (Operator) | Phase 2 |  | Combustion turbine | Pipeline Natural Gas |  |  | Selective Catalytic Reduction |  |  | 2008-07-23 | Operating | 328.4 | 12 (64.3) | 2322 12A | 64.3 | Y
NV | Clark | 2322 | 12B | CS12 | 2023 | ARP | 610268 | 9 | WECC | Clark County | NV003 | 3 | Electric Utility | 36.0875 | -115.0507 | NV Energy (Owner),NV Energy (Operator) | Phase 2 |  | Combustion turbine | Pipeline Natural Gas |  |  | Selective Catalytic Reduction |  |  | 2008-07-23 | Operating | 328.4 | 12 (64.3) | 2322 12B | 64.3 | Y
NV | Clark | 2322 | 13A | CS13 | 2023 | ARP | 610268 | 9 | WECC | Clark County | NV003 | 3 | Electric Utility | 36.0875 | -115.0507 | NV Energy (Owner),NV Energy (Operator) | Phase 2 |  | Combustion turbine | Pipeline Natural Gas |  |  | Selective Catalytic Reduction |  |  | 2008-07-29 | Operating | 328.4 | 13 (64.3) | 2322 13A | 64.3 | Y
NV | Clark | 2322 | 13B | CS13 | 2023 | ARP | 610268 | 9 | WECC | Clark County | NV003 | 3 | Electric Utility | 36.0875 | -115.0507 | NV Energy (Owner),NV Energy (Operator) | Phase 2 |  | Combustion turbine | Pipeline Natural Gas |  |  | Selective Catalytic Reduction |  |  | 2008-07-29 | Operating | 328.4 | 13 (64.3) | 2322 13B | 64.3 | Y
NV | Clark | 2322 | 14A | CS14 | 2023 | ARP | 610268 | 9 | WECC | Clark County | NV003 | 3 | Electric Utility | 36.0875 | -115.0507 | NV Energy (Owner),NV Energy (Operator) | Phase 2 |  | Combustion turbine | Pipeline Natural Gas |  |  | Selective Catalytic Reduction |  |  | 2008-07-23 | Operating | 328.4 | 14 (64.3) | 2322 14A | 64.3 | Y
NV | Clark | 2322 | 14B | CS14 | 2023 | ARP | 610268 | 9 | WECC | Clark County | NV003 | 3 | Electric Utility | 36.0875 | -115.0507 | NV Energy (Owner),NV Energy (Operator) | Phase 2 |  | Combustion turbine | Pipeline Natural Gas |  |  | Selective Catalytic Reduction |  |  | 2008-07-23 | Operating | 328.4 | 14 (64.3) | 2322 14B | 64.3 | Y
NV | Clark | 2322 | 15A | CS15 | 2023 | ARP | 610268 | 9 | WECC | Clark County | NV003 | 3 | Electric Utility | 36.0875 | -115.0507 | NV Energy (Owner),NV Energy (Operator) | Phase 2 |  | Combustion turbine | Pipeline Natural Gas |  |  | Selective Catalytic Reduction |  |  | 2008-05-12 | Operating | 328.4 | 15 (64.3) | 2322 15A | 64.3 | Y
NV | Clark | 2322 | 15B | CS15 | 2023 | ARP | 610268 | 9 | WECC | Clark County | NV003 | 3 | Electric Utility | 36.0875 | -115.0507 | NV Energy (Owner),NV Energy (Operator) | Phase 2 |  | Combustion turbine | Pipeline Natural Gas |  |  | Selective Catalytic Reduction |  |  | 2008-05-12 | Operating | 328.4 | 15 (64.3) | 2322 15B | 64.3 | Y
NV | Clark | 2322 | 16A | CS16 | 2023 | ARP | 610268 | 9 | WECC | Clark County | NV003 | 3 | Electric Utility | 36.0875 | -115.0507 | NV Energy (Owner),NV Energy (Operator) | Phase 2 |  | Combustion turbine | Pipeline Natural Gas |  |  | Selective Catalytic Reduction |  |  | 2008-05-22 | Operating | 328.4 | 16 (64.3) | 2322 16A | 64.3 | Y
NV | Clark | 2322 | 16B | CS16 | 2023 | ARP | 610268 | 9 | WECC | Clark County | NV003 | 3 | Electric Utility | 36.0875 | -115.0507 | NV Energy (Owner),NV Energy (Operator) | Phase 2 |  | Combustion turbine | Pipeline Natural Gas |  |  | Selective Catalytic Reduction |  |  | 2008-05-22 | Operating | 328.4 | 16 (64.3) | 2322 16B | 64.3 | Y
NV | Clark | 2322 | 17A | CS17 | 2023 | ARP | 610268 | 9 | WECC | Clark County | NV003 | 3 | Electric Utility | 36.0875 | -115.0507 | NV Energy (Owner),NV Energy (Operator) | Phase 2 |  | Combustion turbine | Pipeline Natural Gas |  |  | Selective Catalytic Reduction |  |  | 2008-05-22 | Operating | 328.4 | 17 (64.3) | 2322 17A | 64.3 | Y
NV | Clark | 2322 | 17B | CS17 | 2023 | ARP | 610268 | 9 | WECC | Clark County | NV003 | 3 | Electric Utility | 36.0875 | -115.0507 | NV Energy (Owner),NV Energy (Operator) | Phase 2 |  | Combustion turbine | Pipeline Natural Gas |  |  | Selective Catalytic Reduction |  |  | 2008-05-22 | Operating | 328.4 | 17 (64.3) | 2322 17B | 64.3 | Y
NV | Clark | 2322 | 18A | CS18 | 2023 | ARP | 610268 | 9 | WECC | Clark County | NV003 | 3 | Electric Utility | 36.0875 | -115.0507 | NV Energy (Owner),NV Energy (Operator) | Phase 2 |  | Combustion turbine | Pipeline Natural Gas |  |  | Selective Catalytic Reduction |  |  | 2008-05-12 | Operating | 328.4 | 18 (64.3) | 2322 18A | 64.3 | Y
NV | Clark | 2322 | 18B | CS18 | 2023 | ARP | 610268 | 9 | WECC | Clark County | NV003 | 3 | Electric Utility | 36.0875 | -115.0507 | NV Energy (Owner),NV Energy (Operator) | Phase 2 |  | Combustion turbine | Pipeline Natural Gas |  |  | Selective Catalytic Reduction |  |  | 2008-05-12 | Operating | 328.4 | 18 (64.3) | 2322 18B | 64.3 | Y
NV | Clark | 2322 | 19A | CS19 | 2023 | ARP | 610268 | 9 | WECC | Clark County | NV003 | 3 | Electric Utility | 36.0875 | -115.0507 | NV Energy (Owner),NV Energy (Operator) | Phase 2 |  | Combustion turbine | Pipeline Natural Gas |  |  | Selective Catalytic Reduction |  |  | 2008-04-11 | Operating | 328.4 | 19 (64.3) | 2322 19A | 64.3 | Y
NV | Clark | 2322 | 19B | CS19 | 2023 | ARP | 610268 | 9 | WECC | Clark County | NV003 | 3 | Electric Utility | 36.0875 | -115.0507 | NV Energy (Owner),NV Energy (Operator) | Phase 2 |  | Combustion turbine | Pipeline Natural Gas |  |  | Selective Catalytic Reduction |  |  | 2008-04-11 | Operating | 328.4 | 19 (64.3) | 2322 19B | 64.3 | Y
NV | Clark | 2322 | 20A | CS20 | 2023 | ARP | 610268 | 9 | WECC | Clark County | NV003 | 3 | Electric Utility | 36.0875 | -115.0507 | NV Energy (Owner),NV Energy (Operator) | Phase 2 |  | Combustion turbine | Pipeline Natural Gas |  |  | Selective Catalytic Reduction |  |  | 2008-04-10 | Operating | 328.4 | 20 (64.3) | 2322 20A | 64.3 | Y
NV | Clark | 2322 | 20B | CS20 | 2023 | ARP | 610268 | 9 | WECC | Clark County | NV003 | 3 | Electric Utility | 36.0875 | -115.0507 | NV Energy (Owner),NV Energy (Operator) | Phase 2 |  | Combustion turbine | Pipeline Natural Gas |  |  | Selective Catalytic Reduction |  |  | 2008-04-10 | Operating | 328.4 | 20 (64.3) | 2322 20B | 64.3 | Y
NV | Clark | 2322 | 21A | CS21 | 2023 | ARP | 610268 | 9 | WECC | Clark County | NV003 | 3 | Electric Utility | 36.0875 | -115.0507 | NV Energy (Owner),NV Energy (Operator) | Phase 2 |  | Combustion turbine | Pipeline Natural Gas |  |  | Selective Catalytic Reduction |  |  | 2008-04-20 | Operating | 328.4 | 21 (64.3) | 2322 21A | 64.3 | Y
NV | Clark | 2322 | 21B | CS21 | 2023 | ARP | 610268 | 9 | WECC | Clark County | NV003 | 3 | Electric Utility | 36.0875 | -115.0507 | NV Energy (Owner),NV Energy (Operator) | Phase 2 |  | Combustion turbine | Pipeline Natural Gas |  |  | Selective Catalytic Reduction |  |  | 2008-04-20 | Operating | 328.4 | 21 (64.3) | 2322 21B | 64.3 | Y
NV | Clark | 2322 | 22A | CS22 | 2023 | ARP | 610268 | 9 | WECC | Clark County | NV003 | 3 | Electric Utility | 36.0875 | -115.0507 | NV Energy (Owner),NV Energy (Operator) | Phase 2 |  | Combustion turbine | Pipeline Natural Gas |  |  | Selective Catalytic Reduction |  |  | 2008-04-20 | Operating | 328.4 | 22 (64.3) | 2322 22A | 64.3 | Y
NV | Clark | 2322 | 22B | CS22 | 2023 | ARP | 610268 | 9 | WECC | Clark County | NV003 | 3 | Electric Utility | 36.0875 | -115.0507 | NV Energy (Owner),NV Energy (Operator) | Phase 2 |  | Combustion turbine | Pipeline Natural Gas |  |  | Selective Catalytic Reduction |  |  | 2008-04-20 | Operating | 328.4 | 22 (64.3) | 2322 22B | 64.3 | Y
NV | Fort Churchill | 2330 | 1 |  | 2023 | ARP | 610268 | 9 |  | Lyon County | NV019 | 19 | Electric Utility | 39.1281 | -119.1319 | Sierra Pacific Power Company (Owner),Sierra Pacific Power Company (Operator) | Phase 2 |  | Dry bottom wall-fired boiler | Pipeline Natural Gas |  |  | Low NOx Burner Technology w/ Overfire Air |  |  | 1968-07-01 | Operating | 1319.8 | 1 (105.2) | 2330 1 | 105.2
NV | Fort Churchill | 2330 | 2 |  | 2023 | ARP | 610268 | 9 |  | Lyon County | NV019 | 19 | Electric Utility | 39.1281 | -119.1319 | Sierra Pacific Power Company (Owner),Sierra Pacific Power Company (Operator) | Phase 2 |  | Dry bottom wall-fired boiler | Pipeline Natural Gas | [5 empty] | 1971-06-01 | Operating | 1320 | 2 (105.2) | 2330 2 | 105.2
NV | Tracy | 2336 | 3 |  | 2023 | ARP | 610268 | 9 |  | Storey County | NV029 | 29 | Electric Utility | 39.5625 | -119.525 | Sierra Pacific Power Company (Owner),Sierra Pacific Power Company (Operator) | Phase 2 |  | Dry bottom wall-fired boiler | Pipeline Natural Gas | [5 empty] | 1974-12-14 | Operating | 1150 | 3 (122) | 2336 3 | 122
NV | Tracy | 2336 | 4 |  | 2023 | ARP | 610268 | 9 |  | Storey County | NV029 | 29 | Electric Utility | 39.5625 | -119.525 | Sierra Pacific Power Company (Owner),Sierra Pacific Power Company (Operator) | Phase 2 |  | Combustion turbine | Pipeline Natural Gas | Diesel Oil |  | Dry Low NOx Burners |  |  | 1994-06-17 | Operating | 1011 | GT3 (85) | 2336 4 | 85
NV | Tracy | 2336 | 5 |  | 2023 | ARP | 610268 | 9 |  | Storey County | NV029 | 29 | Electric Utility | 39.5625 | -119.525 | Sierra Pacific Power Company (Owner),Sierra Pacific Power Company (Operator) | Phase 2 |  | Combustion turbine | Pipeline Natural Gas | Diesel Oil |  | Dry Low NOx Burners |  |  | 1994-06-17 | Operating | 1011 | GT4 (85) | 2336 5 | 85
NV | Tracy | 2336 | 6 |  | 2023 | ARP | 610268 | 9 |  | Storey County | NV029 | 29 | Electric Utility | 39.5625 | -119.525 | Sierra Pacific Power Company (Owner),Sierra Pacific Power Company (Operator) | Phase 2 |  | Combined cycle | Pipeline Natural Gas |  |  | Other |  |  | 1996-10-28 | Operating | 920 | 4 (69.7), 5 (50.2) | 2336 6 | 119.9
NV | Tracy | 2336 | 8 |  | 2023 | ARP | 610268 | 9 |  | Storey County | NV029 | 29 | Electric Utility | 39.5625 | -119.525 | Sierra Pacific Power Company (Owner),Sierra Pacific Power Company (Operator) | Phase 2 |  | Combined cycle | Pipeline Natural Gas |  |  | Dry Low NOx Burners,Selective Catalytic Reduction |  |  | 2008-02-02 | Operating | 2522 | 8 (183), 10 (367) | 2336 8 | 366.5 | Y
NV | Tracy | 2336 | 9 |  | 2023 | ARP | 610268 | 9 |  | Storey County | NV029 | 29 | Electric Utility | 39.5625 | -119.525 | Sierra Pacific Power Company (Owner),Sierra Pacific Power Company (Operator) | Phase 2 |  | Combined cycle | Pipeline Natural Gas |  |  | Dry Low NOx Burners,Selective Catalytic Reduction |  |  | 2008-02-13 | Operating | 2522 | 10 (367), 9 (183) | 2336 9 | 366.5 | Y
NH | Merrimack | 2364 | 1 | CS001 | 2023 | ARP, MATS, NHNOX, RGGI | 606930 | 1 | NPCC | Merrimack County | NH013 | 13 | Electric Utility | 43.1411 | -71.4692 | GSP Merrimack LLC (Owner),GSP Merrimack LLC (Operator) | Table 1 |  | Cyclone boiler | Coal |  | Wet Lime FGD | Selective Catalytic Reduction | Electrostatic Precipitator |  | 1960-12-01 | Operating | 1400 | 1 (113.6) | 2364 1 | 113.6 | Y
NH | Merrimack | 2364 | 2 | CS001 | 2023 | ARP, MATS, NHNOX, RGGI | 606930 | 1 | NPCC | Merrimack County | NH013 | 13 | Electric Utility | 43.1411 | -71.4692 | GSP Merrimack LLC (Owner),GSP Merrimack LLC (Operator) | Table 1 | Phase 2 Group 2 | Cyclone boiler | Coal |  | Wet Lime FGD | Selective Catalytic Reduction | Electrostatic Precipitator |  | 1968-05-01 | Operating | 4090 | 2 (345.6) | 2364 2 | 345.6 | Y
NH | Schiller | 2367 | 4 |  | 2023 | ARP, MATS, NHNOX, RGGI | 606930 | 1 |  | Rockingham County | NH015 | 15 | Electric Utility | 43.0978 | -70.7842 | GSP Schiller LLC (Owner),GSP Schiller LLC (Operator) | Phase 2 | Phase 2 Group 1 | Dry bottom wall-fired boiler | Coal | Residual Oil |  | Selective Non-catalytic Reduction,Low NOx Burner Technology w/ Overfire Air | Electrostatic Precipitator | Halogenated PAC Sorbent Injection,Sodium Based | 1952-10-01 | Operating | 619 | 4 (50) | 2367 4 | 50 | Y
NH | Schiller | 2367 | 5 |  | 2023 | ARP, NHNOX, RGGI | 606930 | 1 |  | Rockingham County | NH015 | 15 | Electric Utility | 43.0978 | -70.7842 | GSP Schiller LLC (Owner),GSP Schiller LLC (Operator) | Phase 2 | Phase 2 Group 1 | Circulating fluidized bed boiler | Wood | Coal, Pipeline Natural Gas | Fluidized Bed Limestone Injection | Selective Non-catalytic Reduction | Baghouse |  | 1955-05-01 | Operating | 775 | 5 (50) | 2367 5 | 50 | Y
NH | Schiller | 2367 | 6 |  | 2023 | ARP, MATS, NHNOX, RGGI | 606930 | 1 |  | Rockingham County | NH015 | 15 | Electric Utility | 43.0978 | -70.7842 | GSP Schiller LLC (Owner),GSP Schiller LLC (Operator) | Phase 2 | Phase 2 Group 1 | Dry bottom wall-fired boiler | Coal | Residual Oil |  | Selective Non-catalytic Reduction,Low NOx Burner Technology w/ Overfire Air | Electrostatic Precipitator | Halogenated PAC Sorbent Injection,Sodium Based | 1957-07-01 | Operating | 610 | 6 (50) | 2367 6 | 50 | Y
NJ | Carlls Corner Energy Center | 2379 | 2001 |  | 2023 | CSNOX, CSOSG3, CSSO2G1, RGGI | 1277 | 2 |  | Cumberland County | NJ011 | 11 | Electric Utility | 39.4547 | -75.2011 | Calpine New Jersey Generation, LLC (Owner),Calpine Operating Services Company, Inc. (Operator) |  |  | Combustion turbine | Pipeline Natural Gas | Diesel Oil |  | Water Injection |  |  | 1973-04-12 | Operating | 680 | CA1 (41.9) | 2379 2001 | 41.9
NJ | Carlls Corner Energy Center | 2379 | 3001 |  | 2023 | CSNOX, CSOSG3, CSSO2G1, RGGI | 1277 | 2 |  | Cumberland County | NJ011 | 11 | Electric Utility | 39.4547 | -75.2011 | Calpine New Jersey Generation, LLC (Owner),Calpine Operating Services Company, Inc. (Operator) |  |  | Combustion turbine | Pipeline Natural Gas | Diesel Oil |  | Water Injection |  |  | 1973-04-30 | Operating | 680 | CA2 (41.9) | 2379 3001 | 41.9
NJ | Sayreville | 2390 | 12001 |  | 2023 | CSNOX, CSOSG3, CSSO2G1, RGGI | 748 | 2 |  | Middlesex County | NJ023 | 23 | Electric Utility | 40.4753 | -74.3552 | Sayreville Power, LLC (Owner),Sayreville Power, LLC (Operator) |  |  | Combustion turbine | Pipeline Natural Gas | Diesel Oil |  | Water Injection,Selective Catalytic Reduction |  |  | 1973-10-01 | Operating | 858 | GT4 (53) | 2390 12001 | 53 | Y
NJ | Sayreville | 2390 | 14001 |  | 2023 | CSNOX, CSOSG3, CSSO2G1, RGGI | 748 | 2 |  | Middlesex County | NJ023 | 23 | Electric Utility | 40.4753 | -74.3552 | Sayreville Power, LLC (Owner),Sayreville Power, LLC (Operator) |  |  | Combustion turbine | Pipeline Natural Gas | Diesel Oil |  | Water Injection,Selective Catalytic Reduction |  |  | 1972-06-01 | Operating | 858 | GT3 (53) | 2390 14001 | 53 | Y
NJ | Sayreville | 2390 | 15001 |  | 2023 | CSNOX, CSOSG3, CSSO2G1, RGGI | 748 | 2 |  | Middlesex County | NJ023 | 23 | Electric Utility | 40.4753 | -74.3552 | Sayreville Power, LLC (Owner),Sayreville Power, LLC (Operator) |  |  | Combustion turbine | Pipeline Natural Gas | Diesel Oil |  | Water Injection,Selective Catalytic Reduction |  |  | 1972-03-01 | Operating | 858 | GT2 (53) | 2390 15001 | 53 | Y
NJ | Sayreville | 2390 | 16001 |  | 2023 | CSNOX, CSOSG3, CSSO2G1, RGGI | 748 | 2 |  | Middlesex County | NJ023 | 23 | Electric Utility | 40.4753 | -74.3552 | Sayreville Power, LLC (Owner),Sayreville Power, LLC (Operator) |  |  | Combustion turbine | Pipeline Natural Gas | Diesel Oil |  | Water Injection,Selective Catalytic Reduction |  |  | 1972-03-01 | Operating | 858 | GT1 (53) | 2390 16001 | 53 | Y
NJ | Gilbert Generating Station | 2393 | 4 |  | 2023 | ARP, CSNOX, CSOSG3, CSSO2G1, RGGI | 1427 | 2 | MAAC | Hunterdon County | NJ019 | 19 | Electric Utility | 40.5661 | -75.165 | Gilbert Power, LLC (Owner),Gilbert Power, LLC (Operator) | Phase 2 |  | Combined cycle | Pipeline Natural Gas |  |  | Dry Low NOx Burners |  |  | 1974-01-08 | Operating | 915 | 8 (135), 4 (53.7) | 2393 4 | 87.45
NJ | Gilbert Generating Station | 2393 | 5 |  | 2023 | ARP, CSNOX, CSOSG3, CSSO2G1, RGGI | 1427 | 2 | MAAC | Hunterdon County | NJ019 | 19 | Electric Utility | 40.5661 | -75.165 | Gilbert Power, LLC (Owner),Gilbert Power, LLC (Operator) | Phase 2 |  | Combined cycle | Pipeline Natural Gas |  |  | Dry Low NOx Burners |  |  | 1974-04-22 | Operating | 911 | 8 (135), 5 (53.7) | 2393 5 | 87.45
NJ | Gilbert Generating Station | 2393 | 6 |  | 2023 | ARP, CSNOX, CSOSG3, CSSO2G1, RGGI | 1427 | 2 | MAAC | Hunterdon County | NJ019 | 19 | Electric Utility | 40.5661 | -75.165 | Gilbert Power, LLC (Owner),Gilbert Power, LLC (Operator) | Phase 2 |  | Combined cycle | Pipeline Natural Gas |  |  | Dry Low NOx Burners |  |  | 1974-04-22 | Operating | 952 | 6 (53.7), 8 (135) | 2393 6 | 87.45
NJ | Gilbert Generating Station | 2393 | 7 |  | 2023 | ARP, CSNOX, CSOSG3, CSSO2G1, RGGI | 1427 | 2 | MAAC | Hunterdon County | NJ019 | 19 | Electric Utility | 40.5661 | -75.165 | Gilbert Power, LLC (Owner),Gilbert Power, LLC (Operator) | Phase 2 |  | Combined cycle | Pipeline Natural Gas |  |  | Dry Low NOx Burners |  |  | 1974-05-23 | Operating | 997 | 7 (53.7), 8 (135) | 2393 7 | 87.45
NJ | Gilbert Generating Station | 2393 | 9 |  | 2023 | ARP, CSNOX, CSOSG3, CSSO2G1, RGGI | 1427 | 2 | MAAC | Hunterdon County | NJ019 | 19 | Electric Utility | 40.5661 | -75.165 | Gilbert Power, LLC (Owner),Gilbert Power, LLC (Operator) | Phase 2 |  | Combustion turbine | Pipeline Natural Gas | Diesel Oil |  | Dry Low NOx Burners,Water Injection |  |  | 1996-03-19 | Operating | 1835 | 9 (161) | 2393 9 | 161
NJ | Bergen Generating Station | 2398 | 1101 |  | 2023 | ARP, CSNOX, CSOSG3, CSSO2G1, RGGI | 608054 | 2 | MAAC | Bergen County | NJ003 | 3 | Electric Utility | 40.8375 | -74.0244 | Kindle Energy LLC (Owner),CAMS, LLC (Operator) | Phase 2 |  | Combined cycle | Pipeline Natural Gas | Diesel Oil |  | Dry Low NOx Burners,Water Injection |  |  | 1995-06-01 | Operating | 1515 | 1 (325.22), 1101 (112.5) | 2398 1101 | 193.805
NJ | Bergen Generating Station | 2398 | 1201 |  | 2023 | ARP, CSNOX, CSOSG3, CSSO2G1, RGGI | 608054 | 2 | MAAC | Bergen County | NJ003 | 3 | Electric Utility | 40.8375 | -74.0244 | Kindle Energy LLC (Owner),CAMS, LLC (Operator) | Phase 2 |  | Combined cycle | Pipeline Natural Gas | Diesel Oil |  | Dry Low NOx Burners,Water Injection |  |  | 1995-06-01 | Operating | 1515 | 1201 (112.5), 1 (325.22) | 2398 1201 | 193.805
NJ | Bergen Generating Station | 2398 | 1301 |  | 2023 | ARP, CSNOX, CSOSG3, CSSO2G1, RGGI | 608054 | 2 | MAAC | Bergen County | NJ003 | 3 | Electric Utility | 40.8375 | -74.0244 | Kindle Energy LLC (Owner),CAMS, LLC (Operator) | Phase 2 |  | Combined cycle | Pipeline Natural Gas | Diesel Oil |  | Dry Low NOx Burners,Water Injection |  |  | 1995-06-01 | Operating | 1515 | 1301 (112.5), 1 (325.22) | 2398 1301 | 193.805
NJ | Bergen Generating Station | 2398 | 1401 |  | 2023 | ARP, CSNOX, CSOSG3, CSSO2G1, RGGI | 608054 | 2 | MAAC | Bergen County | NJ003 | 3 | Electric Utility | 40.8375 | -74.0244 | Kindle Energy LLC (Owner),CAMS, LLC (Operator) | Phase 2 |  | Combined cycle | Pipeline Natural Gas | Diesel Oil |  | Dry Low NOx Burners,Water Injection |  |  | 1995-06-01 | Operating | 1515 | 1 (325.22), 1401 (112.5) | 2398 1401 | 193.805
NJ | Bergen Generating Station | 2398 | 2101 |  | 2023 | ARP, CSNOX, CSOSG3, CSSO2G1, RGGI | 608054 | 2 | MAAC | Bergen County | NJ003 | 3 | Electric Utility | 40.8375 | -74.0244 | Kindle Energy LLC (Owner),CAMS, LLC (Operator) | Phase 2 |  | Combined cycle | Pipeline Natural Gas | Diesel Oil |  | Dry Low NOx Burners,Water Injection,Selective Catalytic Reduction |  |  | 2002-05-01 | Operating | 2450 | 2101 (174), 2301 (258.4) | 2398 2101 | 303.2 | Y
NJ | Bergen Generating Station | 2398 | 2201 |  | 2023 | ARP, CSNOX, CSOSG3, CSSO2G1, RGGI | 608054 | 2 | MAAC | Bergen County | NJ003 | 3 | Electric Utility | 40.8375 | -74.0244 | Kindle Energy LLC (Owner),CAMS, LLC (Operator) | Phase 2 |  | Combined cycle | Pipeline Natural Gas | Diesel Oil |  | Dry Low NOx Burners,Water Injection,Selective Catalytic Reduction |  |  | 2002-05-01 | Operating | 2450 | 2301 (258.4), 2201 (174.2) | 2398 2201 | 303.2 | Y
NJ | Burlington Generating Station | 2399 | 121 |  | 2023 | ARP, CSNOX, CSOSG3, CSSO2G1, RGGI | 608054 | 2 |  | Burlington County | NJ005 | 5 | Electric Utility | 40.0753 | -74.8781 | Kindle Energy LLC (Owner),CAMS, LLC (Operator) | Phase 2 |  | Combustion turbine | Pipeline Natural Gas | Diesel Oil |  | Water Injection |  |  | 2000-05-12 | Operating | 463 | 121 (60.5) | 2399 121 | 60.5
NJ | Burlington Generating Station | 2399 | 122 |  | 2023 | ARP, CSNOX, CSOSG3, CSSO2G1, RGGI | 608054 | 2 |  | Burlington County | NJ005 | 5 | Electric Utility | 40.0753 | -74.8781 | Kindle Energy LLC (Owner),CAMS, LLC (Operator) | Phase 2 |  | Combustion turbine | Pipeline Natural Gas | Diesel Oil |  | Water Injection |  |  | 2000-05-16 | Operating | 463 | 122 (60.5) | 2399 122 | 60.5
NJ | Burlington Generating Station | 2399 | 123 |  | 2023 | ARP, CSNOX, CSOSG3, CSSO2G1, RGGI | 608054 | 2 |  | Burlington County | NJ005 | 5 | Electric Utility | 40.0753 | -74.8781 | Kindle Energy LLC (Owner),CAMS, LLC (Operator) | Phase 2 |  | Combustion turbine | Pipeline Natural Gas | Diesel Oil |  | Water Injection |  |  | 2000-06-12 | Operating | 463 | 123 (60.5) | 2399 123 | 60.5
NJ | Burlington Generating Station | 2399 | 124 |  | 2023 | ARP, CSNOX, CSOSG3, CSSO2G1, RGGI | 608054 | 2 |  | Burlington County | NJ005 | 5 | Electric Utility | 40.0753 | -74.8781 | Kindle Energy LLC (Owner),CAMS, LLC (Operator) | Phase 2 |  | Combustion turbine | Pipeline Natural Gas | Diesel Oil |  | Water Injection |  |  | 2000-06-16 | Operating | 463 | 124 (60.5) | 2399 124 | 60.5
NJ | Kearny Generating Station | 2404 | 121 |  | 2023 | ARP, CSNOX, CSOSG3, CSSO2G1, RGGI | 608054 | 2 |  | Hudson County | NJ017 | 17 | Electric Utility | 40.7375 | -74.1 | Kindle Energy LLC (Owner),CAMS, LLC (Operator) | Phase 2 |  | Combustion turbine | Pipeline Natural Gas | Diesel Oil |  | Water Injection |  |  | 2001-06-01 | Operating | 463 | N121 (60.5) | 2404 121 | 60.5
NJ | Kearny Generating Station | 2404 | 122 |  | 2023 | ARP, CSNOX, CSOSG3, CSSO2G1, RGGI | 608054 | 2 |  | Hudson County | NJ017 | 17 | Electric Utility | 40.7375 | -74.1 | Kindle Energy LLC (Owner),CAMS, LLC (Operator) | Phase 2 |  | Combustion turbine | Pipeline Natural Gas | Diesel Oil |  | Water Injection |  |  | 2001-05-31 | Operating | 463 | N122 (60.5) | 2404 122 | 60.5
NJ | Kearny Generating Station | 2404 | 123 |  | 2023 | ARP, CSNOX, CSOSG3, CSSO2G1, RGGI | 608054 | 2 |  | Hudson County | NJ017 | 17 | Electric Utility | 40.7375 | -74.1 | Kindle Energy LLC (Owner),CAMS, LLC (Operator) | Phase 2 |  | Combustion turbine | Pipeline Natural Gas | Diesel Oil |  | Water Injection |  |  | 2001-06-01 | Operating | 463 | N123 (60.5) | 2404 123 | 60.5
NJ | Kearny Generating Station | 2404 | 124 |  | 2023 | ARP, CSNOX, CSOSG3, CSSO2G1, RGGI | 608054 | 2 |  | Hudson County | NJ017 | 17 | Electric Utility | 40.7375 | -74.1 | Kindle Energy LLC (Owner),CAMS, LLC (Operator) | Phase 2 |  | Combustion turbine | Pipeline Natural Gas | Diesel Oil |  | Water Injection |  |  | 2001-06-01 | Operating | 463 | N124 (60.5) | 2404 124 | 60.5
NJ | Kearny Generating Station | 2404 | 131 |  | 2023 | ARP, CSNOX, CSOSG3, CSSO2G1, RGGI | 608054 | 2 |  | Hudson County | NJ017 | 17 | Electric Utility | 40.7375 | -74.1 | Kindle Energy LLC (Owner),CAMS, LLC (Operator) | Phase 2 |  | Combustion turbine | Pipeline Natural Gas |  |  | Water Injection,Selective Catalytic Reduction |  |  | 2012-04-24 | Operating | 490 | 131 (49) | 2404 131 | 49 | Y
NJ | Kearny Generating Station | 2404 | 132 |  | 2023 | ARP, CSNOX, CSOSG3, CSSO2G1, RGGI | 608054 | 2 |  | Hudson County | NJ017 | 17 | Electric Utility | 40.7375 | -74.1 | Kindle Energy LLC (Owner),CAMS, LLC (Operator) | Phase 2 |  | Combustion turbine | Pipeline Natural Gas |  |  | Water Injection,Selective Catalytic Reduction |  |  | 2012-05-05 | Operating | 490 | 132 (49) | 2404 132 | 49 | Y
NJ | Kearny Generating Station | 2404 | 133 |  | 2023 | ARP, CSNOX, CSOSG3, CSSO2G1, RGGI | 608054 | 2 |  | Hudson County | NJ017 | 17 | Electric Utility | 40.7375 | -74.1 | Kindle Energy LLC (Owner),CAMS, LLC (Operator) | Phase 2 |  | Combustion turbine | Pipeline Natural Gas |  |  | Water Injection,Selective Catalytic Reduction |  |  | 2012-05-09 | Operating | 490 | 133 (49) | 2404 133 | 49 | Y
NJ | Kearny Generating Station | 2404 | 134 |  | 2023 | ARP, CSNOX, CSOSG3, CSSO2G1, RGGI | 608054 | 2 |  | Hudson County | NJ017 | 17 | Electric Utility | 40.7375 | -74.1 | Kindle Energy LLC (Owner),CAMS, LLC (Operator) | Phase 2 |  | Combustion turbine | Pipeline Natural Gas |  |  | Water Injection,Selective Catalytic Reduction |  |  | 2012-05-14 | Operating | 490 | 134 (49) | 2404 134 | 49 | Y
NJ | Kearny Generating Station | 2404 | 141 |  | 2023 | ARP, CSNOX, CSOSG3, CSSO2G1, RGGI | 608054 | 2 |  | Hudson County | NJ017 | 17 | Electric Utility | 40.7375 | -74.1 | Kindle Energy LLC (Owner),CAMS, LLC (Operator) | Phase 2 |  | Combustion turbine | Pipeline Natural Gas |  |  | Water Injection,Selective Catalytic Reduction |  |  | 2012-04-05 | Operating | 490 | 141 (49) | 2404 141 | 49 | Y
NJ | Kearny Generating Station | 2404 | 142 |  | 2023 | ARP, CSNOX, CSOSG3, CSSO2G1, RGGI | 608054 | 2 |  | Hudson County | NJ017 | 17 | Electric Utility | 40.7375 | -74.1 | Kindle Energy LLC (Owner),CAMS, LLC (Operator) | Phase 2 |  | Combustion turbine | Pipeline Natural Gas |  |  | Water Injection,Selective Catalytic Reduction |  |  | 2012-04-12 | Operating | 490 | 142 (49) | 2404 142 | 49 | Y
NJ | Linden Generating Station | 2406 | 5 |  | 2023 | ARP, CSNOX, CSOSG3, CSSO2G1, RGGI | 610290 | 2 | MAAC | Union County | NJ039 | 39 | Electric Utility | 40.6225 | -74.2097 | PSEG Fossil, LLC (Owner),Parkway Generation Operating LLC (Owner),CAMS, LLC (Operator) | Phase 2 |  | Combustion turbine | Pipeline Natural Gas | Diesel Oil |  | Dry Low NOx Burners,Water Injection |  |  | 1999-10-28 | Operating | 1200 | 5 (96.1) | 2406 5 | 96.1
NJ | Linden Generating Station | 2406 | 6 |  | 2023 | ARP, CSNOX, CSOSG3, CSSO2G1, RGGI | 610290 | 2 | MAAC | Union County | NJ039 | 39 | Electric Utility | 40.6225 | -74.2097 | PSEG Fossil, LLC (Owner),Parkway Generation Operating LLC (Owner),CAMS, LLC (Operator) | Phase 2 |  | Combustion turbine | Pipeline Natural Gas | Diesel Oil |  | Dry Low NOx Burners,Water Injection |  |  | 2000-04-11 | Operating | 1200 | 6 (96.1) | 2406 6 | 96.1
NJ | Linden Generating Station | 2406 | 7 |  | 2023 | ARP, CSNOX, CSOSG3, CSSO2G1, RGGI | 610290 | 2 | MAAC | Union County | NJ039 | 39 | Electric Utility | 40.6225 | -74.2097 | PSEG Fossil, LLC (Owner),Parkway Generation Operating LLC (Owner),CAMS, LLC (Operator) | Phase 2 |  | Combustion turbine | Pipeline Natural Gas | Diesel Oil |  | Dry Low NOx Burners,Water Injection |  |  | 1995-06-01 | Operating | 1150 | 7 (96.1) | 2406 7 | 96.1
NJ | Linden Generating Station | 2406 | 8 |  | 2023 | ARP, CSNOX, CSOSG3, CSSO2G1, RGGI | 610290 | 2 | MAAC | Union County | NJ039 | 39 | Electric Utility | 40.6225 | -74.2097 | PSEG Fossil, LLC (Owner),Parkway Generation Operating LLC (Owner),CAMS, LLC (Operator) | Phase 2 |  | Combustion turbine | Pipeline Natural Gas | Diesel Oil |  | Dry Low NOx Burners,Water Injection |  |  | 1995-06-01 | Operating | 1150 | 8 (96.1) | 2406 8 | 96.1
NJ | Linden Generating Station | 2406 | 1101 |  | 2023 | ARP, CSNOX, CSOSG3, CSSO2G1, RGGI | 610290 | 2 | MAAC | Union County | NJ039 | 39 | Electric Utility | 40.6225 | -74.2097 | PSEG Fossil, LLC (Owner),Parkway Generation Operating LLC (Owner),CAMS, LLC (Operator) | Phase 2 |  | Combined cycle | Pipeline Natural Gas | Diesel Oil |  | Dry Low NOx Burners,Water Injection,Selective Catalytic Reduction |  |  | 2005-05-10 | Operating | 2650 | 1001 (315), 1101 (193) | 2406 1101 | 350.5 | Y
NJ | Linden Generating Station | 2406 | 1201 |  | 2023 | ARP, CSNOX, CSOSG3, CSSO2G1, RGGI | 610290 | 2 | MAAC | Union County | NJ039 | 39 | Electric Utility | 40.6225 | -74.2097 | PSEG Fossil, LLC (Owner),Parkway Generation Operating LLC (Owner),CAMS, LLC (Operator) | Phase 2 |  | Combined cycle | Pipeline Natural Gas | Diesel Oil |  | Dry Low NOx Burners,Water Injection,Selective Catalytic Reduction |  |  | 2005-05-11 | Operating | 2650 | 1201 (193), 1001 (315) | 2406 1201 | 350.5 | Y
NJ | Linden Generating Station | 2406 | 2101 |  | 2023 | ARP, CSNOX, CSOSG3, CSSO2G1, RGGI | 610290 | 2 | MAAC | Union County | NJ039 | 39 | Electric Utility | 40.6225 | -74.2097 | PSEG Fossil, LLC (Owner),Parkway Generation Operating LLC (Owner),CAMS, LLC (Operator) | Phase 2 |  | Combined cycle | Pipeline Natural Gas | Diesel Oil |  | Dry Low NOx Burners,Water Injection,Selective Catalytic Reduction |  |  | 2005-07-01 | Operating | 2650 | 2101 (193), 2001 (315) | 2406 2101 | 350.5 | Y
NJ | Linden Generating Station | 2406 | 2201 |  | 2023 | ARP, CSNOX, CSOSG3, CSSO2G1, RGGI | 610290 | 2 | MAAC | Union County | NJ039 | 39 | Electric Utility | 40.6225 | -74.2097 | PSEG Fossil, LLC (Owner),Parkway Generation Operating LLC (Owner),CAMS, LLC (Operator) | Phase 2 |  | Combined cycle | Pipeline Natural Gas | Diesel Oil |  | Dry Low NOx Burners,Water Injection,Selective Catalytic Reduction |  |  | 2005-07-01 | Operating | 2650 | 2001 (315), 2201 (193) | 2406 2201 | 350.5 | Y
NJ | Salem Generating Station | 2410 | 2001 |  | 2023 | CSNOX, CSOSG3, CSSO2G1 | 610403 | 2 |  | Salem County | NJ033 | 33 | Electric Utility | 39.4625 | -75.5333 | PSEG Nuclear, LLC (Owner),PSEG Nuclear, LLC (Operator) |  |  | Combustion turbine | Diesel Oil | [5 empty] | 1971-06-17 | Operating | 810 | 3 (41.9) | 2410 2001 | 41.9
NJ | Sewaren Generating Station | 2411 | 7 |  | 2023 | ARP, CSNOX, CSOSG3, CSSO2G1, RGGI | 610072 | 2 | MAAC | Middlesex County | NJ023 | 23 | Electric Utility | 40.5564 | -74.2461 | Parkway Generation Sewaren Energy Center LLC (Owner),CAMS, LLC (Operator) | Phase 2 |  | Combined cycle | Pipeline Natural Gas | Diesel Oil |  | Dry Low NOx Burners,Selective Catalytic Reduction |  |  | 2018-04-27 | Operating | 4182 | 702 (287), 701 (430) | 2411 7 | 717 | Y
NJ | Howard M Down | 2434 | U11 |  | 2023 | ARP, CSNOX, CSOSG3, CSSO2G1, RGGI | 609493 | 2 | MAAC | Cumberland County | NJ011 | 11 | Electric Utility | 39.4889 | -75.0347 | City of Vineland (Owner),City of Vineland (Operator) | Phase 2 |  | Combustion turbine | Natural Gas | Diesel Oil |  | Water Injection,Selective Catalytic Reduction |  |  | 2012-04-05 | Operating | 610 | 11 (64) | 2434 U11 | 64 | Y
NM | Four Corners Steam Elec Station | 2442 | 4 |  | 2023 | ARP, MATS | 609434 (Ended Aug 01, 2023), 607445 (Started Aug 01, 2023) | 6 |  | San Juan County | NM045 | 45 | Electric Utility | 36.69 | -108.4814 | Arizona Public Service Company (Owner),Public Service Company of New Mexico (Owner),Tucson Electric Power Company (Owner),Salt River Project (Owner),Navajo Transitional Energy Company, LLC (Owner),Arizona Public Service Company (Operator) | Phase 2 | Phase 2 Group 2 | Cell burner boiler | Coal |  | Wet Lime FGD | Low NOx Cell Burner,Selective Catalytic Reduction | Baghouse |  | 1969-06-30 | Operating | 8612 | 4 (825) | 2442 4 | 825 | Y
NM | Four Corners Steam Elec Station | 2442 | 5 |  | 2023 | ARP, MATS | 609434 (Ended Aug 01, 2023), 607445 (Started Aug 01, 2023) | 6 |  | San Juan County | NM045 | 45 | Electric Utility | 36.69 | -108.4814 | Arizona Public Service Company (Owner),Public Service Company of New Mexico (Owner),Tucson Electric Power Company (Owner),Salt River Project (Owner),Navajo Transitional Energy Company, LLC (Owner),Arizona Public Service Company (Operator) | Phase 2 | Phase 2 Group 2 | Cell burner boiler | Coal |  | Wet Lime FGD | Low NOx Cell Burner,Selective Catalytic Reduction | Baghouse |  | 1970-05-01 | Operating | 8612 | 5 (825) | 2442 5 | 825 | Y
NM | Rio Grande | 2444 | 6 |  | 2023 | ARP | 610284 | 6 | WECC | Dona Ana County | NM013 | 13 | Electric Utility | 31.8047 | -106.5472 | El Paso Electric Company (Owner),El Paso Electric Company (Operator) | Phase 2 |  | Dry bottom wall-fired boiler | Pipeline Natural Gas | Diesel Oil |  |  |  |  | 1957-01-01 | Operating | 610 | 6 (50) | 2444 6 | 50
NM | Rio Grande | 2444 | 7 |  | 2023 | ARP | 610284 | 6 | WECC | Dona Ana County | NM013 | 13 | Electric Utility | 31.8047 | -106.5472 | El Paso Electric Company (Owner),El Paso Electric Company (Operator) | Phase 2 |  | Dry bottom wall-fired boiler | Pipeline Natural Gas | Diesel Oil |  |  |  |  | 1958-01-01 | Operating | 615 | 7 (50) | 2444 7 | 50
NM | Rio Grande | 2444 | 8 |  | 2023 | ARP | 610284 | 6 | WECC | Dona Ana County | NM013 | 13 | Electric Utility | 31.8047 | -106.5472 | El Paso Electric Company (Owner),El Paso Electric Company (Operator) | Phase 2 |  | Dry bottom wall-fired boiler | Pipeline Natural Gas | Diesel Oil |  |  |  |  | 1968-01-01 | Operating | 1569 | 8 (166.5) | 2444 8 | 166.5
NM | Rio Grande | 2444 | 9 |  | 2023 | ARP | 610284 | 6 | WECC | Dona Ana County | NM013 | 13 | Electric Utility | 31.8047 | -106.5472 | El Paso Electric Company (Owner),El Paso Electric Company (Operator) | Phase 2 |  | Combustion turbine | Pipeline Natural Gas |  |  | Dry Low NOx Burners,Selective Catalytic Reduction |  |  | 2013-04-17 | Operating | 888.1 | 9 (106) | 2444 9 | 106 | Y
NM | Maddox | 2446 | 051B |  | 2023 | ARP | 606233 | 6 | SPP | Lea County | NM025 | 25 | Electric Utility | 32.7131 | -103.31 | Southwestern Public Service Company (Owner),Southwestern Public Service Company (Operator) | Phase 2 |  | Tangentially-fired | Pipeline Natural Gas |  |  | Overfire Air |  |  | 1967-07-01 | Operating | 2155 | 1 (114) | 2446 051B | 114
NM | Reeves Generating Station | 2450 | 1 |  | 2023 | ARP | 608871 | 6 | WECC | Bernalillo County | NM001 | 1 | Electric Utility | 35.1716 | -106.6019 | Public Service Company of New Mexico (Owner),Public Service Company of New Mexico (Operator) | Phase 2 |  | Dry bottom wall-fired boiler | Pipeline Natural Gas | [5 empty] | 1960-10-01 | Operating | 623.4 | 1 (52) | 2450 1 | 52
NM | Reeves Generating Station | 2450 | 2 |  | 2023 | ARP | 608871 | 6 | WECC | Bernalillo County | NM001 | 1 | Electric Utility | 35.1716 | -106.6019 | Public Service Company of New Mexico (Owner),Public Service Company of New Mexico (Operator) | Phase 2 |  | Dry bottom wall-fired boiler | Pipeline Natural Gas | [5 empty] | 1958-10-01 | Operating | 623.4 | 2 (52) | 2450 2 | 52
NM | Reeves Generating Station | 2450 | 3 |  | 2023 | ARP | 608871 | 6 | WECC | Bernalillo County | NM001 | 1 | Electric Utility | 35.1716 | -106.6019 | Public Service Company of New Mexico (Owner),Public Service Company of New Mexico (Operator) | Phase 2 |  | Dry bottom wall-fired boiler | Pipeline Natural Gas | [5 empty] | 1962-10-01 | Operating | 872 | 3 (75) | 2450 3 | 75
NM | Cunningham | 2454 | 121B |  | 2023 | ARP | 606233 | 6 | SPP | Lea County | NM025 | 25 | Electric Utility | 32.7131 | -103.3533 | Southwestern Public Service Company (Owner),Southwestern Public Service Company (Operator) | Phase 2 |  | Tangentially-fired | Pipeline Natural Gas |  |  | Overfire Air |  |  | 1957-07-01 | Operating | 1000 | 1 (75) | 2454 121B | 75
NM | Cunningham | 2454 | 122B |  | 2023 | ARP | 606233 | 6 | SPP | Lea County | NM025 | 25 | Electric Utility | 32.7131 | -103.3533 | Southwestern Public Service Company (Owner),Southwestern Public Service Company (Operator) | Phase 2 |  | Tangentially-fired | Pipeline Natural Gas | Other Oil |  | Overfire Air |  |  | 1965-07-01 | Operating | 1902 | 2 (190.4) | 2454 122B | 190.4
NM | Cunningham | 2454 | 123T |  | 2023 | ARP | 606233 | 6 | SPP | Lea County | NM025 | 25 | Electric Utility | 32.7131 | -103.3533 | Southwestern Public Service Company (Owner),Southwestern Public Service Company (Operator) | Phase 2 |  | Combustion turbine | Pipeline Natural Gas |  |  | Dry Low NOx Burners |  |  | 1998-06-22 | Operating | 1246 | 3 (126.9) | 2454 123T | 126.9
NM | Cunningham | 2454 | 124T |  | 2023 | ARP | 606233 | 6 | SPP | Lea County | NM025 | 25 | Electric Utility | 32.7131 | -103.3533 | Southwestern Public Service Company (Owner),Southwestern Public Service Company (Operator) | Phase 2 |  | Combustion turbine | Pipeline Natural Gas |  |  | Dry Low NOx Burners |  |  | 1998-06-15 | Operating | 1282 | 4 (126.9) | 2454 124T | 126.9
NY | Danskammer Generating Station | 2480 | 1 |  | 2023 | ARP, CSNOX, CSOSG3, CSSO2G1, RGGI | 606236 | 2 | NPCC | Orange County | NY071 | 71 | Electric Utility | 41.573 | -73.9646 | Danskammer Energy, LLC (Owner),Danskammer Energy, LLC (Operator) | Phase 2 |  | Tangentially-fired | Pipeline Natural Gas | Residual Oil |  |  |  |  | 1951-01-01 | Operating | 1654 | 1 (72) | 2480 1 | 72
NY | Danskammer Generating Station | 2480 | 2 |  | 2023 | ARP, CSNOX, CSOSG3, CSSO2G1, RGGI | 606236 | 2 | NPCC | Orange County | NY071 | 71 | Electric Utility | 41.573 | -73.9646 | Danskammer Energy, LLC (Owner),Danskammer Energy, LLC (Operator) | Phase 2 |  | Tangentially-fired | Pipeline Natural Gas | Residual Oil |  |  |  |  | 1954-01-01 | Operating | 1100 | 2 (73.5) | 2480 2 | 73.5
NY | Danskammer Generating Station | 2480 | 3 |  | 2023 | ARP, CSNOX, CSOSG3, CSSO2G1, RGGI | 606236 | 2 | NPCC | Orange County | NY071 | 71 | Electric Utility | 41.573 | -73.9646 | Danskammer Energy, LLC (Owner),Danskammer Energy, LLC (Operator) | Phase 2 | Phase 2 Group 1 | Tangentially-fired | Pipeline Natural Gas |  |  | Low NOx Burner Technology w/ Separated OFA | Electrostatic Precipitator |  | 1959-10-01 | Operating | 3260 | 3 (147.1) | 2480 3 | 147.1
NY | Danskammer Generating Station | 2480 | 4 |  | 2023 | ARP, CSNOX, CSOSG3, CSSO2G1, RGGI | 606236 | 2 | NPCC | Orange County | NY071 | 71 | Electric Utility | 41.573 | -73.9646 | Danskammer Energy, LLC (Owner),Danskammer Energy, LLC (Operator) | Phase 2 | Phase 2 Group 1 | Tangentially-fired | Pipeline Natural Gas |  |  | Low NOx Burner Technology w/ Separated OFA | Electrostatic Precipitator |  | 1967-09-01 | Operating | 2419 | 4 (239.4) | 2480 4 | 239.4
NY | Arthur Kill | 2490 | 20 | CS0002 | 2023 | ARP, CSNOX, CSOSG3, CSSO2G1, RGGI | 601740 | 2 | NPCC | Richmond County | NY085 | 85 | Electric Utility | 40.5915 | -74.2027 | Arthur Kill Power, LLC (Owner),NRG Energy, Inc (Operator) (Ended Apr 13, 2023),Arthur Kill Operating Services LLC (Operator) (Started Apr 13, 2023) | Phase 2 |  | Dry bottom wall-fired boiler | Pipeline Natural Gas | [5 empty] | 1959-08-01 | Operating | 3717 | GT1 (16.3), 2 (376.2) | 2490 20 | 392.5
NY | Arthur Kill | 2490 | 30 | CS0002 | 2023 | ARP, CSNOX, CSOSG3, CSSO2G1, RGGI | 601740 | 2 | NPCC | Richmond County | NY085 | 85 | Electric Utility | 40.5915 | -74.2027 | Arthur Kill Power, LLC (Owner),NRG Energy, Inc (Operator) (Ended Apr 13, 2023),Arthur Kill Operating Services LLC (Operator) (Started Apr 13, 2023) | Phase 2 |  | Tangentially-fired | Pipeline Natural Gas | [5 empty] | 1969-06-01 | Operating | 5502 | 3 (535.5) | 2490 30 | 535.5
NY | Arthur Kill | 2490 | CT0001 |  | 2023 | RGGI, SIPNOX | 601740 | 2 | NPCC | Richmond County | NY085 | 85 | Electric Utility | 40.5915 | -74.2027 | Arthur Kill Power, LLC (Owner),Arthur Kill Power, LLC (Operator) (Ended Apr 13, 2023),Arthur Kill Operating Services LLC (Operator) (Started Apr 13, 2023) |  |  | Combustion turbine | Pipeline Natural Gas | [5 empty] | 1970-06-01 | Operating | 235 | GT1 (16.3) | 2490 CT0001 | 16.3
NY | East River | 2493 | 1 |  | 2023 | ARP, CSNOX, CSOSG3, CSSO2G1, RGGI | 610097 | 2 |  | New York County | NY061 | 61 | Cogeneration | 40.7281 | -73.9742 | Consolidated Edison of New York, Inc. (Owner),Consolidated Edison of New York, Inc. (Operator) | Phase 2 |  | Combined cycle | Pipeline Natural Gas |  |  | Ammonia Injection,Selective Catalytic Reduction |  |  | 2005-03-08 | Operating | 3165 | 1 (180) | 2493 1 | 180 | Y
NY | East River | 2493 | 2 |  | 2023 | ARP, CSNOX, CSOSG3, CSSO2G1, RGGI | 610097 | 2 |  | New York County | NY061 | 61 | Cogeneration | 40.7281 | -73.9742 | Consolidated Edison of New York, Inc. (Owner),Consolidated Edison of New York, Inc. (Operator) | Phase 2 |  | Combined cycle | Pipeline Natural Gas |  |  | Ammonia Injection,Selective Catalytic Reduction |  |  | 2005-03-13 | Operating | 3165 | 2 (180) | 2493 2 | 180 | Y
NY | East River | 2493 | 60 |  | 2023 | ARP, CSNOX, CSOSG3, CSSO2G1, MATS, RGGI | 610097 | 2 |  | New York County | NY061 | 61 | Cogeneration | 40.7281 | -73.9742 | Consolidated Edison of New York, Inc. (Owner),Consolidated Edison of New York, Inc. (Operator) | Phase 2 |  | Dry bottom wall-fired boiler | Pipeline Natural Gas | Residual Oil |  |  |  |  | 1951-09-01 | Operating | 1930 | 6 (156.3) | 2493 60 | 156.3
NY | East River | 2493 | 70 |  | 2023 | ARP, CSNOX, CSOSG3, CSSO2G1, MATS, RGGI | 610097 | 2 |  | New York County | NY061 | 61 | Electric Utility | 40.7281 | -73.9742 | Consolidated Edison of New York, Inc. (Owner),Consolidated Edison of New York, Inc. (Operator) | Phase 2 |  | Dry bottom wall-fired boiler | Pipeline Natural Gas | Residual Oil |  |  |  |  | 1955-01-01 | Operating | 1982 | 7 (200) | 2493 70 | 200
NY | Gowanus Generating Station | 2494 | CT01-1 | CP0001 | 2023 | RGGI, SIPNOX | 601740 | 2 |  | Kings County | NY047 | 47 | Electric Utility | 40.6635 | -74.0051 | Astoria Generating Company, LP (Owner),Astoria Operating Services, Inc. (Operator) |  |  | Combustion turbine | Diesel Oil | [5 empty] | 1971-06-01 | Operating | 299 | GT11 (20) | 2494 CT01-1 | 20
NY | Gowanus Generating Station | 2494 | CT01-2 | CP0001 | 2023 | RGGI, SIPNOX | 601740 | 2 |  | Kings County | NY047 | 47 | Electric Utility | 40.6635 | -74.0051 | Astoria Generating Company, LP (Owner),Astoria Operating Services, Inc. (Operator) |  |  | Combustion turbine | Diesel Oil | [5 empty] | 1971-06-01 | Operating | 299 | GT12 (20) | 2494 CT01-2 | 20
NY | Gowanus Generating Station | 2494 | CT01-3 | CP0001 | 2023 | RGGI, SIPNOX | 601740 | 2 |  | Kings County | NY047 | 47 | Electric Utility | 40.6635 | -74.0051 | Astoria Generating Company, LP (Owner),Astoria Operating Services, Inc. (Operator) |  |  | Combustion turbine | Diesel Oil | [5 empty] | 1971-06-01 | Operating | 299 | GT13 (20) | 2494 CT01-3 | 20
NY | Gowanus Generating Station | 2494 | CT01-4 | CP0001 | 2023 | RGGI, SIPNOX | 601740 | 2 |  | Kings County | NY047 | 47 | Electric Utility | 40.6635 | -74.0051 | Astoria Generating Company, LP (Owner),Astoria Operating Services, Inc. (Operator) |  |  | Combustion turbine | Diesel Oil | [5 empty] | 1971-06-01 | Operating | 299 | GT14 (20) | 2494 CT01-4 | 20
NY | Gowanus Generating Station | 2494 | CT01-5 | CP0001 | 2023 | RGGI, SIPNOX | 601740 | 2 |  | Kings County | NY047 | 47 | Electric Utility | 40.6635 | -74.0051 | Astoria Generating Company, LP (Owner),Astoria Operating Services, Inc. (Operator) |  |  | Combustion turbine | Diesel Oil | [5 empty] | 1971-06-01 | Operating | 299 | GT15 (20) | 2494 CT01-5 | 20
NY | Gowanus Generating Station | 2494 | CT01-6 | CP0001 | 2023 | RGGI, SIPNOX | 601740 | 2 |  | Kings County | NY047 | 47 | Electric Utility | 40.6635 | -74.0051 | Astoria Generating Company, LP (Owner),Astoria Operating Services, Inc. (Operator) |  |  | Combustion turbine | Diesel Oil | [5 empty] | 1971-06-01 | Operating | 299 | GT16 (20) | 2494 CT01-6 | 20
NY | Gowanus Generating Station | 2494 | CT01-7 | CP0001 | 2023 | RGGI, SIPNOX | 601740 | 2 |  | Kings County | NY047 | 47 | Electric Utility | 40.6635 | -74.0051 | Astoria Generating Company, LP (Owner),Astoria Operating Services, Inc. (Operator) |  |  | Combustion turbine | Diesel Oil | [5 empty] | 1971-06-01 | Operating | 299 | GT17 (20) | 2494 CT01-7 | 20
NY | Gowanus Generating Station | 2494 | CT01-8 | CP0001 | 2023 | RGGI, SIPNOX | 601740 | 2 |  | Kings County | NY047 | 47 | Electric Utility | 40.6635 | -74.0051 | Astoria Generating Company, LP (Owner),Astoria Operating Services, Inc. (Operator) |  |  | Combustion turbine | Diesel Oil | [5 empty] | 1971-06-01 | Operating | 299 | GT18 (20) | 2494 CT01-8 | 20
NY | Gowanus Generating Station | 2494 | CT02-1 | CP0001 | 2023 | RGGI, SIPNOX | 601740 | 2 |  | Kings County | NY047 | 47 | Electric Utility | 40.6635 | -74.0051 | Astoria Generating Company, LP (Owner),Astoria Operating Services, Inc. (Operator) |  |  | Combustion turbine | Diesel Oil | Pipeline Natural Gas |  |  |  |  | 1971-06-01 | Operating | 299 | GT21 (20) | 2494 CT02-1 | 20
NY | Gowanus Generating Station | 2494 | CT02-2 | CP0001 | 2023 | RGGI, SIPNOX | 601740 | 2 |  | Kings County | NY047 | 47 | Electric Utility | 40.6635 | -74.0051 | Astoria Generating Company, LP (Owner),Astoria Operating Services, Inc. (Operator) |  |  | Combustion turbine | Diesel Oil | Pipeline Natural Gas |  |  |  |  | 1971-06-01 | Operating | 299 | GT22 (20) | 2494 CT02-2 | 20
NY | Gowanus Generating Station | 2494 | CT02-3 | CP0001 | 2023 | RGGI, SIPNOX | 601740 | 2 |  | Kings County | NY047 | 47 | Electric Utility | 40.6635 | -74.0051 | Astoria Generating Company, LP (Owner),Astoria Operating Services, Inc. (Operator) |  |  | Combustion turbine | Diesel Oil | Pipeline Natural Gas |  |  |  |  | 1971-06-01 | Operating | 299 | GT23 (20) | 2494 CT02-3 | 20
NY | Gowanus Generating Station | 2494 | CT02-4 | CP0001 | 2023 | RGGI, SIPNOX | 601740 | 2 |  | Kings County | NY047 | 47 | Electric Utility | 40.6635 | -74.0051 | Astoria Generating Company, LP (Owner),Astoria Operating Services, Inc. (Operator) |  |  | Combustion turbine | Diesel Oil | Pipeline Natural Gas |  |  |  |  | 1971-06-01 | Operating | 299 | GT24 (20) | 2494 CT02-4 | 20
NY | Gowanus Generating Station | 2494 | CT02-5 | CP0001 | 2023 | RGGI, SIPNOX | 601740 | 2 |  | Kings County | NY047 | 47 | Electric Utility | 40.6635 | -74.0051 | Astoria Generating Company, LP (Owner),Astoria Operating Services, Inc. (Operator) |  |  | Combustion turbine | Diesel Oil | Pipeline Natural Gas |  |  |  |  | 1971-06-01 | Operating | 299 | GT25 (20) | 2494 CT02-5 | 20
NY | Gowanus Generating Station | 2494 | CT02-6 | CP0001 | 2023 | RGGI, SIPNOX | 601740 | 2 |  | Kings County | NY047 | 47 | Electric Utility | 40.6635 | -74.0051 | Astoria Generating Company, LP (Owner),Astoria Operating Services, Inc. (Operator) |  |  | Combustion turbine | Diesel Oil | Pipeline Natural Gas |  |  |  |  | 1971-06-01 | Operating | 299 | GT26 (20) | 2494 CT02-6 | 20
NY | Gowanus Generating Station | 2494 | CT02-7 | CP0001 | 2023 | RGGI, SIPNOX | 601740 | 2 |  | Kings County | NY047 | 47 | Electric Utility | 40.6635 | -74.0051 | Astoria Generating Company, LP (Owner),Astoria Operating Services, Inc. (Operator) |  |  | Combustion turbine | Diesel Oil | Pipeline Natural Gas |  |  |  |  | 1971-06-01 | Operating | 299 | GT27 (20) | 2494 CT02-7 | 20
NY | Gowanus Generating Station | 2494 | CT02-8 | CP0001 | 2023 | RGGI, SIPNOX | 601740 | 2 |  | Kings County | NY047 | 47 | Electric Utility | 40.6635 | -74.0051 | Astoria Generating Company, LP (Owner),Astoria Operating Services, Inc. (Operator) |  |  | Combustion turbine | Diesel Oil | Pipeline Natural Gas |  |  |  |  | 1971-06-01 | Operating | 299 | GT28 (20) | 2494 CT02-8 | 20
NY | Gowanus Generating Station | 2494 | CT03-1 | CP0001 | 2023 | RGGI, SIPNOX | 601740 | 2 |  | Kings County | NY047 | 47 | Electric Utility | 40.6635 | -74.0051 | Astoria Generating Company, LP (Owner),Astoria Operating Services, Inc. (Operator) |  |  | Combustion turbine | Diesel Oil | Pipeline Natural Gas |  |  |  |  | 1971-06-01 | Operating | 299 | GT31 (20) | 2494 CT03-1 | 20
NY | Gowanus Generating Station | 2494 | CT03-2 | CP0001 | 2023 | RGGI, SIPNOX | 601740 | 2 |  | Kings County | NY047 | 47 | Electric Utility | 40.6635 | -74.0051 | Astoria Generating Company, LP (Owner),Astoria Operating Services, Inc. (Operator) |  |  | Combustion turbine | Diesel Oil | Pipeline Natural Gas |  |  |  |  | 1971-06-01 | Operating | 299 | GT32 (20) | 2494 CT03-2 | 20
NY | Gowanus Generating Station | 2494 | CT03-3 | CP0001 | 2023 | RGGI, SIPNOX | 601740 | 2 |  | Kings County | NY047 | 47 | Electric Utility | 40.6635 | -74.0051 | Astoria Generating Company, LP (Owner),Astoria Operating Services, Inc. (Operator) |  |  | Combustion turbine | Diesel Oil | Pipeline Natural Gas |  |  |  |  | 1971-06-01 | Operating | 299 | GT33 (20) | 2494 CT03-3 | 20
NY | Gowanus Generating Station | 2494 | CT03-4 | CP0001 | 2023 | RGGI, SIPNOX | 601740 | 2 |  | Kings County | NY047 | 47 | Electric Utility | 40.6635 | -74.0051 | Astoria Generating Company, LP (Owner),Astoria Operating Services, Inc. (Operator) |  |  | Combustion turbine | Diesel Oil | Pipeline Natural Gas |  |  |  |  | 1971-06-01 | Operating | 299 | GT34 (20) | 2494 CT03-4 | 20
NY | Gowanus Generating Station | 2494 | CT03-5 | CP0001 | 2023 | RGGI, SIPNOX | 601740 | 2 |  | Kings County | NY047 | 47 | Electric Utility | 40.6635 | -74.0051 | Astoria Generating Company, LP (Owner),Astoria Operating Services, Inc. (Operator) |  |  | Combustion turbine | Diesel Oil | Pipeline Natural Gas |  |  |  |  | 1971-06-01 | Operating | 299 | GT35 (20) | 2494 CT03-5 | 20
NY | Gowanus Generating Station | 2494 | CT03-6 | CP0001 | 2023 | RGGI, SIPNOX | 601740 | 2 |  | Kings County | NY047 | 47 | Electric Utility | 40.6635 | -74.0051 | Astoria Generating Company, LP (Owner),Astoria Operating Services, Inc. (Operator) |  |  | Combustion turbine | Diesel Oil | Pipeline Natural Gas |  |  |  |  | 1971-06-01 | Operating | 299 | GT36 (20) | 2494 CT03-6 | 20
NY | Gowanus Generating Station | 2494 | CT03-7 | CP0001 | 2023 | RGGI, SIPNOX | 601740 | 2 |  | Kings County | NY047 | 47 | Electric Utility | 40.6635 | -74.0051 | Astoria Generating Company, LP (Owner),Astoria Operating Services, Inc. (Operator) |  |  | Combustion turbine | Diesel Oil | Pipeline Natural Gas |  |  |  |  | 1971-06-01 | Operating | 299 | GT37 (20) | 2494 CT03-7 | 20
NY | Gowanus Generating Station | 2494 | CT03-8 | CP0001 | 2023 | RGGI, SIPNOX | 601740 | 2 |  | Kings County | NY047 | 47 | Electric Utility | 40.6635 | -74.0051 | Astoria Generating Company, LP (Owner),Astoria Operating Services, Inc. (Operator) |  |  | Combustion turbine | Diesel Oil | Pipeline Natural Gas |  |  |  |  | 1971-06-01 | Operating | 299 | GT38 (20) | 2494 CT03-8 | 20
NY | Gowanus Generating Station | 2494 | CT04-1 | CP0001 | 2023 | RGGI, SIPNOX | 601740 | 2 |  | Kings County | NY047 | 47 | Electric Utility | 40.6635 | -74.0051 | Astoria Generating Company, LP (Owner),Astoria Operating Services, Inc. (Operator) |  |  | Combustion turbine | Diesel Oil | [5 empty] | 1971-06-01 | Operating | 299 | GT41 (20) | 2494 CT04-1 | 20
NY | Gowanus Generating Station | 2494 | CT04-2 | CP0001 | 2023 | RGGI, SIPNOX | 601740 | 2 |  | Kings County | NY047 | 47 | Electric Utility | 40.6635 | -74.0051 | Astoria Generating Company, LP (Owner),Astoria Operating Services, Inc. (Operator) |  |  | Combustion turbine | Diesel Oil | [5 empty] | 1971-06-01 | Operating | 299 | GT42 (20) | 2494 CT04-2 | 20
NY | Gowanus Generating Station | 2494 | CT04-3 | CP0001 | 2023 | RGGI, SIPNOX | 601740 | 2 |  | Kings County | NY047 | 47 | Electric Utility | 40.6635 | -74.0051 | Astoria Generating Company, LP (Owner),Astoria Operating Services, Inc. (Operator) |  |  | Combustion turbine | Diesel Oil | [5 empty] | 1971-06-01 | Operating | 299 | GT43 (20) | 2494 CT04-3 | 20
NY | Gowanus Generating Station | 2494 | CT04-4 | CP0001 | 2023 | RGGI, SIPNOX | 601740 | 2 |  | Kings County | NY047 | 47 | Electric Utility | 40.6635 | -74.0051 | Astoria Generating Company, LP (Owner),Astoria Operating Services, Inc. (Operator) |  |  | Combustion turbine | Diesel Oil | [5 empty] | 1971-06-01 | Operating | 299 | GT44 (20) | 2494 CT04-4 | 20
NY | Gowanus Generating Station | 2494 | CT04-5 | CP0001 | 2023 | RGGI, SIPNOX | 601740 | 2 |  | Kings County | NY047 | 47 | Electric Utility | 40.6635 | -74.0051 | Astoria Generating Company, LP (Owner),Astoria Operating Services, Inc. (Operator) |  |  | Combustion turbine | Diesel Oil | [5 empty] | 1971-06-01 | Operating | 299 | GT45 (20) | 2494 CT04-5 | 20
NY | Gowanus Generating Station | 2494 | CT04-6 | CP0001 | 2023 | RGGI, SIPNOX | 601740 | 2 |  | Kings County | NY047 | 47 | Electric Utility | 40.6635 | -74.0051 | Astoria Generating Company, LP (Owner),Astoria Operating Services, Inc. (Operator) |  |  | Combustion turbine | Diesel Oil | [5 empty] | 1971-06-01 | Operating | 299 | GT46 (20) | 2494 CT04-6 | 20
NY | Gowanus Generating Station | 2494 | CT04-7 | CP0001 | 2023 | RGGI, SIPNOX | 601740 | 2 |  | Kings County | NY047 | 47 | Electric Utility | 40.6635 | -74.0051 | Astoria Generating Company, LP (Owner),Astoria Operating Services, Inc. (Operator) |  |  | Combustion turbine | Diesel Oil | [5 empty] | 1971-06-01 | Operating | 299 | GT47 (20) | 2494 CT04-7 | 20
NY | Gowanus Generating Station | 2494 | CT04-8 | CP0001 | 2023 | RGGI, SIPNOX | 601740 | 2 |  | Kings County | NY047 | 47 | Electric Utility | 40.6635 | -74.0051 | Astoria Generating Company, LP (Owner),Astoria Operating Services, Inc. (Operator) |  |  | Combustion turbine | Diesel Oil | [5 empty] | 1971-06-01 | Operating | 299 | GT48 (20) | 2494 CT04-8 | 20
NY | Narrows Generating Station | 2499 | CT01-1 | CP0001 | 2023 | RGGI, SIPNOX | 601740 | 2 |  | Kings County | NY047 | 47 | Electric Utility | 40.6486 | -74.0209 | Astoria Generating Company, LP (Owner),Astoria Operating Services, Inc. (Operator) |  |  | Combustion turbine | Pipeline Natural Gas | Diesel Oil |  |  |  |  | 1972-05-01 | Operating | 297 | NT11 (22) | 2499 CT01-1 | 22
NY | Narrows Generating Station | 2499 | CT01-2 | CP0001 | 2023 | RGGI, SIPNOX | 601740 | 2 |  | Kings County | NY047 | 47 | Electric Utility | 40.6486 | -74.0209 | Astoria Generating Company, LP (Owner),Astoria Operating Services, Inc. (Operator) |  |  | Combustion turbine | Pipeline Natural Gas | Diesel Oil |  |  |  |  | 1972-05-01 | Operating | 297 | NT12 (22) | 2499 CT01-2 | 22
NY | Narrows Generating Station | 2499 | CT01-3 | CP0001 | 2023 | RGGI, SIPNOX | 601740 | 2 |  | Kings County | NY047 | 47 | Electric Utility | 40.6486 | -74.0209 | Astoria Generating Company, LP (Owner),Astoria Operating Services, Inc. (Operator) |  |  | Combustion turbine | Pipeline Natural Gas | Diesel Oil |  |  |  |  | 1972-05-01 | Operating | 297 | NT13 (22) | 2499 CT01-3 | 22
NY | Narrows Generating Station | 2499 | CT01-4 | CP0001 | 2023 | RGGI, SIPNOX | 601740 | 2 |  | Kings County | NY047 | 47 | Electric Utility | 40.6486 | -74.0209 | Astoria Generating Company, LP (Owner),Astoria Operating Services, Inc. (Operator) |  |  | Combustion turbine | Pipeline Natural Gas | Diesel Oil |  |  |  |  | 1972-05-01 | Operating | 297 | NT14 (22) | 2499 CT01-4 | 22
NY | Narrows Generating Station | 2499 | CT01-5 | CP0001 | 2023 | RGGI, SIPNOX | 601740 | 2 |  | Kings County | NY047 | 47 | Electric Utility | 40.6486 | -74.0209 | Astoria Generating Company, LP (Owner),Astoria Operating Services, Inc. (Operator) |  |  | Combustion turbine | Pipeline Natural Gas | Diesel Oil |  |  |  |  | 1972-05-01 | Operating | 297 | NT15 (22) | 2499 CT01-5 | 22
NY | Narrows Generating Station | 2499 | CT01-6 | CP0001 | 2023 | RGGI, SIPNOX | 601740 | 2 |  | Kings County | NY047 | 47 | Electric Utility | 40.6486 | -74.0209 | Astoria Generating Company, LP (Owner),Astoria Operating Services, Inc. (Operator) |  |  | Combustion turbine | Pipeline Natural Gas | Diesel Oil |  |  |  |  | 1972-05-01 | Operating | 297 | NT16 (22) | 2499 CT01-6 | 22
NY | Narrows Generating Station | 2499 | CT01-7 | CP0001 | 2023 | RGGI, SIPNOX | 601740 | 2 |  | Kings County | NY047 | 47 | Electric Utility | 40.6486 | -74.0209 | Astoria Generating Company, LP (Owner),Astoria Operating Services, Inc. (Operator) |  |  | Combustion turbine | Pipeline Natural Gas | Diesel Oil |  |  |  |  | 1972-05-01 | Operating | 297 | NT17 (22) | 2499 CT01-7 | 22
NY | Narrows Generating Station | 2499 | CT01-8 | CP0001 | 2023 | RGGI, SIPNOX | 601740 | 2 |  | Kings County | NY047 | 47 | Electric Utility | 40.6486 | -74.0209 | Astoria Generating Company, LP (Owner),Astoria Operating Services, Inc. (Operator) |  |  | Combustion turbine | Pipeline Natural Gas | Diesel Oil |  |  |  |  | 1972-05-01 | Operating | 297 | NT18 (22) | 2499 CT01-8 | 22
NY | Narrows Generating Station | 2499 | CT02-1 | CP0001 | 2023 | RGGI, SIPNOX | 601740 | 2 |  | Kings County | NY047 | 47 | Electric Utility | 40.6486 | -74.0209 | Astoria Generating Company, LP (Owner),Astoria Operating Services, Inc. (Operator) |  |  | Combustion turbine | Pipeline Natural Gas | Diesel Oil |  |  |  |  | 1972-05-01 | Operating | 297 | NT21 (22) | 2499 CT02-1 | 22
NY | Narrows Generating Station | 2499 | CT02-2 | CP0001 | 2023 | RGGI, SIPNOX | 601740 | 2 |  | Kings County | NY047 | 47 | Electric Utility | 40.6486 | -74.0209 | Astoria Generating Company, LP (Owner),Astoria Operating Services, Inc. (Operator) |  |  | Combustion turbine | Pipeline Natural Gas | Diesel Oil |  |  |  |  | 1972-05-01 | Operating | 297 | NT22 (22) | 2499 CT02-2 | 22
NY | Narrows Generating Station | 2499 | CT02-3 | CP0001 | 2023 | RGGI, SIPNOX | 601740 | 2 |  | Kings County | NY047 | 47 | Electric Utility | 40.6486 | -74.0209 | Astoria Generating Company, LP (Owner),Astoria Operating Services, Inc. (Operator) |  |  | Combustion turbine | Pipeline Natural Gas | Diesel Oil |  |  |  |  | 1972-05-01 | Operating | 297 | NT23 (22) | 2499 CT02-3 | 22
NY | Narrows Generating Station | 2499 | CT02-4 | CP0001 | 2023 | RGGI, SIPNOX | 601740 | 2 |  | Kings County | NY047 | 47 | Electric Utility | 40.6486 | -74.0209 | Astoria Generating Company, LP (Owner),Astoria Operating Services, Inc. (Operator) |  |  | Combustion turbine | Pipeline Natural Gas | Diesel Oil |  |  |  |  | 1972-05-01 | Operating | 297 | NT24 (22) | 2499 CT02-4 | 22
NY | Narrows Generating Station | 2499 | CT02-5 | CP0001 | 2023 | RGGI, SIPNOX | 601740 | 2 |  | Kings County | NY047 | 47 | Electric Utility | 40.6486 | -74.0209 | Astoria Generating Company, LP (Owner),Astoria Operating Services, Inc. (Operator) |  |  | Combustion turbine | Pipeline Natural Gas | Diesel Oil |  |  |  |  | 1972-05-01 | Operating | 297 | NT25 (22) | 2499 CT02-5 | 22
NY | Narrows Generating Station | 2499 | CT02-6 | CP0001 | 2023 | RGGI, SIPNOX | 601740 | 2 |  | Kings County | NY047 | 47 | Electric Utility | 40.6486 | -74.0209 | Astoria Generating Company, LP (Owner),Astoria Operating Services, Inc. (Operator) |  |  | Combustion turbine | Pipeline Natural Gas | Diesel Oil |  |  |  |  | 1972-05-01 | Operating | 297 | NT26 (22) | 2499 CT02-6 | 22
NY | Narrows Generating Station | 2499 | CT02-7 | CP0001 | 2023 | RGGI, SIPNOX | 601740 | 2 |  | Kings County | NY047 | 47 | Electric Utility | 40.6486 | -74.0209 | Astoria Generating Company, LP (Owner),Astoria Operating Services, Inc. (Operator) |  |  | Combustion turbine | Pipeline Natural Gas | Diesel Oil |  |  |  |  | 1972-05-01 | Operating | 297 | NT27 (22) | 2499 CT02-7 | 22
NY | Narrows Generating Station | 2499 | CT02-8 | CP0001 | 2023 | RGGI, SIPNOX | 601740 | 2 |  | Kings County | NY047 | 47 | Electric Utility | 40.6486 | -74.0209 | Astoria Generating Company, LP (Owner),Astoria Operating Services, Inc. (Operator) |  |  | Combustion turbine | Pipeline Natural Gas | Diesel Oil |  |  |  |  | 1972-05-01 | Operating | 297 | NT28 (22) | 2499 CT02-8 | 22
NY | Ravenswood Generating Station | 2500 | 10 |  | 2023 | ARP, CSNOX, CSOSG3, CSSO2G1, RGGI | 605624 | 2 | NPCC | Queens County | NY081 | 81 | Electric Utility | 40.7585 | -73.9451 | Helix Ravenswood, LLC (Owner),Helix Ravenswood, LLC (Operator) | Phase 2 |  | Tangentially-fired | Pipeline Natural Gas | Residual Oil |  | Overfire Air |  |  | 1963-02-01 | Operating | 4204 | 1 (400) | 2500 10 | 400
NY | Ravenswood Generating Station | 2500 | 20 |  | 2023 | ARP, CSNOX, CSOSG3, CSSO2G1, MATS, RGGI | 605624 | 2 | NPCC | Queens County | NY081 | 81 | Electric Utility | 40.7585 | -73.9451 | Helix Ravenswood, LLC (Owner),Helix Ravenswood, LLC (Operator) | Phase 2 |  | Tangentially-fired | Pipeline Natural Gas | Residual Oil |  | Overfire Air |  |  | 1963-05-01 | Operating | 4171 | 2 (400) | 2500 20 | 400
NY | Ravenswood Generating Station | 2500 | 30 |  | 2023 | ARP, CSNOX, CSOSG3, CSSO2G1, MATS, RGGI | 605624 | 2 | NPCC | Queens County | NY081 | 81 | Electric Utility | 40.7585 | -73.9451 | Helix Ravenswood, LLC (Owner),Helix Ravenswood, LLC (Operator) | Phase 2 |  | Tangentially-fired | Pipeline Natural Gas | Residual Oil |  |  |  |  | 1965-06-01 | Operating | 9379 | 3 (1027.7) | 2500 30 | 1027.7
NY | Ravenswood Generating Station | 2500 | CT0001 |  | 2023 | RGGI, SIPNOX | 605624 | 2 | NPCC | Queens County | NY081 | 81 | Electric Utility | 40.7585 | -73.9451 | Helix Ravenswood, LLC (Owner),Helix Ravenswood, LLC (Operator) |  |  | Combustion turbine | Pipeline Natural Gas | [5 empty] | 1967-07-01 | Operating | 243 | GT1 (18.6) | 2500 CT0001 | 18.6
NY | Ravenswood Generating Station | 2500 | CT0010 |  | 2023 | RGGI, SIPNOX | 605624 | 2 | NPCC | Queens County | NY081 | 81 | Electric Utility | 40.7585 | -73.9451 | Helix Ravenswood, LLC (Owner),Helix Ravenswood, LLC (Operator) |  |  | Combustion turbine | Pipeline Natural Gas | Diesel Oil |  |  |  |  | 1970-08-01 | Operating | 255 | GT10 (25) | 2500 CT0010 | 25
NY | Ravenswood Generating Station | 2500 | CT0011 |  | 2023 | RGGI, SIPNOX | 605624 | 2 | NPCC | Queens County | NY081 | 81 | Electric Utility | 40.7585 | -73.9451 | Helix Ravenswood, LLC (Owner),Helix Ravenswood, LLC (Operator) |  |  | Combustion turbine | Pipeline Natural Gas | Diesel Oil |  |  |  |  | 1970-08-01 | Operating | 255 | GT11 (25) | 2500 CT0011 | 25
NY | Ravenswood Generating Station | 2500 | UCC001 |  | 2023 | ARP, CSNOX, CSOSG3, CSSO2G1, RGGI | 605624 | 2 | NPCC | Queens County | NY081 | 81 | Electric Utility | 40.7585 | -73.9451 | Helix Ravenswood, LLC (Owner),Helix Ravenswood, LLC (Operator) | Phase 2 |  | Combined cycle | Pipeline Natural Gas | Diesel Oil |  | Dry Low NOx Burners,Ammonia Injection |  |  | 2004-01-05 | Operating | 2156 | 4 (170), 4S (80) | 2500 UCC001 | 250
NY | 74th Street | 2504 | 120 | CS0002 | 2023 | ARP, SIPNOX | 610097 | 2 |  | New York County | NY061 | 61 | Electric Utility | 40.768 | -73.9515 | Consolidated Edison of New York, Inc. (Owner),Consolidated Edison of New York, Inc. (Operator) | Phase 2 |  | Tangentially-fired | Pipeline Natural Gas | Residual Oil |  |  |  |  | 1956-04-01 | Operating | 836 | 11 (35) | 2504 120 | 35
NY | 74th Street | 2504 | 121 | CS0002 | 2023 | ARP, SIPNOX | 610097 | 2 |  | New York County | NY061 | 61 | Electric Utility | 40.768 | -73.9515 | Consolidated Edison of New York, Inc. (Owner),Consolidated Edison of New York, Inc. (Operator) | Phase 2 |  | Tangentially-fired | Pipeline Natural Gas | Residual Oil |  |  |  |  | 1956-04-01 | Operating | 836 | 11 (35) | 2504 121 | 35
NY | 74th Street | 2504 | 122 | CS0002 | 2023 | ARP, SIPNOX | 610097 | 2 |  | New York County | NY061 | 61 | Electric Utility | 40.768 | -73.9515 | Consolidated Edison of New York, Inc. (Owner),Consolidated Edison of New York, Inc. (Operator) | Phase 2 |  | Tangentially-fired | Pipeline Natural Gas | Residual Oil |  |  |  |  | 1956-04-01 | Operating | 836 | 11 (35) | 2504 122 | 35
NY | 74th Street | 2504 | CT0001 |  | 2023 | RGGI, SIPNOX | 610097 | 2 |  | New York County | NY061 | 61 | Electric Utility | 40.768 | -73.9515 | Consolidated Edison of New York, Inc. (Owner),Consolidated Edison of New York, Inc. (Operator) |  |  | Combustion turbine | Other Oil | [5 empty] | 1968-10-01 | Operating | 223 | GT1 (18.6) | 2504 CT0001 | 18.6
NY | 74th Street | 2504 | CT0002 |  | 2023 | RGGI, SIPNOX | 610097 | 2 |  | New York County | NY061 | 61 | Electric Utility | 40.768 | -73.9515 | Consolidated Edison of New York, Inc. (Owner),Consolidated Edison of New York, Inc. (Operator) |  |  | Combustion turbine | Other Oil | [5 empty] | 1968-10-01 | Operating | 223 | GT2 (18.6) | 2504 CT0002 | 18.6
NY | E F Barrett | 2511 | 10 |  | 2023 | ARP, CSNOX, CSOSG3, CSSO2G1, RGGI | 606257 | 2 |  | Nassau County | NY059 | 59 | Electric Utility | 40.6169 | -73.6486 | National Grid Generation LLC (Owner),National Grid Generation LLC (Operator) | Phase 2 |  | Tangentially-fired | Pipeline Natural Gas | Residual Oil |  |  |  |  | 1956-01-01 | Operating | 2300 | ST1 (175) | 2511 10 | 175
NY | E F Barrett | 2511 | 20 |  | 2023 | ARP, CSNOX, CSOSG3, CSSO2G1, RGGI | 606257 | 2 |  | Nassau County | NY059 | 59 | Electric Utility | 40.6169 | -73.6486 | National Grid Generation LLC (Owner),National Grid Generation LLC (Operator) | Phase 2 |  | Tangentially-fired | Pipeline Natural Gas | Residual Oil |  | Overfire Air |  |  | 1963-01-01 | Operating | 2100 | ST2 (175) | 2511 20 | 175
NY | E F Barrett | 2511 | U00004 | CP001 | 2023 | RGGI, SIPNOX | 606257 | 2 |  | Nassau County | NY059 | 59 | Electric Utility | 40.6169 | -73.6486 | National Grid Generation LLC (Owner),National Grid Generation LLC (Operator) |  |  | Combustion turbine | Pipeline Natural Gas | Diesel Oil |  |  |  |  | 1970-07-01 | Operating | 276 | GT1 (18) | 2511 U00004 | 18
NY | E F Barrett | 2511 | U00005 | CP001 | 2023 | RGGI, SIPNOX | 606257 | 2 |  | Nassau County | NY059 | 59 | Electric Utility | 40.6169 | -73.6486 | National Grid Generation LLC (Owner),National Grid Generation LLC (Operator) |  |  | Combustion turbine | Pipeline Natural Gas | Diesel Oil |  |  |  |  | 1970-07-01 | Operating | 276 | GT2 (18) | 2511 U00005 | 18
NY | E F Barrett | 2511 | U00006 | CP001 | 2023 | RGGI, SIPNOX | 606257 | 2 |  | Nassau County | NY059 | 59 | Electric Utility | 40.6169 | -73.6486 | National Grid Generation LLC (Owner),National Grid Generation LLC (Operator) |  |  | Combustion turbine | Pipeline Natural Gas | Diesel Oil |  |  |  |  | 1970-07-01 | Operating | 276 | 3 (18) | 2511 U00006 | 18
NY | E F Barrett | 2511 | U00007 | CP001 | 2023 | RGGI, SIPNOX | 606257 | 2 |  | Nassau County | NY059 | 59 | Electric Utility | 40.6169 | -73.6486 | National Grid Generation LLC (Owner),National Grid Generation LLC (Operator) |  |  | Combustion turbine | Pipeline Natural Gas | Diesel Oil |  |  |  |  | 1970-07-01 | Operating | 276 | 4 (18) | 2511 U00007 | 18
NY | E F Barrett | 2511 | U00008 | CP001 | 2023 | RGGI, SIPNOX | 606257 | 2 |  | Nassau County | NY059 | 59 | Electric Utility | 40.6169 | -73.6486 | National Grid Generation LLC (Owner),National Grid Generation LLC (Operator) |  |  | Combustion turbine | Pipeline Natural Gas | Diesel Oil |  |  |  |  | 1970-07-01 | Operating | 276 | 5 (18) | 2511 U00008 | 18
NY | E F Barrett | 2511 | U00009 | CP001 | 2023 | RGGI, SIPNOX | 606257 | 2 |  | Nassau County | NY059 | 59 | Electric Utility | 40.6169 | -73.6486 | National Grid Generation LLC (Owner),National Grid Generation LLC (Operator) |  |  | Combustion turbine | Pipeline Natural Gas | Diesel Oil |  |  |  |  | 1970-07-01 | Operating | 276 | 6 (18) | 2511 U00009 | 18
NY | E F Barrett | 2511 | U00011 | CP001 | 2023 | RGGI, SIPNOX | 606257 | 2 |  | Nassau County | NY059 | 59 | Electric Utility | 40.6169 | -73.6486 | National Grid Generation LLC (Owner),National Grid Generation LLC (Operator) |  |  | Combustion turbine | Pipeline Natural Gas | Diesel Oil |  |  |  |  | 1970-07-01 | Operating | 276 | 8 (18) | 2511 U00011 | 18
NY | E F Barrett | 2511 | U00012 | CP001 | 2023 | CSNOX, CSOSG3, CSSO2G1, RGGI | 606257 | 2 |  | Nassau County | NY059 | 59 | Electric Utility | 40.6169 | -73.6486 | National Grid Generation LLC (Owner),National Grid Generation LLC (Operator) |  |  | Combustion turbine | Pipeline Natural Gas | Diesel Oil |  | Water Injection |  |  | 1970-07-01 | Operating | 270 | 9 (41.9) | 2511 U00012 | 41.9
NY | E F Barrett | 2511 | U00013 | CP001 | 2023 | CSNOX, CSOSG3, CSSO2G1, RGGI | 606257 | 2 |  | Nassau County | NY059 | 59 | Electric Utility | 40.6169 | -73.6486 | National Grid Generation LLC (Owner),National Grid Generation LLC (Operator) |  |  | Combustion turbine | Pipeline Natural Gas | Diesel Oil |  | Water Injection |  |  | 1970-07-01 | Operating | 270 | 9 (41.9) | 2511 U00013 | 41.9
NY | E F Barrett | 2511 | U00014 | CP001 | 2023 | CSNOX, CSOSG3, CSSO2G1, RGGI | 606257 | 2 |  | Nassau County | NY059 | 59 | Electric Utility | 40.6169 | -73.6486 | National Grid Generation LLC (Owner),National Grid Generation LLC (Operator) |  |  | Combustion turbine | Pipeline Natural Gas | Diesel Oil |  | Water Injection |  |  | 1970-07-01 | Operating | 270 | 10 (41.9) | 2511 U00014 | 41.9
NY | E F Barrett | 2511 | U00015 | CP001 | 2023 | CSNOX, CSOSG3, CSSO2G1, RGGI | 606257 | 2 |  | Nassau County | NY059 | 59 | Electric Utility | 40.6169 | -73.6486 | National Grid Generation LLC (Owner),National Grid Generation LLC (Operator) |  |  | Combustion turbine | Pipeline Natural Gas | Diesel Oil |  | Water Injection |  |  | 1970-07-01 | Operating | 270 | 10 (41.9) | 2511 U00015 | 41.9
NY | E F Barrett | 2511 | U00016 | CP001 | 2023 | CSNOX, CSOSG3, CSSO2G1, RGGI | 606257 | 2 |  | Nassau County | NY059 | 59 | Electric Utility | 40.6169 | -73.6486 | National Grid Generation LLC (Owner),National Grid Generation LLC (Operator) |  |  | Combustion turbine | Pipeline Natural Gas | Diesel Oil |  | Water Injection |  |  | 1970-07-01 | Operating | 270 | 11 (41.9) | 2511 U00016 | 41.9
NY | E F Barrett | 2511 | U00017 | CP001 | 2023 | CSNOX, CSOSG3, CSSO2G1, RGGI | 606257 | 2 |  | Nassau County | NY059 | 59 | Electric Utility | 40.6169 | -73.6486 | National Grid Generation LLC (Owner),National Grid Generation LLC (Operator) |  |  | Combustion turbine | Pipeline Natural Gas | Diesel Oil |  | Water Injection |  |  | 1970-07-01 | Operating | 270 | 11 (41.9) | 2511 U00017 | 41.9
NY | E F Barrett | 2511 | U00018 | CP001 | 2023 | CSNOX, CSOSG3, CSSO2G1, RGGI | 606257 | 2 |  | Nassau County | NY059 | 59 | Electric Utility | 40.6169 | -73.6486 | National Grid Generation LLC (Owner),National Grid Generation LLC (Operator) |  |  | Combustion turbine | Pipeline Natural Gas | Diesel Oil |  | Water Injection |  |  | 1970-07-01 | Operating | 270 | 12 (41.9) | 2511 U00018 | 41.9
NY | E F Barrett | 2511 | U00019 | CP001 | 2023 | CSNOX, CSOSG3, CSSO2G1, RGGI | 606257 | 2 |  | Nassau County | NY059 | 59 | Electric Utility | 40.6169 | -73.6486 | National Grid Generation LLC (Owner),National Grid Generation LLC (Operator) |  |  | Combustion turbine | Pipeline Natural Gas | Diesel Oil |  | Water Injection |  |  | 1970-07-01 | Operating | 270 | 12 (41.9) | 2511 U00019 | 41.9
NY | Glenwood | 2514 | U00020 | CP001 | 2023 | CSNOX, CSOSG3, CSSO2G1, RGGI | 606257 | 2 |  | Nassau County | NY059 | 59 | Electric Utility | 40.8269 | -73.6479 | National Grid Generation LLC (Owner),National Grid Generation LLC (Operator) |  |  | Combustion turbine | Diesel Oil |  |  | Water Injection |  |  | 1972-07-01 | Operating | 662 | GT2 (55) | 2514 U00020 | 55
NY | Glenwood | 2514 | U00021 | CP001 | 2023 | CSNOX, CSOSG3, CSSO2G1, RGGI | 606257 | 2 |  | Nassau County | NY059 | 59 | Electric Utility | 40.8269 | -73.6479 | National Grid Generation LLC (Owner),National Grid Generation LLC (Operator) |  |  | Combustion turbine | Diesel Oil | [5 empty] | 1972-07-01 | Operating | 662 | GT3 (55) | 2514 U00021 | 55
NY | Northport | 2516 | 1 |  | 2023 | ARP, CSNOX, CSOSG3, CSSO2G1, MATS, RGGI | 606257 | 2 |  | Suffolk County | NY103 | 103 | Electric Utility | 40.9231 | -73.3417 | National Grid Generation LLC (Owner),National Grid Generation LLC (Operator) | Table 1 |  | Tangentially-fired | Pipeline Natural Gas | Residual Oil |  | Overfire Air,Low NOx Burner Technology w/ Separated OFA | Electrostatic Precipitator |  | 1967-01-01 | Operating | 3900 | ST1 (387) | 2516 1 | 387
NY | Northport | 2516 | 2 |  | 2023 | ARP, CSNOX, CSOSG3, CSSO2G1, MATS, RGGI | 606257 | 2 |  | Suffolk County | NY103 | 103 | Electric Utility | 40.9231 | -73.3417 | National Grid Generation LLC (Owner),National Grid Generation LLC (Operator) | Table 1 |  | Tangentially-fired | Pipeline Natural Gas | Residual Oil |  | Overfire Air,Low NOx Burner Technology w/ Separated OFA | Electrostatic Precipitator |  | 1968-01-01 | Operating | 4000 | 2 (387) | 2516 2 | 387
NY | Northport | 2516 | 3 |  | 2023 | ARP, CSNOX, CSOSG3, CSSO2G1, MATS, RGGI | 606257 | 2 |  | Suffolk County | NY103 | 103 | Electric Utility | 40.9231 | -73.3417 | National Grid Generation LLC (Owner),National Grid Generation LLC (Operator) | Table 1 |  | Tangentially-fired | Pipeline Natural Gas | Residual Oil |  | Overfire Air,Low NOx Burner Technology w/ Separated OFA | Electrostatic Precipitator |  | 1972-01-01 | Operating | 3900 | 3 (387) | 2516 3 | 387
NY | Northport | 2516 | 4 |  | 2023 | ARP, CSNOX, CSOSG3, CSSO2G1, MATS, RGGI | 606257 | 2 |  | Suffolk County | NY103 | 103 | Electric Utility | 40.9231 | -73.3417 | National Grid Generation LLC (Owner),National Grid Generation LLC (Operator) | Phase 2 |  | Tangentially-fired | Pipeline Natural Gas | Residual Oil |  | Overfire Air,Low NOx Burner Technology w/ Separated OFA | Electrostatic Precipitator |  | 1977-01-01 | Operating | 4100 | 4 (387) | 2516 4 | 387
NY | Northport | 2516 | UGT001 |  | 2023 | RGGI, SIPNOX | 606257 | 2 |  | Suffolk County | NY103 | 103 | Electric Utility | 40.9231 | -73.3417 | National Grid Generation LLC (Owner),National Grid Generation LLC (Operator) |  |  | Combustion turbine | Diesel Oil | [5 empty] | 1967-07-01 | Operating | 266 | GT1 (16) | 2516 UGT001 | 16
NY | Port Jefferson Energy Center | 2517 | 3 |  | 2023 | ARP, CSNOX, CSOSG3, CSSO2G1, MATS, RGGI | 606257 | 2 |  | Suffolk County | NY103 | 103 | Electric Utility | 40.9503 | -73.0786 | National Grid Generation LLC (Owner),National Grid Generation LLC (Operator) | Table 1 |  | Tangentially-fired | Pipeline Natural Gas | Residual Oil |  | Overfire Air,Low NOx Burner Technology w/ Separated OFA | Electrostatic Precipitator |  | 1958-01-01 | Operating | 2075 | 3 (188) | 2517 3 | 188
NY | Port Jefferson Energy Center | 2517 | 4 |  | 2023 | ARP, CSNOX, CSOSG3, CSSO2G1, MATS, RGGI | 606257 | 2 |  | Suffolk County | NY103 | 103 | Electric Utility | 40.9503 | -73.0786 | National Grid Generation LLC (Owner),National Grid Generation LLC (Operator) | Table 1 |  | Tangentially-fired | Pipeline Natural Gas | Residual Oil |  | Overfire Air,Low NOx Burner Technology w/ Separated OFA | Electrostatic Precipitator |  | 1960-01-01 | Operating | 2100 | 4 (188) | 2517 4 | 188
NY | Port Jefferson Energy Center | 2517 | UGT001 |  | 2023 | RGGI, SIPNOX | 606257 | 2 |  | Suffolk County | NY103 | 103 | Electric Utility | 40.9503 | -73.0786 | National Grid Generation LLC (Owner),National Grid Generation LLC (Operator) |  |  | Combustion turbine | Diesel Oil | [5 empty] | 1966-07-01 | Operating | 266 | GT1 (16) | 2517 UGT001 | 16
NY | Port Jefferson Energy Center | 2517 | UGT002 |  | 2023 | ARP, CSNOX, CSOSG3, CSSO2G1, RGGI | 606257 | 2 |  | Suffolk County | NY103 | 103 | Electric Utility | 40.9503 | -73.0786 | National Grid Port Jefferson Energy Center LLC (Owner),National Grid Port Jefferson Energy Center LLC (Operator) | Phase 2 |  | Combustion turbine | Pipeline Natural Gas | Diesel Oil |  | Water Injection,Selective Catalytic Reduction |  |  | 2002-07-01 | Operating | 492 | GT2 (45) | 2517 UGT002 | 45 | Y
NY | Port Jefferson Energy Center | 2517 | UGT003 |  | 2023 | ARP, CSNOX, CSOSG3, CSSO2G1, RGGI | 606257 | 2 |  | Suffolk County | NY103 | 103 | Electric Utility | 40.9503 | -73.0786 | National Grid Port Jefferson Energy Center LLC (Owner),National Grid Port Jefferson Energy Center LLC (Operator) | Phase 2 |  | Combustion turbine | Pipeline Natural Gas | Diesel Oil |  | Water Injection,Selective Catalytic Reduction |  |  | 2002-07-01 | Operating | 478 | GT3 (45) | 2517 UGT003 | 45 | Y
NY | West Babylon Facility | 2521 | UGT001 |  | 2023 | CSNOX, CSOSG3, CSSO2G1, RGGI | 606257 | 2 |  | Suffolk County | NY103 | 103 | Electric Utility | 40.6953 | -73.3497 | National Grid Generation LLC (Owner),National Grid Generation LLC (Operator) |  |  | Combustion turbine | Diesel Oil | [5 empty] | 1971-06-01 | Operating | 686 | 4 (52.4) | 2521 UGT001 | 52.4
NY | Greenidge Generation LLC | 2527 | 6 |  | 2023 | ARP, CSNOX, CSOSG3, CSSO2G1, RGGI | 605956 | 2 | NPCC | Yates County | NY123 | 123 | Electric Utility | 42.6789 | -76.9483 | Greenidge Generation LLC (Owner),Greenidge Generation LLC (Operator) | Table 1 | Phase 1 Group 1 | Tangentially-fired | Pipeline Natural Gas | Wood | Dry Lime FGD | Low NOx Burner Technology w/ Closed-coupled OFA,Selective Catalytic Reduction | Electrostatic Precipitator,Baghouse |  | 1953-11-01 | Operating | 1280 | 4 (105.9) | 2527 6 | 105.9 | Y
NY | Bethlehem Energy Center (Albany) | 2539 | 10001 |  | 2023 | ARP, CSNOX, CSOSG3, CSSO2G1, RGGI | 601740 | 2 | NPCC | Albany County | NY001 | 1 | Electric Utility | 42.5905 | -73.7636 | PSEG Power New York, Inc. (Owner) (Ended Apr 13, 2023),GB II New York LLC (Owner) (Started Apr 13, 2023),PSEG Power New York, Inc. (Operator) (Ended Apr 13, 2023),Consolidated Asset Management Services, LLC (Operator) (Started Apr 13, 2023) | Phase 2 |  | Combined cycle | Pipeline Natural Gas | Diesel Oil |  | Dry Low NOx Burners,Water Injection,Selective Catalytic Reduction |  |  | 2005-03-10 | Operating | 2450 | 5 (194), 8 (310) | 2539 10001 | 297.3333 | Y
NY | Bethlehem Energy Center (Albany) | 2539 | 10002 |  | 2023 | ARP, CSNOX, CSOSG3, CSSO2G1, RGGI | 601740 | 2 | NPCC | Albany County | NY001 | 1 | Electric Utility | 42.5905 | -73.7636 | PSEG Power New York, Inc. (Owner) (Ended Apr 13, 2023),GB II New York LLC (Owner) (Started Apr 13, 2023),PSEG Power New York, Inc. (Operator) (Ended Apr 13, 2023),Consolidated Asset Management Services, LLC (Operator) (Started Apr 13, 2023) | Phase 2 |  | Combined cycle | Pipeline Natural Gas | Diesel Oil |  | Dry Low NOx Burners,Water Injection,Selective Catalytic Reduction |  |  | 2005-03-18 | Operating | 2450 | 8 (310), 6 (194) | 2539 10002 | 297.3333 | Y
NY | Bethlehem Energy Center (Albany) | 2539 | 10003 |  | 2023 | ARP, CSNOX, CSOSG3, CSSO2G1, RGGI | 601740 | 2 | NPCC | Albany County | NY001 | 1 | Electric Utility | 42.5905 | -73.7636 | PSEG Power New York, Inc. (Owner) (Ended Apr 13, 2023),GB II New York LLC (Owner) (Started Apr 13, 2023),PSEG Power New York, Inc. (Operator) (Ended Apr 13, 2023),Consolidated Asset Management Services, LLC (Operator) (Started Apr 13, 2023) | Phase 2 |  | Combined cycle | Pipeline Natural Gas | Diesel Oil |  | Dry Low NOx Burners,Water Injection,Selective Catalytic Reduction |  |  | 2005-03-12 | Operating | 2450 | 8 (310), 7 (194) | 2539 10003 | 297.3333 | Y
NY | Oswego Harbor Power | 2594 | 5 |  | 2023 | ARP, CSNOX, CSOSG3, CSSO2G1, MATS, RGGI | 601740 | 2 | NPCC | Oswego County | NY075 | 75 | Electric Utility | 43.46 | -76.53 | Oswego Harbor Power, LLC (Owner),Oswego Harbor Power, LLC (Operator) (Ended Apr 13, 2023),Consolidated Asset Management Services, LLC (Operator) (Started Apr 13, 2023) | Phase 2 |  | Dry bottom wall-fired boiler | Residual Oil | Pipeline Natural Gas |  | Overfire Air |  |  | 1977-01-01 | Operating | 9422 | ST5 (902) | 2594 5 | 902
NY | Oswego Harbor Power | 2594 | 6 |  | 2023 | ARP, CSNOX, CSOSG3, CSSO2G1, MATS, RGGI | 601740 | 2 | NPCC | Oswego County | NY075 | 75 | Electric Utility | 43.46 | -76.53 | Oswego Harbor Power, LLC (Owner),Oswego Harbor Power, LLC (Operator) (Ended Apr 13, 2023),Consolidated Asset Management Services, LLC (Operator) (Started Apr 13, 2023) | Phase 2 |  | Dry bottom wall-fired boiler | Residual Oil | Pipeline Natural Gas |  |  |  |  | 1980-01-01 | Operating | 9491 | ST6 (902) | 2594 6 | 902
NY | Bowline Generating Station | 2625 | 1 |  | 2023 | ARP, CSNOX, CSOSG3, CSSO2G1, MATS, RGGI | 1427 (Ended Dec 22, 2023), 609131 (Started Dec 22, 2023) | 2 |  | Rockland County | NY087 | 87 | Electric Utility | 41.2044 | -73.9689 | GenOn Bowline, LLC (Owner),Bowline Generating Station, LLC (Owner) (Started Dec 22, 2023),GenOn Bowline, LLC (Operator) (Ended Dec 22, 2023),Bowline Generating Station, LLC (Operator) (Started Dec 22, 2023) | Phase 2 |  | Tangentially-fired | Pipeline Natural Gas | Residual Oil |  | Low NOx Burner Technology w/ Closed-coupled OFA |  |  | 1972-09-01 | Operating | 7000 | 1 (640) | 2625 1 | 640
NY | Bowline Generating Station | 2625 | 2 |  | 2023 | ARP, CSNOX, CSOSG3, CSSO2G1, MATS, RGGI | 1427 (Ended Dec 22, 2023), 609131 (Started Dec 22, 2023) | 2 |  | Rockland County | NY087 | 87 | Electric Utility | 41.2044 | -73.9689 | GenOn Bowline, LLC (Owner),Bowline Generating Station, LLC (Owner) (Started Dec 22, 2023),GenOn Bowline, LLC (Operator) (Ended Dec 22, 2023),Bowline Generating Station, LLC (Operator) (Started Dec 22, 2023) | Phase 2 |  | Dry bottom wall-fired boiler | Pipeline Natural Gas | Residual Oil |  | Overfire Air |  |  | 1974-05-01 | Operating | 7600 | 2 (640) | 2625 2 | 640
NY | Hillburn | 2628 | 1 |  | 2023 | CSNOX, CSOSG3, CSSO2G1, RGGI | 2129 | 2 | NPCC | Rockland County | NY087 | 87 | Electric Utility | 41.1269 | -74.1653 | AER NY-GEN, LLC (Owner),AER NY-GEN, LLC (Operator) |  |  | Combustion turbine | Pipeline Natural Gas | Diesel Oil |  |  |  |  | 1971-04-01 | Operating | 650 | GEN1 (46.5) | 2628 1 | 46.5
NY | Shoemaker | 2632 | 1 |  | 2023 | CSNOX, CSOSG3, CSSO2G1, RGGI | 2129 | 2 | NPCC | Orange County | NY071 | 71 | Electric Utility | 41.4278 | -74.4186 | AER NY-GEN, LLC (Owner),AER NY-GEN, LLC (Operator) |  |  | Combustion turbine | Pipeline Natural Gas | Diesel Oil |  |  |  |  | 1971-05-01 | Operating | 650 | SHOE (41.9) | 2632 1 | 41.9
NY | Freeport Power Plant No. 2 | 2679 | 5 |  | 2023 | ARP, CSNOX, CSOSG3, CSSO2G1, RGGI | 606228 (Ended Dec 19, 2023), 605682 (Started Dec 19, 2023) | 2 |  | Nassau County | NY059 | 59 | Electric Utility | 40.6447 | -73.5683 | Incorporated Village of Freeport (Owner),Incorporated Village of Freeport (Operator) | Phase 2 |  | Combustion turbine | Pipeline Natural Gas | Diesel Oil |  | Water Injection,Selective Catalytic Reduction |  |  | 2004-04-30 | Operating | 487 | CT5 (50) | 2679 5 | 50 | Y
NY | Freeport Power Plant No. 2 | 2679 | CT3 |  | 2023 | RGGI | 606228 (Ended Dec 19, 2023), 605682 (Started Dec 19, 2023) | 2 |  | Nassau County | NY059 | 59 | Electric Utility | 40.6447 | -73.5683 | Incorporated Village of Freeport (Owner),Incorporated Village of Freeport (Operator) |  |  | Combustion turbine | Diesel Oil | [5 empty] | 1972-01-01 | Operating | 280 | 3 (18.2) | 2679 CT3 | 18.2
NY | S A Carlson | 2682 | 9 |  | 2023 | ARP, CSNOX, CSOSG3, CSSO2G1 | 603616 | 2 | NPCC | Chautauqua County | NY013 | 13 | Electric Utility | 42.0917 | -79.2417 | Jamestown Board of Public Utilities (Owner),Jamestown Board of Public Utilities (Operator) | Phase 2 | Early Election | Dry bottom wall-fired boiler | Pipeline Natural Gas | Diesel Oil |  | Low NOx Burner Technology (Dry Bottom only) |  |  | 1950-12-01 | Operating | 198 | 5 (30.5), 6 (27.2) | 2682 9 | 19.2333
NY | S A Carlson | 2682 | 10 |  | 2023 | ARP, CSNOX, CSOSG3, CSSO2G1 | 603616 | 2 | NPCC | Chautauqua County | NY013 | 13 | Electric Utility | 42.0917 | -79.2417 | Jamestown Board of Public Utilities (Owner),Jamestown Board of Public Utilities (Operator) | Phase 2 | Early Election | Dry bottom wall-fired boiler | Pipeline Natural Gas |  |  | Low NOx Burner Technology (Dry Bottom only) |  |  | 1950-12-01 | Operating | 198 | 6 (27.2), 5 (30.5) | 2682 10 | 19.2333
NY | S A Carlson | 2682 | 20 |  | 2023 | ARP, CSNOX, CSOSG3, CSSO2G1, RGGI | 603616 | 2 | NPCC | Chautauqua County | NY013 | 13 | Electric Utility | 42.0917 | -79.2417 | Jamestown Board of Public Utilities (Owner),Jamestown Board of Public Utilities (Operator) | Phase 2 |  | Combined cycle | Pipeline Natural Gas |  |  | Water Injection |  |  | 2001-11-03 | Operating | 554 | 7 (47.3), 5 (30.5), 6 (27.2) | 2682 20 | 66.5333
NC | Asheville | 2706 | 3 |  | 2023 | ARP, CSNOX, CSSO2G1, SIPNOX | 609197 (Ended Feb 24, 2023), 608414 (Started Feb 24, 2023) | 4 | SERC | Buncombe County | NC021 | 21 | Electric Utility | 35.4714 | -82.5431 | Duke Energy Progress, LLC (Owner),Duke Energy Progress, LLC (Operator) | Phase 2 |  | Combustion turbine | Pipeline Natural Gas | Diesel Oil |  | Water Injection |  |  | 1999-05-18 | Operating | 2026 | GT1 (211.7) | 2706 3 | 211.7
NC | Asheville | 2706 | 4 |  | 2023 | ARP, CSNOX, CSSO2G1, SIPNOX | 609197 (Ended Feb 24, 2023), 608414 (Started Feb 24, 2023) | 4 | SERC | Buncombe County | NC021 | 21 | Electric Utility | 35.4714 | -82.5431 | Duke Energy Progress, LLC (Owner),Duke Energy Progress, LLC (Operator) | Phase 2 |  | Combustion turbine | Pipeline Natural Gas | Diesel Oil |  | Water Injection |  |  | 2000-02-03 | Operating | 2065 | GT2 (211.8) | 2706 4 | 211.8
NC | Asheville | 2706 | CT5 |  | 2023 | ARP, CSNOX, CSSO2G1 | 609197 (Ended Feb 24, 2023), 608414 (Started Feb 24, 2023) | 4 | SERC | Buncombe County | NC021 | 21 | Electric Utility | 35.4714 | -82.5431 | Duke Energy Progress, LLC (Owner),Duke Energy Progress, LLC (Operator) | Phase 2 |  | Combined cycle | Pipeline Natural Gas | Diesel Oil |  | Dry Low NOx Burners,Water Injection,Selective Catalytic Reduction |  |  | 2019-08-08 | Operating | 2207 | CT5 (191.2), ST6 (102) | 2706 CT5 | 293.2 | Y
NC | Asheville | 2706 | CT7 |  | 2023 | ARP, CSNOX, CSSO2G1 | 609197 (Ended Feb 24, 2023), 608414 (Started Feb 24, 2023) | 4 | SERC | Buncombe County | NC021 | 21 | Electric Utility | 35.4714 | -82.5431 | Duke Energy Progress, LLC (Owner),Duke Energy Progress, LLC (Operator) | Phase 2 |  | Combined cycle | Pipeline Natural Gas | Diesel Oil |  | Dry Low NOx Burners,Water Injection,Selective Catalytic Reduction |  |  | 2019-09-06 | Operating | 2207 | CT7 (191.2), ST8 (102) | 2706 CT7 | 293.2 | Y
NC | Blewett | 2707 | 1 |  | 2023 | CSNOX, CSSO2G1, SIPNOX | 609197 (Ended Feb 24, 2023), 608414 (Started Feb 24, 2023) | 4 |  | Anson County | NC007 | 7 | Electric Utility | 34.9815 | -79.8771 | Duke Energy Progress, Inc. (Owner),Duke Energy Progress, Inc. (Operator) |  |  | Combustion turbine | Diesel Oil | [5 empty] | 1971-01-01 | Operating | 277 | GT1 (17.5) | 2707 1 | 17.5
NC | Blewett | 2707 | 2 |  | 2023 | CSNOX, CSSO2G1, SIPNOX | 609197 (Ended Feb 24, 2023), 608414 (Started Feb 24, 2023) | 4 |  | Anson County | NC007 | 7 | Electric Utility | 34.9815 | -79.8771 | Duke Energy Progress, Inc. (Owner),Duke Energy Progress, Inc. (Operator) |  |  | Combustion turbine | Diesel Oil | [5 empty] | 1971-01-01 | Operating | 277 | GT2 (17.5) | 2707 2 | 17.5
NC | Blewett | 2707 | 3 |  | 2023 | CSNOX, CSSO2G1, SIPNOX | 609197 (Ended Feb 24, 2023), 608414 (Started Feb 24, 2023) | 4 |  | Anson County | NC007 | 7 | Electric Utility | 34.9815 | -79.8771 | Duke Energy Progress, Inc. (Owner),Duke Energy Progress, Inc. (Operator) |  |  | Combustion turbine | Diesel Oil | [5 empty] | 1971-01-01 | Operating | 277 | GT3 (17.5) | 2707 3 | 17.5
NC | Blewett | 2707 | 4 |  | 2023 | CSNOX, CSSO2G1, SIPNOX | 609197 (Ended Feb 24, 2023), 608414 (Started Feb 24, 2023) | 4 |  | Anson County | NC007 | 7 | Electric Utility | 34.9815 | -79.8771 | Duke Energy Progress, Inc. (Owner),Duke Energy Progress, Inc. (Operator) |  |  | Combustion turbine | Diesel Oil | [5 empty] | 1971-01-01 | Operating | 277 | GT4 (17.5) | 2707 4 | 17.5
NC | H F Lee Steam Electric Plant | 2709 | 10 |  | 2023 | ARP, CSNOX, CSSO2G1, SIPNOX | 609197 (Ended Feb 24, 2023), 608414 (Started Feb 24, 2023) | 4 | SERC | Wayne County | NC191 | 191 | Electric Utility | 35.3775 | -78.0875 | Duke Energy Progress, LLC (Owner),Duke Energy Progress, LLC (Operator) | Phase 2 |  | Combustion turbine | Diesel Oil | Natural Gas |  | Water Injection |  |  | 2000-05-17 | Operating | 2055 | GT5 (211.8) | 2709 10 | 211.8
NC | H F Lee Steam Electric Plant | 2709 | 11 |  | 2023 | ARP, CSNOX, CSSO2G1, SIPNOX | 609197 (Ended Feb 24, 2023), 608414 (Started Feb 24, 2023) | 4 | SERC | Wayne County | NC191 | 191 | Electric Utility | 35.3775 | -78.0875 | Duke Energy Progress, LLC (Owner),Duke Energy Progress, LLC (Operator) | Phase 2 |  | Combustion turbine | Diesel Oil | Natural Gas |  | Water Injection |  |  | 2000-05-11 | Operating | 2100 | GT6 (211.8) | 2709 11 | 211.8
NC | H F Lee Steam Electric Plant | 2709 | 12 |  | 2023 | ARP, CSNOX, CSSO2G1, SIPNOX | 609197 (Ended Feb 24, 2023), 608414 (Started Feb 24, 2023) | 4 | SERC | Wayne County | NC191 | 191 | Electric Utility | 35.3775 | -78.0875 | Duke Energy Progress, LLC (Owner),Duke Energy Progress, LLC (Operator) | Phase 2 |  | Combustion turbine | Natural Gas | Diesel Oil |  | Dry Low NOx Burners,Water Injection |  |  | 2000-04-30 | Operating | 2350 | GT7 (211.8) | 2709 12 | 211.8
NC | H F Lee Steam Electric Plant | 2709 | 13 |  | 2023 | ARP, CSNOX, CSSO2G1, SIPNOX | 609197 (Ended Feb 24, 2023), 608414 (Started Feb 24, 2023) | 4 | SERC | Wayne County | NC191 | 191 | Electric Utility | 35.3775 | -78.0875 | Duke Energy Progress, LLC (Owner),Duke Energy Progress, LLC (Operator) | Phase 2 |  | Combustion turbine | Natural Gas | Diesel Oil |  | Dry Low NOx Burners,Water Injection |  |  | 2000-05-04 | Operating | 2000 | GT8 (211.8) | 2709 13 | 211.8
NC | H F Lee Steam Electric Plant | 2709 | 14 |  | 2023 | ARP, CSNOX, CSSO2G1, SIPNOX | 609197 (Ended Feb 24, 2023), 608414 (Started Feb 24, 2023) | 4 | SERC | Wayne County | NC191 | 191 | Electric Utility | 35.3775 | -78.0875 | Duke Energy Progress, LLC (Owner),Duke Energy Progress, LLC (Operator) | Phase 2 |  | Combustion turbine | Natural Gas | Diesel Oil |  | Dry Low NOx Burners,Water Injection |  |  | 2009-04-11 | Operating | 2020 | GT9 (211.8) | 2709 14 | 211.8
NC | H F Lee Steam Electric Plant | 2709 | 01A |  | 2023 | ARP, CSNOX, CSSO2G1, SIPNOX | 609197 (Ended Feb 24, 2023), 608414 (Started Feb 24, 2023) | 4 | SERC | Wayne County | NC191 | 191 | Electric Utility | 35.3775 | -78.0875 | Duke Energy Progress, LLC (Owner),Duke Energy Progress, LLC (Operator) | Phase 2 |  | Combined cycle | Natural Gas | Diesel Oil |  | Dry Low NOx Burners,Water Injection,Selective Catalytic Reduction |  |  | 2012-08-22 | Operating | 2740 | 1A (180), ST1 (380) | 2709 01A | 306.6667 | Y
NC | H F Lee Steam Electric Plant | 2709 | 01B |  | 2023 | ARP, CSNOX, CSSO2G1, SIPNOX | 609197 (Ended Feb 24, 2023), 608414 (Started Feb 24, 2023) | 4 | SERC | Wayne County | NC191 | 191 | Electric Utility | 35.3775 | -78.0875 | Duke Energy Progress, LLC (Owner),Duke Energy Progress, LLC (Operator) | Phase 2 |  | Combined cycle | Natural Gas | Diesel Oil |  | Dry Low NOx Burners,Water Injection,Selective Catalytic Reduction |  |  | 2012-08-30 | Operating | 2740 | ST1 (380), 1B (180) | 2709 01B | 306.6667 | Y
NC | H F Lee Steam Electric Plant | 2709 | 01C |  | 2023 | ARP, CSNOX, CSSO2G1, SIPNOX | 609197 (Ended Feb 24, 2023), 608414 (Started Feb 24, 2023) | 4 | SERC | Wayne County | NC191 | 191 | Electric Utility | 35.3775 | -78.0875 | Duke Energy Progress, LLC (Owner),Duke Energy Progress, LLC (Operator) | Phase 2 |  | Combined cycle | Natural Gas | Diesel Oil |  | Dry Low NOx Burners,Water Injection,Selective Catalytic Reduction |  |  | 2012-08-29 | Operating | 2740 | ST1 (380), 1C (180) | 2709 01C | 306.6667 | Y
NC | Roxboro | 2712 | 1 |  | 2023 | ARP, CSNOX, CSSO2G1, MATS, SIPNOX | 608414 | 4 | SERC | Person County | NC145 | 145 | Electric Utility | 36.4833 | -79.0731 | Duke Energy Progress, LLC (Owner),Duke Energy Progress, LLC (Operator) | Phase 2 | Phase 2 Group 1 | Dry bottom wall-fired boiler | Coal | Residual Oil | Wet Lime FGD | Overfire Air,Low NOx Burner Technology (Dry Bottom only),Selective Catalytic Reduction | Electrostatic Precipitator,Wet Scrubber |  | 1966-05-28 | Operating | 4722 | 1 (410.9) | 2712 1 | 410.9 | Y
NC | Roxboro | 2712 | 2 |  | 2023 | ARP, CSNOX, CSSO2G1, MATS, SIPNOX | 608414 | 4 | SERC | Person County | NC145 | 145 | Electric Utility | 36.4833 | -79.0731 | Duke Energy Progress, LLC (Owner),Duke Energy Progress, LLC (Operator) | Phase 2 | Phase 2 Group 1 | Tangentially-fired | Coal | Residual Oil | Wet Lime FGD | Low NOx Burner Technology w/ Separated OFA,Overfire Air,Selective Catalytic Reduction | Electrostatic Precipitator,Wet Scrubber |  | 1968-05-10 | Operating | 7212 | 2 (657) | 2712 2 | 657 | Y
NC | Roxboro | 2712 | 3A | CS003A | 2023 | ARP, CSNOX, CSSO2G1, MATS, SIPNOX | 608414 | 4 | SERC | Person County | NC145 | 145 | Electric Utility | 36.4833 | -79.0731 | Duke Energy Progress, LLC (Owner),Duke Energy Progress, LLC (Operator) | Phase 2 | Phase 2 Group 1 | Dry bottom wall-fired boiler | Coal | Diesel Oil | Wet Limestone | Low NOx Burner Technology (Dry Bottom only),Overfire Air,Selective Catalytic Reduction | Wet Scrubber,Electrostatic Precipitator |  | 1973-07-22 | Operating | 4261 | 3 (745.2) | 2712 3A | 745.2 | Y
NC | Roxboro | 2712 | 3B | CS003A | 2023 | ARP, CSNOX, CSSO2G1, MATS, SIPNOX | 608414 | 4 | SERC | Person County | NC145 | 145 | Electric Utility | 36.4833 | -79.0731 | Duke Energy Progress, LLC (Owner),Duke Energy Progress, LLC (Operator) | Phase 2 | Phase 2 Group 1 | Dry bottom wall-fired boiler | Coal | Diesel Oil | Wet Limestone | Low NOx Burner Technology (Dry Bottom only),Overfire Air,Selective Catalytic Reduction | Wet Scrubber,Electrostatic Precipitator |  | 1973-07-22 | Operating | 4261 | 3 (745.2) | 2712 3B | 745.2 | Y
NC | Roxboro | 2712 | 4A | CS004A | 2023 | ARP, CSNOX, CSSO2G1, MATS, SIPNOX | 608414 | 4 | SERC | Person County | NC145 | 145 | Electric Utility | 36.4833 | -79.0731 | NC Eastern Municipal Power Agency (Owner),Duke Energy Progress, LLC (Owner),Duke Energy Progress, LLC (Operator) | Phase 2 | Phase 2 Group 1 | Dry bottom wall-fired boiler | Coal | Diesel Oil | Wet Limestone | Low NOx Burner Technology (Dry Bottom only),Overfire Air,Selective Catalytic Reduction | Wet Scrubber,Electrostatic Precipitator |  | 1980-09-15 | Operating | 4500 | 4 (745.2) | 2712 4A | 745.2 | Y
NC | Roxboro | 2712 | 4B | CS004A | 2023 | ARP, CSNOX, CSSO2G1, MATS, SIPNOX | 608414 | 4 | SERC | Person County | NC145 | 145 | Electric Utility | 36.4833 | -79.0731 | NC Eastern Municipal Power Agency (Owner),Duke Energy Progress, LLC (Owner),Duke Energy Progress, LLC (Operator) | Phase 2 | Phase 2 Group 1 | Dry bottom wall-fired boiler | Coal | Diesel Oil | Wet Limestone | Low NOx Burner Technology (Dry Bottom only),Overfire Air,Selective Catalytic Reduction | Wet Scrubber,Electrostatic Precipitator |  | 1980-09-15 | Operating | 4500 | 4 (745.2) | 2712 4B | 745.2 | Y
NC | L V Sutton | 2713 | 4 |  | 2023 | ARP, CSNOX, CSSO2G1, SIPNOX | 609197 (Ended Feb 24, 2023), 608414 (Started Feb 24, 2023) | 4 | SERC | New Hanover County | NC129 | 129 | Electric Utility | 34.2824 | -77.9864 | Duke Energy Progress, LLC (Owner),Duke Energy Progress, LLC (Operator) | Phase 2 |  | Combustion turbine | Natural Gas | Diesel Oil |  | Water Injection |  |  | 2017-06-21 | Operating | 670 | 4 (45) | 2713 4 | 45
NC | L V Sutton | 2713 | 5 |  | 2023 | ARP, CSNOX, CSSO2G1, SIPNOX | 609197 (Ended Feb 24, 2023), 608414 (Started Feb 24, 2023) | 4 | SERC | New Hanover County | NC129 | 129 | Electric Utility | 34.2824 | -77.9864 | Duke Energy Progress, LLC (Owner),Duke Energy Progress, LLC (Operator) | Phase 2 |  | Combustion turbine | Natural Gas | Diesel Oil |  | Water Injection |  |  | 2017-06-17 | Operating | 670 | 5 (45) | 2713 5 | 45
NC | L V Sutton | 2713 | 01A |  | 2023 | ARP, CSNOX, CSSO2G1, SIPNOX | 609197 (Ended Feb 24, 2023), 608414 (Started Feb 24, 2023) | 4 | SERC | New Hanover County | NC129 | 129 | Electric Utility | 34.2824 | -77.9864 | Duke Energy Progress, LLC (Owner),Duke Energy Progress, LLC (Operator) | Phase 2 |  | Combined cycle | Natural Gas | Diesel Oil |  | Dry Low NOx Burners,Water Injection,Selective Catalytic Reduction |  |  | 2013-07-28 | Operating | 2717 | CA1 (288), CT1 (181) | 2713 01A | 325 | Y
NC | L V Sutton | 2713 | 01B |  | 2023 | ARP, CSNOX, CSSO2G1, SIPNOX | 609197 (Ended Feb 24, 2023), 608414 (Started Feb 24, 2023) | 4 | SERC | New Hanover County | NC129 | 129 | Electric Utility | 34.2824 | -77.9864 | Duke Energy Progress, LLC (Owner),Duke Energy Progress, LLC (Operator) | Phase 2 |  | Combined cycle | Natural Gas | Diesel Oil |  | Dry Low NOx Burners,Water Injection,Selective Catalytic Reduction |  |  | 2013-07-27 | Operating | 2717 | CT2 (181), CA1 (288) | 2713 01B | 325 | Y
NC | W H Weatherspoon | 2716 | 4 |  | 2023 | CSNOX, CSSO2G1, SIPNOX | 609197 (Ended May 02, 2023), 608414 (Started May 02, 2023) | 4 | SERC | Robeson County | NC155 | 155 | Electric Utility | 34.5889 | -78.975 | Duke Energy Progress, LLC (Owner),Duke Energy Progress, LLC (Operator) |  |  | Combustion turbine | Diesel Oil | [5 empty] | 1970-05-01 | Operating | 573 | GT1 (39.7) | 2716 4 | 39.7
NC | W H Weatherspoon | 2716 | 5 |  | 2023 | CSNOX, CSSO2G1, SIPNOX | 609197 (Ended May 02, 2023), 608414 (Started May 02, 2023) | 4 | SERC | Robeson County | NC155 | 155 | Electric Utility | 34.5889 | -78.975 | Duke Energy Progress, LLC (Owner),Duke Energy Progress, LLC (Operator) |  |  | Combustion turbine | Diesel Oil | [5 empty] | 1970-05-01 | Operating | 573 | GT2 (39.7) | 2716 5 | 39.7
NC | W H Weatherspoon | 2716 | 6 |  | 2023 | CSNOX, CSSO2G1, SIPNOX | 609197 (Ended May 02, 2023), 608414 (Started May 02, 2023) | 4 | SERC | Robeson County | NC155 | 155 | Electric Utility | 34.5889 | -78.975 | Duke Energy Progress, LLC (Owner),Duke Energy Progress, LLC (Operator) |  |  | Combustion turbine | Diesel Oil | [5 empty] | 1971-04-01 | Operating | 573 | GT3 (48.6) | 2716 6 | 48.6
NC | W H Weatherspoon | 2716 | 7 |  | 2023 | CSNOX, CSSO2G1, SIPNOX | 609197 (Ended May 02, 2023), 608414 (Started May 02, 2023) | 4 | SERC | Robeson County | NC155 | 155 | Electric Utility | 34.5889 | -78.975 | Duke Energy Progress, LLC (Owner),Duke Energy Progress, LLC (Operator) |  |  | Combustion turbine | Diesel Oil | [5 empty] | 1971-04-01 | Operating | 573 | GT4 (48.6) | 2716 7 | 48.6
NC | G G Allen | 2718 | 1 | CS125 | 2023 | ARP, CSNOX, CSSO2G1, MATS, SIPNOX | 608414 | 4 | SERC | Gaston County | NC071 | 71 | Electric Utility | 35.1897 | -81.0122 | Duke Energy Carolinas, LLC (Owner),Duke Energy Carolinas, LLC (Operator) | Phase 2 | Early Election | Tangentially-fired | Coal | Diesel Oil | Wet Limestone | Low NOx Burner Technology w/ Closed-coupled/Separated OFA,Selective Non-catalytic Reduction | Electrostatic Precipitator,Wet Scrubber |  | 1957-06-11 | Operating | 2141 | 1 (165) | 2718 1 | 165 | Y
NC | G G Allen | 2718 | 5 | CS125 | 2023 | ARP, CSNOX, CSSO2G1, MATS, SIPNOX | 608414 | 4 | SERC | Gaston County | NC071 | 71 | Electric Utility | 35.1897 | -81.0122 | Duke Energy Carolinas, LLC (Owner),Duke Energy Carolinas, LLC (Operator) | Phase 2 | Early Election | Tangentially-fired | Coal | Diesel Oil | Wet Limestone | Low NOx Burner Technology w/ Closed-coupled/Separated OFA,Selective Non-catalytic Reduction | Electrostatic Precipitator,Wet Scrubber |  | 1961-07-03 | Operating | 3997 | 5 (275) | 2718 5 | 275 | Y
NC | Buck | 2720 | 11C |  | 2023 | ARP, CSNOX, CSSO2G1, SIPNOX | 609197 (Ended Feb 24, 2023), 608414 (Started Feb 24, 2023) | 4 | SERC | Rowan County | NC159 | 159 | Electric Utility | 35.7133 | -80.3767 | Duke Energy Carolinas, LLC (Owner),Duke Energy Carolinas, LLC (Operator) | Phase 2 |  | Combined cycle | Pipeline Natural Gas |  |  | Dry Low NOx Burners,Selective Catalytic Reduction |  |  | 2011-09-27 | Operating | 2604.1 | ST10 (320.5), CT11 (171.5) | 2720 11C | 331.75 | Y
NC | Buck | 2720 | 12C |  | 2023 | ARP, CSNOX, CSSO2G1, SIPNOX | 609197 (Ended Feb 24, 2023), 608414 (Started Feb 24, 2023) | 4 | SERC | Rowan County | NC159 | 159 | Electric Utility | 35.7133 | -80.3767 | Duke Energy Carolinas, LLC (Owner),Duke Energy Carolinas, LLC (Operator) | Phase 2 |  | Combined cycle | Pipeline Natural Gas |  |  | Dry Low NOx Burners,Selective Catalytic Reduction |  |  | 2011-10-06 | Operating | 2604.1 | CT12 (171.5), ST10 (320.5) | 2720 12C | 331.75 | Y
NC | Cliffside | 2721 | 5 |  | 2023 | ARP, CSNOX, CSSO2G1, MATS, SIPNOX | 608414 | 4 | SERC | Cleveland County | NC045 | 45 | Electric Utility | 35.22 | -81.7594 | Duke Energy Carolinas, LLC (Owner),Duke Energy Carolinas, LLC (Operator) | Phase 2 | Early Election | Tangentially-fired | Coal | Diesel Oil, Pipeline Natural Gas | Wet Lime FGD | Low NOx Burner Technology w/ Closed-coupled/Separated OFA,Selective Catalytic Reduction | Electrostatic Precipitator,Wet Scrubber |  | 1972-06-20 | Operating | 6080 | 5 (570.9) | 2721 5 | 570.9 | Y
NC | Cliffside | 2721 | 6 |  | 2023 | ARP, CSNOX, CSSO2G1, MATS, SIPNOX | 608414 | 4 | SERC | Cleveland County | NC045 | 45 | Electric Utility | 35.22 | -81.7594 | Duke Energy Carolinas, LLC (Owner),Duke Energy Carolinas, LLC (Operator) | Phase 2 |  | Dry bottom wall-fired boiler | Coal | Diesel Oil, Pipeline Natural Gas | Wet Lime FGD | Low NOx Burner Technology w/ Overfire Air,Selective Catalytic Reduction | Baghouse,Wet Scrubber |  | 2012-06-10 | Operating | 8000 | 6 (905) | 2721 6 | 905 | Y
NC | Dan River | 2723 | 8C |  | 2023 | ARP, CSNOX, CSSO2G1, SIPNOX | 609197 (Ended Feb 24, 2023), 608414 (Started Feb 24, 2023) | 4 | SERC | Rockingham County | NC157 | 157 | Electric Utility | 36.4862 | -79.7208 | Duke Energy Carolinas, LLC (Owner),Duke Energy Carolinas, LLC (Operator) | Phase 2 |  | Combined cycle | Natural Gas |  |  | Dry Low NOx Burners,Selective Catalytic Reduction |  |  | 2012-07-24 | Operating | 2625 | CT8 (171.5), ST7 (320.5) | 2723 8C | 331.75 | Y
NC | Dan River | 2723 | 9C |  | 2023 | ARP, CSNOX, CSSO2G1, SIPNOX | 609197 (Ended Feb 24, 2023), 608414 (Started Feb 24, 2023) | 4 | SERC | Rockingham County | NC157 | 157 | Electric Utility | 36.4862 | -79.7208 | Duke Energy Carolinas, LLC (Owner),Duke Energy Carolinas, LLC (Operator) | Phase 2 |  | Combined cycle | Natural Gas |  |  | Dry Low NOx Burners,Selective Catalytic Reduction |  |  | 2012-08-09 | Operating | 2625 | ST7 (320.5), CT9 (171.5) | 2723 9C | 331.75 | Y
NC | Marshall | 2727 | 1 | CS001 | 2023 | ARP, CSNOX, CSSO2G1, MATS, SIPNOX | 608414 | 4 | SERC | Catawba County | NC035 | 35 | Electric Utility | 35.5975 | -80.9658 | Duke Energy Carolinas, LLC (Owner),Duke Energy Carolinas, LLC (Operator) | Phase 2 | Early Election | Tangentially-fired | Coal | Diesel Oil, Pipeline Natural Gas | Wet Lime FGD | Low NOx Burner Technology w/ Closed-coupled/Separated OFA,Selective Non-catalytic Reduction | Electrostatic Precipitator,Wet Scrubber |  | 1965-03-21 | Operating | 4756 | 1 (350) | 2727 1 | 350 | Y
NC | Marshall | 2727 | 2 | CS001 | 2023 | ARP, CSNOX, CSSO2G1, MATS, SIPNOX | 608414 | 4 | SERC | Catawba County | NC035 | 35 | Electric Utility | 35.5975 | -80.9658 | Duke Energy Carolinas, LLC (Owner),Duke Energy Carolinas, LLC (Operator) | Phase 2 | Early Election | Tangentially-fired | Coal | Diesel Oil, Pipeline Natural Gas | Wet Lime FGD | Low NOx Burner Technology w/ Closed-coupled/Separated OFA,Selective Non-catalytic Reduction | Electrostatic Precipitator,Wet Scrubber |  | 1966-04-17 | Operating | 4542 | 2 (350) | 2727 2 | 350 | Y
NC | Marshall | 2727 | 3 |  | 2023 | ARP, CSNOX, CSSO2G1, MATS, SIPNOX | 608414 | 4 | SERC | Catawba County | NC035 | 35 | Electric Utility | 35.5975 | -80.9658 | Duke Energy Carolinas, LLC (Owner),Duke Energy Carolinas, LLC (Operator) | Phase 2 | Early Election | Tangentially-fired | Coal | Diesel Oil, Other Oil, Pipeline Natural Gas | Wet Lime FGD | Low NOx Burner Technology w/ Closed-coupled/Separated OFA,Selective Catalytic Reduction | Electrostatic Precipitator,Wet Scrubber |  | 1969-05-15 | Operating | 7506 | 3 (648) | 2727 3 | 648 | Y
NC | Marshall | 2727 | 4 |  | 2023 | ARP, CSNOX, CSSO2G1, MATS, SIPNOX | 608414 | 4 | SERC | Catawba County | NC035 | 35 | Electric Utility | 35.5975 | -80.9658 | Duke Energy Carolinas, LLC (Owner),Duke Energy Carolinas, LLC (Operator) | Phase 2 | Early Election | Tangentially-fired | Coal | Diesel Oil, Pipeline Natural Gas | Wet Lime FGD | Low NOx Burner Technology w/ Closed-coupled/Separated OFA,Selective Non-catalytic Reduction | Electrostatic Precipitator,Wet Scrubber |  | 1970-05-01 | Operating | 7486 | 4 (648) | 2727 4 | 648 | Y
ND | R M Heskett | 2790 | CT6 |  | 2023 | ARP | 607438 | 8 | MAPP | Morton County | ND059 | 59 | Electric Utility | 46.8669 | -100.8839 | Montana Dakota Utilities Company (Owner),Montana Dakota Utilities Company (Operator) | Phase 2 |  | Combustion turbine | Pipeline Natural Gas |  |  | Dry Low NOx Burners |  |  | 2014-06-16 | Operating | 1200 | 3 (88) | 2790 CT6 | 88
ND | Leland Olds | 2817 | 1 |  | 2023 | ARP, MATS | 609771 | 8 | MAPP | Mercer County | ND057 | 57 | Electric Utility | 47.2819 | -101.3194 | Basin Electric Power Cooperative (Owner),Basin Electric Power Cooperative (Operator) | Phase 2 | Early Election | Dry bottom wall-fired boiler | Coal |  | Wet Lime FGD | Low NOx Burner Technology (Dry Bottom only),Overfire Air,Selective Non-catalytic Reduction | Electrostatic Precipitator | Additives to Enhance PAC and Existing Equipment Performance,Untreated PAC Sorbent Injection | 1966-01-30 | Operating | 3084 | 1 (216) | 2817 1 | 216 | Y
ND | Leland Olds | 2817 | 2 |  | 2023 | ARP, MATS | 609771 | 8 | MAPP | Mercer County | ND057 | 57 | Electric Utility | 47.2819 | -101.3194 | Basin Electric Power Cooperative (Owner),Basin Electric Power Cooperative (Operator) | Phase 2 | Phase 2 Group 2 | Cyclone boiler | Coal |  | Wet Lime FGD | Overfire Air,Selective Non-catalytic Reduction | Electrostatic Precipitator | Additives to Enhance PAC and Existing Equipment Performance,Untreated PAC Sorbent Injection | 1975-12-15 | Operating | 5531 | 2 (440) | 2817 2 | 440 | Y
ND | Milton R Young | 2823 | B1 |  | 2023 | ARP, MATS | 608566 | 8 | MAPP | Oliver County | ND065 | 65 | Electric Utility | 47.0664 | -101.2139 | Minnkota Power Cooperative, Inc. (Owner),Minnkota Power Cooperative, Inc. (Operator) | Phase 2 | Phase 2 Group 2 | Cyclone boiler | Coal |  | Wet Lime FGD,Wet Limestone | Overfire Air,Selective Non-catalytic Reduction | Electrostatic Precipitator |  | 1970-11-18 | Operating | 3339 | 1 (270) | 2823 B1 | 270 | Y
ND | Milton R Young | 2823 | B2 |  | 2023 | ARP, MATS | 608566 | 8 | MAPP | Oliver County | ND065 | 65 | Electric Utility | 47.0664 | -101.2139 | Square Butte Electric Cooperative (Owner),Minnkota Power Cooperative, Inc. (Operator) | Phase 2 | Phase 2 Group 2 | Cyclone boiler | Coal |  | Dual Alkali,Wet Lime FGD | Overfire Air,Selective Non-catalytic Reduction | Electrostatic Precipitator |  | 1977-05-11 | Operating | 6584 | 2 (518) | 2823 B2 | 518 | Y
OH | Cardinal | 2828 | 1 |  | 2023 | ARP, CSNOX, CSOSG3, CSSO2G1, MATS | 609050 | 5 | ECAR | Jefferson County | OH081 | 81 | Electric Utility | 40.2522 | -80.6486 | AEP Generation Resources, Inc. (Owner),Cardinal Operating Company (Operator) | Table 1 | Phase 2 Group 2 | Cell burner boiler | Coal |  | Wet Limestone | Low NOx Cell Burner,Selective Catalytic Reduction | Electrostatic Precipitator |  | 1967-02-01 | Operating | 6625 | 1 (615.2) | 2828 1 | 615.2 | Y
OH | Cardinal | 2828 | 2 |  | 2023 | ARP, CSNOX, CSOSG3, CSSO2G1, MATS | 609050 | 5 | ECAR | Jefferson County | OH081 | 81 | Electric Utility | 40.2522 | -80.6486 | Buckeye Power, Inc. (Owner),Cardinal Operating Company (Operator) | Table 1 | Phase 2 Group 2 | Cell burner boiler | Coal |  | Wet Limestone | Low NOx Cell Burner,Selective Catalytic Reduction | Electrostatic Precipitator |  | 1967-07-01 | Operating | 6500 | 2 (615.2) | 2828 2 | 615.2 | Y
OH | Cardinal | 2828 | 3 |  | 2023 | ARP, CSNOX, CSOSG3, CSSO2G1, MATS | 609050 | 5 | ECAR | Jefferson County | OH081 | 81 | Electric Utility | 40.2522 | -80.6486 | Buckeye Power, Inc. (Owner),Cardinal Operating Company (Operator) | Phase 2 | Phase 2 Group 1 | Dry bottom wall-fired boiler | Coal |  | Wet Limestone | Low NOx Burner Technology (Dry Bottom only),Selective Catalytic Reduction | Electrostatic Precipitator,Wet Scrubber |  | 1977-09-20 | Operating | 6550 | 3 (650) | 2828 3 | 650 | Y
OH | Dicks Creek Power Company LLC | 2831 | 1 |  | 2023 | CSNOX, CSOSG3, CSSO2G1 | 603383 | 5 |  | Butler County | OH017 | 17 | Electric Utility | 39.465 | -84.3775 | Dicks Creek Power Company LLC (Owner),Dicks Creek Power Company LLC (Operator) |  |  | Combustion turbine | Pipeline Natural Gas | [5 empty] | 1965-09-30 | Operating | 1980 | 1 (100) | 2831 1 | 100
OH | Miami Fort Power Station | 2832 | 6 |  | 2023 | ARP, CSNOX, CSOSG3, CSSO2G1, MATS | 603383 | 5 |  | Hamilton County | OH061 | 61 | Electric Utility | 39.1131 | -84.8031 | Miami Fort Power Company LLC (Owner),Miami Fort Power Company LLC (Operator) | Table 1 | Phase 1 Group 1 | Tangentially-fired | Coal |  |  |  | Electrostatic Precipitator |  | 1960-11-30 | Operating | 1635 | 6 (168) | 2832 6 | 168
OH | Miami Fort Power Station | 2832 | 7 |  | 2023 | ARP, CSNOX, CSOSG3, CSSO2G1, MATS | 603383 | 5 |  | Hamilton County | OH061 | 61 | Electric Utility | 39.1131 | -84.8031 | Miami Fort Power Company LLC (Owner),Miami Fort Power Company LLC (Operator) | Table 1 | Phase 2 Group 2 | Cell burner boiler | Coal |  | Wet Limestone | Low NOx Cell Burner,Selective Catalytic Reduction | Wet Scrubber,Electrostatic Precipitator |  | 1975-05-01 | Operating | 5575 | 7 (512) | 2832 7 | 512 | Y
OH | Miami Fort Power Station | 2832 | 8 |  | 2023 | ARP, CSNOX, CSOSG3, CSSO2G1, MATS | 603383 | 5 |  | Hamilton County | OH061 | 61 | Electric Utility | 39.1131 | -84.8031 | Miami Fort Power Company LLC (Owner),Miami Fort Power Company LLC (Operator) | Phase 2 | Phase 2 Group 1 | Dry bottom wall-fired boiler | Coal |  | Wet Limestone | Selective Catalytic Reduction,Low NOx Burner Technology (Dry Bottom only),Low NOx Cell Burner | Wet Scrubber,Electrostatic Precipitator |  | 1978-02-22 | Operating | 5025 | 8 (512) | 2832 8 | 512 | Y
OH | Frank M Tait Station | 2847 | 1 |  | 2023 | ARP, CSNOX, CSOSG3, CSSO2G1 | 609371 | 5 |  | Montgomery County | OH113 | 113 | Electric Utility | 39.7281 | -84.2103 | Tait Electric Generating Station, LLC (Owner),Tait Electric Generating Station, LLC (Operator) | Phase 2 |  | Combustion turbine | Pipeline Natural Gas | Diesel Oil |  | Water Injection |  |  | 1995-06-01 | Operating | 1500 | GT1 (103.5) | 2847 1 | 103.5
OH | Frank M Tait Station | 2847 | 2 |  | 2023 | ARP, CSNOX, CSOSG3, CSSO2G1 | 609371 | 5 |  | Montgomery County | OH113 | 113 | Electric Utility | 39.7281 | -84.2103 | Tait Electric Generating Station, LLC (Owner),Tait Electric Generating Station, LLC (Operator) | Phase 2 |  | Combustion turbine | Pipeline Natural Gas | Diesel Oil |  | Water Injection |  |  | 1997-01-03 | Operating | 1500 | GT2 (106.1) | 2847 2 | 106.1
OH | Frank M Tait Station | 2847 | 3 |  | 2023 | ARP, CSNOX, CSOSG3, CSSO2G1 | 609371 | 5 |  | Montgomery County | OH113 | 113 | Electric Utility | 39.7281 | -84.2103 | Tait Electric Generating Station, LLC (Owner),Tait Electric Generating Station, LLC (Operator) | Phase 2 |  | Combustion turbine | Pipeline Natural Gas | Diesel Oil |  | Dry Low NOx Burners,Water Injection |  |  | 1999-02-01 | Operating | 1500 | GT3 (99) | 2847 3 | 99
OH | O H Hutchings | 2848 | H-7 |  | 2023 | CSNOX, CSOSG3, CSSO2G1 | 609371 | 5 | ECAR | Montgomery County | OH113 | 113 | Electric Utility | 39.6094 | -84.2931 | O.H. Hutchings CT, LLC (Owner),O.H. Hutchings CT, LLC (Operator) |  |  | Combustion turbine | Pipeline Natural Gas | Diesel Oil |  |  |  |  | 1968-11-15 | Operating | 558 | 7 (32.6) | 2848 H-7 | 32.6
OH | Niles | 2861 | CTA |  | 2023 | CSNOX, CSOSG3, CSSO2G1 | 1427 | 5 | ECAR | Trumbull County | OH155 | 155 | Electric Utility | 41.1667 | -80.75 | Niles Power, LLC (Owner),Niles Power, LLC (Operator) |  |  | Combustion turbine | Diesel Oil | [5 empty] | 1972-07-10 | Operating | 469 | GT1 (27) | 2861 CTA | 27
OH | W H Sammis | 2866 | 5 | CSA, CSB | 2023 | ARP, CSNOX, CSOSG3, CSSO2G1, MATS | 606947 (Ended Oct 12, 2023), 609474 (Started Oct 12, 2023) | 5 | ECAR | Jefferson County | OH081 | 81 | Electric Utility | 40.5308 | -80.6311 | FirstEnergy Generation, LLC (Owner),FirstEnergy Generation, LLC (Operator) | Table 1 | Phase 1 Group 1 | Dry bottom wall-fired boiler | Coal |  | Wet Lime FGD | Low NOx Burner Technology (Dry Bottom only),Selective Non-catalytic Reduction | Electrostatic Precipitator |  | 1967-10-01 | Operating (Retired 05/31/2023) | 3810 | 5 (334.1) | 2866 5 | 334.1 | Y
OH | W H Sammis | 2866 | 6 | CSA, CSB | 2023 | ARP, CSNOX, CSOSG3, CSSO2G1, MATS | 606947 (Ended Oct 12, 2023), 609474 (Started Oct 12, 2023) | 5 | ECAR | Jefferson County | OH081 | 81 | Electric Utility | 40.5308 | -80.6311 | FirstEnergy Generation, LLC (Owner),FirstEnergy Generation, LLC (Operator) | Table 1 | Phase 1 Group 1 | Dry bottom wall-fired boiler | Coal |  | Wet Lime FGD | Low NOx Burner Technology w/ Overfire Air,Selective Catalytic Reduction | Electrostatic Precipitator |  | 1969-01-01 | Operating (Retired 05/31/2023) | 7300 | 6 (680) | 2866 6 | 680 | Y
OH | W H Sammis | 2866 | 7 | CSA, CSB | 2023 | ARP, CSNOX, CSOSG3, CSSO2G1, MATS | 606947 (Ended Oct 12, 2023), 609474 (Started Oct 12, 2023) | 5 | ECAR | Jefferson County | OH081 | 81 | Electric Utility | 40.5308 | -80.6311 | FirstEnergy Generation, LLC (Owner),FirstEnergy Generation, LLC (Operator) | Table 1 | Phase 2 Group 2 | Cell burner boiler | Coal |  | Wet Lime FGD | Low NOx Cell Burner,Selective Catalytic Reduction | Electrostatic Precipitator |  | 1971-07-01 | Operating (Retired 05/31/2023) | 7400 | 7 (680) | 2866 7 | 680 | Y
OH | West Lorain | 2869 | 2 |  | 2023 | ARP, CSNOX, CSOSG3, CSSO2G1 | 609990 (Ended Apr 12, 2023), 609482 (Started Apr 12, 2023) | 5 |  | Lorain County | OH093 | 93 | Electric Utility | 41.4297 | -82.2633 | Vermillion Power, LLC (Owner),Vermillion Power, LLC (Operator) | Phase 2 |  | Combustion turbine | Diesel Oil | Pipeline Natural Gas |  | Dry Low NOx Burners,Water Injection |  |  | 2001-02-20 | Operating | 1130 | 2 (85) | 2869 2 | 85
OH | West Lorain | 2869 | 3 |  | 2023 | ARP, CSNOX, CSOSG3, CSSO2G1 | 609990 (Ended Apr 12, 2023), 609482 (Started Apr 12, 2023) | 5 |  | Lorain County | OH093 | 93 | Electric Utility | 41.4297 | -82.2633 | Vermillion Power, LLC (Owner),Vermillion Power, LLC (Operator) | Phase 2 |  | Combustion turbine | Diesel Oil | Pipeline Natural Gas |  | Dry Low NOx Burners,Water Injection |  |  | 2001-02-20 | Operating | 1140 | 3 (85) | 2869 3 | 85
OH | West Lorain | 2869 | 4 |  | 2023 | ARP, CSNOX, CSOSG3, CSSO2G1 | 609990 (Ended Apr 12, 2023), 609482 (Started Apr 12, 2023) | 5 |  | Lorain County | OH093 | 93 | Electric Utility | 41.4297 | -82.2633 | Vermillion Power, LLC (Owner),Vermillion Power, LLC (Operator) | Phase 2 |  | Combustion turbine | Diesel Oil | Pipeline Natural Gas |  | Dry Low NOx Burners,Water Injection |  |  | 2001-02-20 | Operating | 1325 | 4 (85) | 2869 4 | 85
OH | West Lorain | 2869 | 5 |  | 2023 | ARP, CSNOX, CSOSG3, CSSO2G1 | 609990 (Ended Apr 12, 2023), 609482 (Started Apr 12, 2023) | 5 |  | Lorain County | OH093 | 93 | Electric Utility | 41.4297 | -82.2633 | Vermillion Power, LLC (Owner),Vermillion Power, LLC (Operator) | Phase 2 |  | Combustion turbine | Diesel Oil | Pipeline Natural Gas |  | Dry Low NOx Burners,Water Injection |  |  | 2001-02-20 | Operating | 1100 | 5 (85) | 2869 5 | 85
OH | West Lorain | 2869 | 6 |  | 2023 | ARP, CSNOX, CSOSG3, CSSO2G1 | 609990 (Ended Apr 12, 2023), 609482 (Started Apr 12, 2023) | 5 |  | Lorain County | OH093 | 93 | Electric Utility | 41.4297 | -82.2633 | Vermillion Power, LLC (Owner),Vermillion Power, LLC (Operator) | Phase 2 |  | Combustion turbine | Diesel Oil | Pipeline Natural Gas |  | Dry Low NOx Burners,Water Injection |  |  | 2001-02-20 | Operating | 1110 | 6 (85) | 2869 6 | 85
OH | West Lorain | 2869 | 1A |  | 2023 | CSNOX, CSOSG3, CSSO2G1 | 609990 (Ended Apr 12, 2023), 609482 (Started Apr 12, 2023) | 5 |  | Lorain County | OH093 | 93 | Electric Utility | 41.4297 | -82.2633 | Vermillion Power, LLC (Owner),Vermillion Power, LLC (Operator) |  |  | Combustion turbine | Diesel Oil | [5 empty] | 1973-05-01 | Operating | 1050 | 1A (65.3) | 2869 1A | 65.3
OH | West Lorain | 2869 | 1B |  | 2023 | CSNOX, CSOSG3, CSSO2G1 | 609990 (Ended Apr 12, 2023), 609482 (Started Apr 12, 2023) | 5 |  | Lorain County | OH093 | 93 | Electric Utility | 41.4297 | -82.2633 | Vermillion Power, LLC (Owner),Vermillion Power, LLC (Operator) |  |  | Combustion turbine | Diesel Oil | [5 empty] | 1973-05-01 | Operating | 1050 | 1B (65.3) | 2869 1B | 65.3
OH | Kyger Creek | 2876 | 1 | CS12 | 2023 | ARP, CSNOX, CSOSG3, CSSO2G1, MATS | 606502 | 5 | ECAR | Gallia County | OH053 | 53 | Electric Utility | 38.9161 | -82.1281 | Ohio Valley Electric Corporation (Owner),Ohio Valley Electric Corporation (Operator) | Table 1 | Phase 2 Group 2 | Wet bottom wall-fired boiler | Coal |  | Wet Lime FGD,Wet Limestone | Overfire Air,Selective Catalytic Reduction | Electrostatic Precipitator,Wet Scrubber |  | 1955-02-15 | Operating | 2629.6 | 1 (217.3) | 2876 1 | 217.3 | Y
OH | Kyger Creek | 2876 | 2 | CS12 | 2023 | ARP, CSNOX, CSOSG3, CSSO2G1, MATS | 606502 | 5 | ECAR | Gallia County | OH053 | 53 | Electric Utility | 38.9161 | -82.1281 | Ohio Valley Electric Corporation (Owner),Ohio Valley Electric Corporation (Operator) | Table 1 | Phase 2 Group 2 | Wet bottom wall-fired boiler | Coal |  | Wet Lime FGD,Wet Limestone | Overfire Air,Selective Catalytic Reduction | Electrostatic Precipitator,Wet Scrubber |  | 1955-06-24 | Operating | 2629.6 | 2 (217.3) | 2876 2 | 217.3 | Y
OH | Kyger Creek | 2876 | 3 | CS35 | 2023 | ARP, CSNOX, CSOSG3, CSSO2G1, MATS | 606502 | 5 | ECAR | Gallia County | OH053 | 53 | Electric Utility | 38.9161 | -82.1281 | Ohio Valley Electric Corporation (Owner),Ohio Valley Electric Corporation (Operator) | Table 1 | Phase 2 Group 2 | Wet bottom wall-fired boiler | Coal |  | Wet Lime FGD,Wet Limestone | Overfire Air,Selective Catalytic Reduction | Electrostatic Precipitator,Wet Scrubber |  | 1955-09-01 | Operating | 2629.6 | 3 (217.3) | 2876 3 | 217.3 | Y
OH | Kyger Creek | 2876 | 4 | CS35 | 2023 | ARP, CSNOX, CSOSG3, CSSO2G1, MATS | 606502 | 5 | ECAR | Gallia County | OH053 | 53 | Electric Utility | 38.9161 | -82.1281 | Ohio Valley Electric Corporation (Owner),Ohio Valley Electric Corporation (Operator) | Table 1 | Phase 2 Group 2 | Wet bottom wall-fired boiler | Coal |  | Wet Lime FGD,Wet Limestone | Overfire Air,Selective Catalytic Reduction | Electrostatic Precipitator,Wet Scrubber |  | 1955-11-15 | Operating | 2629.6 | 4 (217.3) | 2876 4 | 217.3 | Y
OH | Kyger Creek | 2876 | 5 | CS35 | 2023 | ARP, CSNOX, CSOSG3, CSSO2G1, MATS | 606502 | 5 | ECAR | Gallia County | OH053 | 53 | Electric Utility | 38.9161 | -82.1281 | Ohio Valley Electric Corporation (Owner),Ohio Valley Electric Corporation (Operator) | Table 1 | Phase 2 Group 2 | Wet bottom wall-fired boiler | Coal |  | Wet Lime FGD,Wet Limestone | Overfire Air,Selective Catalytic Reduction | Electrostatic Precipitator,Wet Scrubber |  | 1955-12-22 | Operating | 2629.6 | 5 (217.3) | 2876 5 | 217.3 | Y
OH | Bay Shore | 2878 | 1 |  | 2023 | ARP, CSNOX, CSOSG3, CSSO2G1, MATS | 605863 (Ended Apr 11, 2023), 609193 (Started Apr 11, 2023)(Ended Apr 11, 2023), 610326 (Started Apr 11, 2023) | 5 |  | Lucas County | OH095 | 95 | Electric Utility | 41.6925 | -83.4375 | Walleye Power, LLC (Owner),Walleye Power, LLC (Operator) | Phase 2 | Phase 2 Group 1 | Circulating fluidized bed boiler | Petroleum Coke | Coal | Dry Lime FGD | Overfire Air | Baghouse | Halogenated PAC Sorbent Injection | 1955-08-01 | Operating | 2259.5 | 1 (140.6) | 2878 1 | 140.6
OH | Richland Peaking Station | 2880 | CTG4 |  | 2023 | ARP, CSNOX, CSOSG3, CSSO2G1 | 603383 | 5 |  | Defiance County | OH039 | 39 | Electric Utility | 41.3033 | -84.3386 | Richland-Stryker Generation LLC (Owner),Richland-Stryker Generation LLC (Operator) | Phase 2 |  | Combustion turbine | Pipeline Natural Gas |  |  | Water Injection |  |  | 2000-03-10 | Operating | 1673 | 4 (130) | 2880 CTG4 | 130
OH | Richland Peaking Station | 2880 | CTG5 |  | 2023 | ARP, CSNOX, CSOSG3, CSSO2G1 | 603383 | 5 |  | Defiance County | OH039 | 39 | Electric Utility | 41.3033 | -84.3386 | Richland-Stryker Generation LLC (Owner),Richland-Stryker Generation LLC (Operator) | Phase 2 |  | Combustion turbine | Pipeline Natural Gas |  |  | Water Injection |  |  | 2000-05-07 | Operating | 1673 | 5 (130) | 2880 CTG5 | 130
OH | Richland Peaking Station | 2880 | CTG6 |  | 2023 | ARP, CSNOX, CSOSG3, CSSO2G1 | 603383 | 5 |  | Defiance County | OH039 | 39 | Electric Utility | 41.3033 | -84.3386 | Richland-Stryker Generation LLC (Owner),Richland-Stryker Generation LLC (Operator) | Phase 2 |  | Combustion turbine | Pipeline Natural Gas |  |  | Water Injection |  |  | 2000-03-10 | Operating | 1673 | 6 (130) | 2880 CTG6 | 130
OK | Horseshoe Lake | 2951 | 6 |  | 2023 | ARP, CSOSG2 | 603925 | 6 | SPP | Oklahoma County | OK109 | 109 | Electric Utility | 35.5089 | -97.1789 | Oklahoma Gas & Electric Company (Owner),Oklahoma Gas & Electric Company (Operator) | Phase 2 |  | Dry bottom wall-fired boiler | Pipeline Natural Gas | Residual Oil |  |  |  |  | 1958-04-22 | Operating | 2212 | 6 (163) | 2951 6 | 163
OK | Horseshoe Lake | 2951 | 7 |  | 2023 | ARP, CSOSG2 | 603925 | 6 | SPP | Oklahoma County | OK109 | 109 | Electric Utility | 35.5089 | -97.1789 | Oklahoma Gas & Electric Company (Owner),Oklahoma Gas & Electric Company (Operator) | Phase 2 |  | Combined cycle | Pipeline Natural Gas | Residual Oil |  |  |  |  | 1963-06-12 | Operating | 3360 | GT7 (27), ST7 (219) | 2951 7 | 246
OK | Horseshoe Lake | 2951 | 8 |  | 2023 | ARP, CSOSG2 | 603925 | 6 | SPP | Oklahoma County | OK109 | 109 | Electric Utility | 35.5089 | -97.1789 | Oklahoma Gas & Electric Company (Owner),Oklahoma Gas & Electric Company (Operator) | Phase 2 |  | Tangentially-fired | Pipeline Natural Gas | [5 empty] | 1969-06-12 | Operating | 5201 | 8 (442) | 2951 8 | 442
OK | Horseshoe Lake | 2951 | 9 |  | 2023 | ARP, CSOSG2 | 603925 | 6 | SPP | Oklahoma County | OK109 | 109 | Electric Utility | 35.5089 | -97.1789 | Oklahoma Gas & Electric Company (Owner),Oklahoma Gas & Electric Company (Operator) | Phase 2 |  | Combustion turbine | Pipeline Natural Gas |  |  | Water Injection |  |  | 2000-06-15 | Operating | 550 | 9 (60.5) | 2951 9 | 60.5
OK | Horseshoe Lake | 2951 | 10 |  | 2023 | ARP, CSOSG2 | 603925 | 6 | SPP | Oklahoma County | OK109 | 109 | Electric Utility | 35.5089 | -97.1789 | Oklahoma Gas & Electric Company (Owner),Oklahoma Gas & Electric Company (Operator) | Phase 2 |  | Combustion turbine | Pipeline Natural Gas |  |  | Water Injection |  |  | 2000-06-14 | Operating | 550 | 10 (60.5) | 2951 10 | 60.5
OK | Muskogee | 2952 | 4 |  | 2023 | ARP, CSOSG2 | 603925 | 6 | SPP | Muskogee County | OK101 | 101 | Electric Utility | 35.7617 | -95.2847 | Oklahoma Gas & Electric Company (Owner),Oklahoma Gas & Electric Company (Operator) | Phase 2 | Early Election | Tangentially-fired | Pipeline Natural Gas |  |  | Low NOx Burner Technology w/ Closed-coupled/Separated OFA,Overfire Air | Electrostatic Precipitator |  | 1977-12-31 | Operating | 6000 | 4 (572) | 2952 4 | 572
OK | Muskogee | 2952 | 5 |  | 2023 | ARP, CSOSG2 | 603925 | 6 | SPP | Muskogee County | OK101 | 101 | Electric Utility | 35.7617 | -95.2847 | Oklahoma Gas & Electric Company (Owner),Oklahoma Gas & Electric Company (Operator) | Phase 2 | Early Election | Tangentially-fired | Pipeline Natural Gas |  |  | Low NOx Burner Technology w/ Closed-coupled/Separated OFA,Overfire Air | Electrostatic Precipitator |  | 1978-10-18 | Operating | 6005 | 5 (572) | 2952 5 | 572
OK | Muskogee | 2952 | 6 |  | 2023 | ARP, CSOSG2, MATS | 603925 | 6 | SPP | Muskogee County | OK101 | 101 | Electric Utility | 35.7617 | -95.2847 | Oklahoma Gas & Electric Company (Owner),Oklahoma Gas & Electric Company (Operator) | Phase 2 | Early Election | Tangentially-fired | Coal | Pipeline Natural Gas |  | Overfire Air | Electrostatic Precipitator | Halogenated PAC Sorbent Injection | 1984-06-18 | Operating | 6163 | 6 (572) | 2952 6 | 572
OK | Mustang | 2953 | T10 |  | 2023 | ARP, CSOSG2 | 603925 | 6 | SPP | Canadian County | OK017 | 17 | Electric Utility | 35.4711 | -97.6733 | Oklahoma Gas & Electric Company (Owner),Oklahoma Gas & Electric Company (Operator) | Phase 2 |  | Combustion turbine | Pipeline Natural Gas |  |  | Water Injection |  |  | 2017-11-30 | Operating | 610 | GT5 (60) | 2953 T10 | 60
OK | Mustang | 2953 | T11 |  | 2023 | ARP, CSOSG2 | 603925 | 6 | SPP | Canadian County | OK017 | 17 | Electric Utility | 35.4711 | -97.6733 | Oklahoma Gas & Electric Company (Owner),Oklahoma Gas & Electric Company (Operator) | Phase 2 |  | Combustion turbine | Pipeline Natural Gas |  |  | Water Injection |  |  | 2017-12-15 | Operating | 610 | GT6 (60) | 2953 T11 | 60
OK | Mustang | 2953 | T12 |  | 2023 | ARP, CSOSG2 | 603925 | 6 | SPP | Canadian County | OK017 | 17 | Electric Utility | 35.4711 | -97.6733 | Oklahoma Gas & Electric Company (Owner),Oklahoma Gas & Electric Company (Operator) | Phase 2 |  | Combustion turbine | Pipeline Natural Gas |  |  | Water Injection |  |  | 2017-12-20 | Operating | 610 | GT7 (60) | 2953 T12 | 60
OK | Mustang | 2953 | T6 |  | 2023 | ARP, CSOSG2 | 603925 | 6 | SPP | Canadian County | OK017 | 17 | Electric Utility | 35.4711 | -97.6733 | Oklahoma Gas & Electric Company (Owner),Oklahoma Gas & Electric Company (Operator) | Phase 2 |  | Combustion turbine | Pipeline Natural Gas |  |  | Water Injection |  |  | 2017-09-24 | Operating | 610 | GT1 (60) | 2953 T6 | 60
OK | Mustang | 2953 | T7 |  | 2023 | ARP, CSOSG2 | 603925 | 6 | SPP | Canadian County | OK017 | 17 | Electric Utility | 35.4711 | -97.6733 | Oklahoma Gas & Electric Company (Owner),Oklahoma Gas & Electric Company (Operator) | Phase 2 |  | Combustion turbine | Pipeline Natural Gas |  |  | Water Injection |  |  | 2017-10-15 | Operating | 610 | GT2 (60) | 2953 T7 | 60
OK | Mustang | 2953 | T8 |  | 2023 | ARP, CSOSG2 | 603925 | 6 | SPP | Canadian County | OK017 | 17 | Electric Utility | 35.4711 | -97.6733 | Oklahoma Gas & Electric Company (Owner),Oklahoma Gas & Electric Company (Operator) | Phase 2 |  | Combustion turbine | Pipeline Natural Gas |  |  | Water Injection |  |  | 2017-11-03 | Operating | 610 | GT3 (60) | 2953 T8 | 60
OK | Mustang | 2953 | T9 |  | 2023 | ARP, CSOSG2 | 603925 | 6 | SPP | Canadian County | OK017 | 17 | Electric Utility | 35.4711 | -97.6733 | Oklahoma Gas & Electric Company (Owner),Oklahoma Gas & Electric Company (Operator) | Phase 2 |  | Combustion turbine | Pipeline Natural Gas |  |  | Water Injection |  |  | 2017-11-19 | Operating | 610 | GT4 (60) | 2953 T9 | 60
OK | Seminole (2956) | 2956 | 1 |  | 2023 | ARP, CSOSG2 | 603925 | 6 | SPP | Seminole County | OK133 | 133 | Electric Utility | 34.9678 | -96.7242 | Oklahoma Gas & Electric Company (Owner),Oklahoma Gas & Electric Company (Operator) | Phase 2 |  | Dry bottom wall-fired boiler | Pipeline Natural Gas |  |  | Low NOx Burner Technology (Dry Bottom only) |  |  | 1971-03-29 | Operating | 5480 | 1 (567) | 2956 1 | 567
OK | Seminole (2956) | 2956 | 2 |  | 2023 | ARP, CSOSG2 | 603925 | 6 | SPP | Seminole County | OK133 | 133 | Electric Utility | 34.9678 | -96.7242 | Oklahoma Gas & Electric Company (Owner),Oklahoma Gas & Electric Company (Operator) | Phase 2 |  | Dry bottom wall-fired boiler | Pipeline Natural Gas |  |  | Low NOx Burner Technology (Dry Bottom only) |  |  | 1973-02-03 | Operating | 5480 | 2 (567) | 2956 2 | 567
OK | Seminole (2956) | 2956 | 3 |  | 2023 | ARP, CSOSG2 | 603925 | 6 | SPP | Seminole County | OK133 | 133 | Electric Utility | 34.9678 | -96.7242 | Oklahoma Gas & Electric Company (Owner),Oklahoma Gas & Electric Company (Operator) | Phase 2 |  | Dry bottom wall-fired boiler | Pipeline Natural Gas |  |  | Low NOx Burner Technology (Dry Bottom only) | Cyclone |  | 1975-06-16 | Operating | 5350 | 3 (567) | 2956 3 | 567
OK | Northeastern | 2963 | 3302 |  | 2023 | ARP, CSOSG2 | 608993 (Ended Apr 12, 2023), 610620 (Started Apr 12, 2023) | 6 | SPP | Rogers County | OK131 | 131 | Electric Utility | 36.4317 | -95.7008 | Public Service Company of Oklahoma (Owner),Public Service Company of Oklahoma (Operator) | Phase 2 |  | Cell burner boiler | Pipeline Natural Gas |  |  | Low NOx Cell Burner |  |  | 1970-06-30 | Operating | 4754 | 2 (441.8) | 2963 3302 | 441.8
OK | Northeastern | 2963 | 3313 |  | 2023 | ARP, CSOSG2, MATS | 608993 (Ended Apr 12, 2023), 610620 (Started Apr 12, 2023) | 6 | SPP | Rogers County | OK131 | 131 | Electric Utility | 36.4317 | -95.7008 | Public Service Company of Oklahoma (Owner),Public Service Company of Oklahoma (Operator) | Phase 2 | Early Election | Tangentially-fired | Coal |  | Dry Sorbent Injection | Overfire Air,Low NOx Burner Technology w/ Closed-coupled OFA | Baghouse,Electrostatic Precipitator | Halogenated PAC Sorbent Injection | 1979-06-30 | Operating | 5800 | 3 (441.2) | 2963 3313 | 441.2
OK | Northeastern | 2963 | 3301A |  | 2023 | ARP, CSOSG2 | 608993 (Ended Apr 12, 2023), 610620 (Started Apr 12, 2023) | 6 | SPP | Rogers County | OK131 | 131 | Electric Utility | 36.4317 | -95.7008 | Public Service Company of Oklahoma (Owner),Public Service Company of Oklahoma (Operator) | Phase 2 |  | Combined cycle | Pipeline Natural Gas |  |  | Dry Low NOx Burners |  |  | 2001-06-01 | Operating | 1783 | 1A (178.5), 1 (170) | 2963 3301A | 263.5
OK | Northeastern | 2963 | 3301B |  | 2023 | ARP, CSOSG2 | 608993 (Ended Apr 12, 2023), 610620 (Started Apr 12, 2023) | 6 | SPP | Rogers County | OK131 | 131 | Electric Utility | 36.4317 | -95.7008 | Public Service Company of Oklahoma (Owner),Public Service Company of Oklahoma (Operator) | Phase 2 |  | Combined cycle | Pipeline Natural Gas |  |  | Dry Low NOx Burners |  |  | 2001-06-01 | Operating | 1783 | 1B (178.5), 1 (170) | 2963 3301B | 263.5
OK | Southwestern | 2964 | 8002 | CP001 | 2023 | ARP, CSOSG2 | 608993 (Ended Apr 12, 2023), 610620 (Started Apr 12, 2023) | 6 | SPP | Caddo County | OK015 | 15 | Electric Utility | 35.1009 | -98.3524 | Public Service Company of Oklahoma (Owner),Public Service Company of Oklahoma (Operator) | Phase 2 |  | Dry bottom wall-fired boiler | Pipeline Natural Gas | [5 empty] | 1954-02-01 | Operating | 940 | 2 (80.3) | 2964 8002 | 80.3
OK | Southwestern | 2964 | 8003 | CP001 | 2023 | ARP, CSOSG2 | 608993 (Ended Apr 12, 2023), 610620 (Started Apr 12, 2023) | 6 | SPP | Caddo County | OK015 | 15 | Electric Utility | 35.1009 | -98.3524 | Public Service Company of Oklahoma (Owner),Public Service Company of Oklahoma (Operator) | Phase 2 |  | Cell burner boiler | Pipeline Natural Gas |  |  | Low NOx Cell Burner,Overfire Air |  |  | 1967-05-01 | Operating | 3450 | 3 (332) | 2964 8003 | 332
OK | Southwestern | 2964 | 8004 |  | 2023 | ARP, CSOSG2 | 608993 (Ended Apr 12, 2023), 610620 (Started Apr 12, 2023) | 6 | SPP | Caddo County | OK015 | 15 | Electric Utility | 35.1009 | -98.3524 | Public Service Company of Oklahoma (Owner),Public Service Company of Oklahoma (Operator) | Phase 2 |  | Combustion turbine | Pipeline Natural Gas |  |  | Combustion Modification/Fuel Reburning |  |  | 2008-02-21 | Operating | 1150 | 4 (89) | 2964 8004 | 89
OK | Southwestern | 2964 | 8005 |  | 2023 | ARP, CSOSG2 | 608993 (Ended Apr 12, 2023), 610620 (Started Apr 12, 2023) | 6 | SPP | Caddo County | OK015 | 15 | Electric Utility | 35.1009 | -98.3524 | Public Service Company of Oklahoma (Owner),Public Service Company of Oklahoma (Operator) | Phase 2 |  | Combustion turbine | Pipeline Natural Gas |  |  | Combustion Modification/Fuel Reburning |  |  | 2008-02-14 | Operating | 1150 | 5 (89) | 2964 8005 | 89
OK | Southwestern | 2964 | 801N | CP001 | 2023 | ARP, CSOSG2 | 608993 (Ended Apr 12, 2023), 610620 (Started Apr 12, 2023) | 6 | SPP | Caddo County | OK015 | 15 | Electric Utility | 35.1009 | -98.3524 | Public Service Company of Oklahoma (Owner),Public Service Company of Oklahoma (Operator) | Phase 2 |  | Dry bottom wall-fired boiler | Pipeline Natural Gas | [5 empty] | 1952-07-01 | Operating | 482 | 1 (84) | 2964 801N | 84
OK | Southwestern | 2964 | 801S | CP001 | 2023 | ARP, CSOSG2 | 608993 (Ended Apr 12, 2023), 610620 (Started Apr 12, 2023) | 6 | SPP | Caddo County | OK015 | 15 | Electric Utility | 35.1009 | -98.3524 | Public Service Company of Oklahoma (Owner),Public Service Company of Oklahoma (Operator) | Phase 2 |  | Dry bottom wall-fired boiler | Pipeline Natural Gas | [5 empty] | 1952-07-01 | Operating | 482 | 1 (84) | 2964 801S | 84
OK | Tulsa | 2965 | 1402 | CP001 | 2023 | ARP, CSOSG2 | 608993 (Ended Apr 12, 2023), 610620 (Started Apr 12, 2023) | 6 | SPP | Tulsa County | OK143 | 143 | Electric Utility | 36.1125 | -95.9917 | Public Service Company of Oklahoma (Owner),Public Service Company of Oklahoma (Operator) | Phase 2 |  | Dry bottom wall-fired boiler | Pipeline Natural Gas | [5 empty] | 1956-10-01 | Operating | 1818 | 2 (170) | 2965 1402 | 170
OK | Tulsa | 2965 | 1404 | CP001 | 2023 | ARP, CSOSG2 | 608993 (Ended Apr 12, 2023), 610620 (Started Apr 12, 2023) | 6 | SPP | Tulsa County | OK143 | 143 | Electric Utility | 36.1125 | -95.9917 | Public Service Company of Oklahoma (Owner),Public Service Company of Oklahoma (Operator) | Phase 2 |  | Dry bottom wall-fired boiler | Pipeline Natural Gas | [5 empty] | 1958-03-01 | Operating | 1268 | 4 (170) | 2965 1404 | 170
OK | Anadarko | 3006 | 3 |  | 2023 | ARP, CSOSG2 | 607703 | 6 |  | Caddo County | OK015 | 15 | Electric Utility | 35.0847 | -98.23 | Western Farmers Electric Cooperative, Inc. (Owner),Western Farmers Electric Cooperative, Inc. (Operator) | Phase 2 |  | Dry bottom wall-fired boiler | Pipeline Natural Gas | [5 empty] | 1958-10-04 | Operating | 800 | 3 (44) | 3006 3 | 44
OK | Anadarko | 3006 | 7 |  | 2023 | ARP, CSOSG2 | 607703 | 6 |  | Caddo County | OK015 | 15 | Electric Utility | 35.0847 | -98.23 | Western Farmers Electric Cooperative, Inc. (Owner),Western Farmers Electric Cooperative, Inc. (Operator) | Phase 2 |  | Combustion turbine | Pipeline Natural Gas |  |  | Water Injection |  |  | 2001-04-12 | Operating | 471.3 | 7 (45) | 3006 7 | 45
OK | Anadarko | 3006 | 8 |  | 2023 | ARP, CSOSG2 | 607703 | 6 |  | Caddo County | OK015 | 15 | Electric Utility | 35.0847 | -98.23 | Western Farmers Electric Cooperative, Inc. (Owner),Western Farmers Electric Cooperative, Inc. (Operator) | Phase 2 |  | Combustion turbine | Pipeline Natural Gas |  |  | Water Injection |  |  | 2001-04-12 | Operating | 475.6 | 8 (45) | 3006 8 | 45
OK | Anadarko | 3006 | 9 |  | 2023 | ARP, CSOSG2 | 607703 | 6 |  | Caddo County | OK015 | 15 | Electric Utility | 35.0847 | -98.23 | Western Farmers Electric Cooperative, Inc. (Owner),Western Farmers Electric Cooperative, Inc. (Operator) | Phase 2 |  | Combustion turbine | Pipeline Natural Gas |  |  | Water Injection |  |  | 2009-05-17 | Operating | 505 | 9 (45) | 3006 9 | 45
OK | Anadarko | 3006 | 10 |  | 2023 | ARP, CSOSG2 | 607703 | 6 |  | Caddo County | OK015 | 15 | Electric Utility | 35.0847 | -98.23 | Western Farmers Electric Cooperative, Inc. (Owner),Western Farmers Electric Cooperative, Inc. (Operator) | Phase 2 |  | Combustion turbine | Pipeline Natural Gas |  |  | Water Injection |  |  | 2009-05-13 | Operating | 490 | 10 (45) | 3006 10 | 45
OK | Anadarko | 3006 | 11 |  | 2023 | ARP, CSOSG2 | 607703 | 6 |  | Caddo County | OK015 | 15 | Electric Utility | 35.0847 | -98.23 | Western Farmers Electric Cooperative, Inc. (Owner),Western Farmers Electric Cooperative, Inc. (Operator) | Phase 2 |  | Combustion turbine | Pipeline Natural Gas |  |  | Water Injection |  |  | 2009-06-11 | Operating | 505 | 11 (45) | 3006 11 | 45
OK | Mooreland | 3008 | 1 |  | 2023 | ARP, CSOSG2 | 607703 | 6 | SPP | Woodward County | OK153 | 153 | Electric Utility | 36.4375 | -99.2208 | Western Farmers Electric Cooperative, Inc. (Owner),Western Farmers Electric Cooperative, Inc. (Operator) | Phase 2 |  | Dry bottom wall-fired boiler | Pipeline Natural Gas | [5 empty] | 1964-03-27 | Operating | 756 | 1 (44) | 3008 1 | 44
OK | Mooreland | 3008 | 2 |  | 2023 | ARP, CSOSG2 | 607703 | 6 | SPP | Woodward County | OK153 | 153 | Electric Utility | 36.4375 | -99.2208 | Western Farmers Electric Cooperative, Inc. (Owner),Western Farmers Electric Cooperative, Inc. (Operator) | Phase 2 |  | Dry bottom wall-fired boiler | Pipeline Natural Gas | [5 empty] | 1968-05-13 | Operating | 1624 | 2 (125) | 3008 2 | 125
OK | Mooreland | 3008 | 3 |  | 2023 | ARP, CSOSG2 | 607703 | 6 | SPP | Woodward County | OK153 | 153 | Electric Utility | 36.4375 | -99.2208 | Western Farmers Electric Cooperative, Inc. (Owner),Western Farmers Electric Cooperative, Inc. (Operator) | Phase 2 |  | Dry bottom wall-fired boiler | Pipeline Natural Gas |  |  | Other,Overfire Air |  |  | 1975-04-29 | Operating | 1755 | 3 (135) | 3008 3 | 135
PA | Brunot Island Power Station | 3096 | 3 |  | 2023 | ARP, CSNOX, CSOSG3, CSSO2G1, RGGI | 1427 | 3 |  | Allegheny County | PA003 | 3 | Electric Utility | 40.4638 | -80.044 | Brunot Island Power, LLC (Owner),Brunot Island Power, LLC (Operator) | Phase 2 |  | Combined cycle | Pipeline Natural Gas |  |  | Selective Catalytic Reduction,Water Injection |  |  | 1973-06-01 | Operating | 918 | 3 (65.3), ST4 (136.9) | 3096 3 | 110.9333 | Y
PA | Brunot Island Power Station | 3096 | 1A |  | 2023 | RGGI | 1427 | 3 |  | Allegheny County | PA003 | 3 | Electric Utility | 40.4638 | -80.044 | Brunot Island Power, LLC (Owner),Brunot Island Power, LLC (Operator) |  |  | Combustion turbine | Diesel Oil | [5 empty] | 1972-03-24 | Operating | 300 | 1A (24.3) | 3096 1A | 24.3
PA | Brunot Island Power Station | 3096 | 2A |  | 2023 | ARP, CSNOX, CSOSG3, CSSO2G1, RGGI | 1427 | 3 |  | Allegheny County | PA003 | 3 | Electric Utility | 40.4638 | -80.044 | Brunot Island Power, LLC (Owner),Brunot Island Power, LLC (Operator) | Phase 2 |  | Combined cycle | Pipeline Natural Gas |  |  | Selective Catalytic Reduction,Water Injection |  |  | 1973-06-01 | Operating | 918 | 2A (65.3), ST4 (136.9) | 3096 2A | 110.9333 | Y
PA | Brunot Island Power Station | 3096 | 2B |  | 2023 | ARP, CSNOX, CSOSG3, CSSO2G1, RGGI | 1427 | 3 |  | Allegheny County | PA003 | 3 | Electric Utility | 40.4638 | -80.044 | Brunot Island Power, LLC (Owner),Brunot Island Power, LLC (Operator) | Phase 2 |  | Combined cycle | Pipeline Natural Gas |  |  | Selective Catalytic Reduction,Water Injection |  |  | 1973-06-01 | Operating | 960 | ST4 (136.9), 2B (65.3) | 3096 2B | 110.9333 | Y
PA | Mountain | 3111 | 31 |  | 2023 | CSNOX, CSOSG3, CSSO2G1, RGGI | 748 | 3 |  | Cumberland County | PA041 | 41 | Electric Utility | 40.1219 | -77.1761 | Mountain Power, LLC (Owner),Mountain Power, LLC (Operator) |  |  | Combustion turbine | Diesel Oil | Pipeline Natural Gas |  |  |  |  | 1971-06-01 | Operating | 326 | 1 (26.6) | 3111 31 | 26.6
PA | Mountain | 3111 | 32 |  | 2023 | CSNOX, CSOSG3, CSSO2G1, RGGI | 748 | 3 |  | Cumberland County | PA041 | 41 | Electric Utility | 40.1219 | -77.1761 | Mountain Power, LLC (Owner),Mountain Power, LLC (Operator) |  |  | Combustion turbine | Diesel Oil | Pipeline Natural Gas |  |  |  |  | 1971-06-01 | Operating | 326 | 2 (26.6) | 3111 32 | 26.6
PA | Portland | 3113 | 5 |  | 2023 | ARP, CSNOX, CSOSG3, CSSO2G1, RGGI | 1427 | 3 | MAAC | Northampton County | PA095 | 95 | Electric Utility | 40.91 | -75.0789 | Portland Power, LLC (Owner),Portland Power, LLC (Operator) | Phase 2 |  | Combustion turbine | Pipeline Natural Gas | Diesel Oil |  | Dry Low NOx Burners,Water Injection |  |  | 1995-07-01 | Operating | 1950 | 5 (156) | 3113 5 | 156
PA | Tolna | 3116 | 31 |  | 2023 | CSNOX, CSOSG3, CSSO2G1, RGGI | 748 | 3 |  | York County | PA133 | 133 | Electric Utility | 39.7636 | -76.6345 | Tolna Power, LLC (Owner),Tolna Power, LLC (Operator) |  |  | Combustion turbine | Diesel Oil | [5 empty] | 1971-06-01 | Operating | 305 | 1 (26.6) | 3116 31 | 26.6
PA | Tolna | 3116 | 32 |  | 2023 | CSNOX, CSOSG3, CSSO2G1, RGGI | 748 | 3 |  | York County | PA133 | 133 | Electric Utility | 39.7636 | -76.6345 | Tolna Power, LLC (Owner),Tolna Power, LLC (Operator) |  |  | Combustion turbine | Diesel Oil | [5 empty] | 1971-06-01 | Operating | 305 | 2 (26.6) | 3116 32 | 26.6
PA | Conemaugh | 3118 | 1 |  | 2023 | ARP, CSNOX, CSOSG3, CSSO2G1, MATS, RGGI | 609731 | 3 | MAAC | Indiana County | PA063 | 63 | Electric Utility | 40.3842 | -79.0611 | Conemaugh Power LLC (Owner),Chief Conemaugh Power, LLC (Owner),Montour, LLC (Owner),Conemaugh Power Pass-Through Holders LLC (Owner),Chief Conemaugh Power II, LLC (Owner),KeyCon Operating, LLC (Operator) | Table 1 | Phase 1 Group 1 | Tangentially-fired | Coal | Pipeline Natural Gas | Wet Limestone | Low NOx Burner Technology w/ Closed-coupled/Separated OFA,Selective Catalytic Reduction | Electrostatic Precipitator |  | 1970-05-01 | Operating | 9650 | 1 (936) | 3118 1 | 936 | Y
PA | Conemaugh | 3118 | 2 |  | 2023 | ARP, CSNOX, CSOSG3, CSSO2G1, MATS, RGGI | 609731 | 3 | MAAC | Indiana County | PA063 | 63 | Electric Utility | 40.3842 | -79.0611 | Conemaugh Power LLC (Owner),Chief Conemaugh Power, LLC (Owner),Montour, LLC (Owner),Conemaugh Power Pass-Through Holders LLC (Owner),Chief Conemaugh Power II, LLC (Owner),KeyCon Operating, LLC (Operator) | Table 1 | Phase 1 Group 1 | Tangentially-fired | Coal | Pipeline Natural Gas | Wet Limestone | Low NOx Burner Technology w/ Closed-coupled/Separated OFA,Selective Catalytic Reduction | Electrostatic Precipitator |  | 1971-05-01 | Operating | 9615 | 2 (936) | 3118 2 | 936 | Y
PA | Homer City | 3122 | 1 |  | 2023 | ARP, CSNOX, CSOSG3, CSSO2G1, MATS, RGGI | 609375 (Ended Dec 04, 2023), 602170 (Started Dec 04, 2023) | 3 | MAAC | Indiana County | PA063 | 63 | Electric Utility | 40.511 | -79.1968 | Homer City Generation LP (Owner),NRG Homer City Services LLC (Operator) | Phase 2 | Early Election | Dry bottom wall-fired boiler | Coal |  | Dry Lime FGD | Low NOx Burner Technology w/ Overfire Air,Selective Catalytic Reduction | Electrostatic Precipitator,Baghouse | Untreated PAC Sorbent Injection | 1969-06-01 | Operating (Retired 07/01/2023) | 6792 | 1 (660) | 3122 1 | 660 | Y
PA | Homer City | 3122 | 2 |  | 2023 | ARP, CSNOX, CSOSG3, CSSO2G1, MATS, RGGI | 609375 (Ended Dec 04, 2023), 602170 (Started Dec 04, 2023) | 3 | MAAC | Indiana County | PA063 | 63 | Electric Utility | 40.511 | -79.1968 | Homer City Generation LP (Owner),NRG Homer City Services LLC (Operator) | Phase 2 | Early Election | Dry bottom wall-fired boiler | Coal |  | Dry Lime FGD | Low NOx Burner Technology w/ Overfire Air,Selective Catalytic Reduction | Electrostatic Precipitator,Baghouse | Untreated PAC Sorbent Injection | 1969-11-01 | Operating (Retired 07/01/2023) | 6792 | 2 (660) | 3122 2 | 660 | Y
PA | Homer City | 3122 | 3 |  | 2023 | ARP, CSNOX, CSOSG3, CSSO2G1, MATS, RGGI | 609375 (Ended Dec 04, 2023), 602170 (Started Dec 04, 2023) | 3 | MAAC | Indiana County | PA063 | 63 | Electric Utility | 40.511 | -79.1968 | Homer City Generation LP (Owner),NRG Homer City Services LLC (Operator) | Phase 2 | Early Election | Dry bottom wall-fired boiler | Coal |  | Wet Limestone | Low NOx Burner Technology w/ Overfire Air,Selective Catalytic Reduction | Electrostatic Precipitator |  | 1977-12-01 | Operating (Retired 07/01/2023) | 7260 | 3 (692) | 3122 3 | 692 | Y
PA | Seward | 3130 | 1 | CS1 | 2023 | ARP, CSNOX, CSOSG3, CSSO2G1, MATS, RGGI | 603739 | 3 | MAAC | Indiana County | PA063 | 63 | Electric Utility | 40.4081 | -79.0339 | Seward Generation, LLC (Owner),Seward Generation, LLC (Operator) | Phase 2 |  | Circulating fluidized bed boiler | Coal Refuse |  | Fluidized Bed Limestone Injection | Selective Non-catalytic Reduction | Baghouse |  | 2004-03-10 | Operating | 3180 | FB1 (585) | 3130 1 | 585 | Y
PA | Seward | 3130 | 2 | CS1 | 2023 | ARP, CSNOX, CSOSG3, CSSO2G1, MATS, RGGI | 603739 | 3 | MAAC | Indiana County | PA063 | 63 | Electric Utility | 40.4081 | -79.0339 | Seward Generation, LLC (Owner),Seward Generation, LLC (Operator) | Phase 2 |  | Circulating fluidized bed boiler | Coal Refuse |  | Fluidized Bed Limestone Injection | Selective Non-catalytic Reduction | Baghouse |  | 2004-03-10 | Operating | 3180 | FB1 (585) | 3130 2 | 585 | Y
PA | Shawville | 3131 | 1 |  | 2023 | ARP, CSNOX, CSOSG3, CSSO2G1, RGGI | 1427 | 3 | MAAC | Clearfield County | PA033 | 33 | Electric Utility | 41.067 | -78.3656 | Shawville Power, LLC (Owner),Shawville Power, LLC (Operator) | Table 1 | Phase 1 Group 1 | Dry bottom wall-fired boiler | Pipeline Natural Gas |  |  | Low NOx Burner Technology (Dry Bottom only),Selective Non-catalytic Reduction | Electrostatic Precipitator |  | 1954-06-01 | Operating | 1460 | 1 (125) | 3131 1 | 125 | Y
PA | Shawville | 3131 | 2 |  | 2023 | ARP, CSNOX, CSOSG3, CSSO2G1, RGGI | 1427 | 3 | MAAC | Clearfield County | PA033 | 33 | Electric Utility | 41.067 | -78.3656 | Shawville Power, LLC (Owner),Shawville Power, LLC (Operator) | Table 1 | Phase 1 Group 1 | Dry bottom wall-fired boiler | Pipeline Natural Gas |  |  | Low NOx Burner Technology (Dry Bottom only),Selective Non-catalytic Reduction | Electrostatic Precipitator |  | 1954-06-01 | Operating | 1603 | 2 (125) | 3131 2 | 125 | Y
PA | Shawville | 3131 | 3 | CS1 | 2023 | ARP, CSNOX, CSOSG3, CSSO2G1, RGGI | 1427 | 3 | MAAC | Clearfield County | PA033 | 33 | Electric Utility | 41.067 | -78.3656 | Shawville Power, LLC (Owner),Shawville Power, LLC (Operator) | Table 1 | Phase 1 Group 1 | Tangentially-fired | Pipeline Natural Gas |  |  | Low NOx Burner Technology w/ Closed-coupled/Separated OFA,Selective Non-catalytic Reduction | Electrostatic Precipitator |  | 1959-06-01 | Operating | 1890 | 3 (187.5) | 3131 3 | 187.5 | Y
PA | Shawville | 3131 | 4 | CS1 | 2023 | ARP, CSNOX, CSOSG3, CSSO2G1, RGGI | 1427 | 3 | MAAC | Clearfield County | PA033 | 33 | Electric Utility | 41.067 | -78.3656 | Shawville Power, LLC (Owner),Shawville Power, LLC (Operator) | Table 1 | Phase 1 Group 1 | Tangentially-fired | Pipeline Natural Gas |  |  | Low NOx Burner Technology w/ Closed-coupled/Separated OFA,Selective Non-catalytic Reduction | Electrostatic Precipitator |  | 1960-06-01 | Operating | 1860 | 4 (187.5) | 3131 4 | 187.5 | Y
PA | Warren | 3132 | 5 |  | 2023 | CSNOX, CSOSG3, CSSO2G1, RGGI | 1427 | 3 |  | Warren County | PA123 | 123 | Electric Utility | 41.8358 | -79.19 | Warren Generation, LLC (Owner),Warren Generation, LLC (Operator) |  |  | Combustion turbine | Pipeline Natural Gas | Diesel Oil |  |  |  |  | 1972-09-01 | Operating | 1248 | 3 (53) | 3132 5 | 53
PA | Keystone | 3136 | 1 |  | 2023 | ARP, CSNOX, CSOSG3, CSSO2G1, MATS, RGGI | 610399 | 3 | MAAC | Armstrong County | PA005 | 5 | Electric Utility | 40.6604 | -79.3411 | Keystone Power LLC (Owner),Chief Keystone Power, LLC (Owner),Montour, LLC (Owner),Keystone Power Pass-Through Holders LLC (Owner),Chief Keystone Power II, LLC (Owner),Keystone Operating, LLC (Operator) | Phase 2 | Early Election | Tangentially-fired | Coal | Pipeline Natural Gas | Wet Lime FGD | Low NOx Burner Technology w/ Closed-coupled/Separated OFA,Selective Catalytic Reduction | Electrostatic Precipitator |  | 1967-06-01 | Operating | 9250 | 1 (936) | 3136 1 | 936 | Y
PA | Keystone | 3136 | 2 |  | 2023 | ARP, CSNOX, CSOSG3, CSSO2G1, MATS, RGGI | 610399 | 3 | MAAC | Armstrong County | PA005 | 5 | Electric Utility | 40.6604 | -79.3411 | Keystone Power LLC (Owner),Chief Keystone Power, LLC (Owner),Montour, LLC (Owner),Keystone Power Pass-Through Holders LLC (Owner),Chief Keystone Power II, LLC (Owner),Keystone Operating, LLC (Operator) | Phase 2 | Early Election | Tangentially-fired | Coal | Pipeline Natural Gas | Wet Lime FGD | Low NOx Burner Technology w/ Closed-coupled/Separated OFA,Selective Catalytic Reduction | Electrostatic Precipitator |  | 1968-06-01 | Operating | 8960 | 2 (936) | 3136 2 | 936 | Y
PA | New Castle | 3138 | 3 |  | 2023 | ARP, CSNOX, CSOSG3, CSSO2G1, RGGI | 1427 | 3 | ECAR | Lawrence County | PA073 | 73 | Electric Utility | 40.9378 | -80.3681 | New Castle Power, LLC (Owner),New Castle Power, LLC (Operator) | Phase 2 | Early Election | Dry bottom wall-fired boiler | Pipeline Natural Gas |  |  | Low NOx Burner Technology w/ Overfire Air,Selective Non-catalytic Reduction | Electrostatic Precipitator |  | 1952-06-01 | Operating | 1075 | 3 (97.8) | 3138 3 | 97.8 | Y
PA | New Castle | 3138 | 4 |  | 2023 | ARP, CSNOX, CSOSG3, CSSO2G1, RGGI | 1427 | 3 | ECAR | Lawrence County | PA073 | 73 | Electric Utility | 40.9378 | -80.3681 | New Castle Power, LLC (Owner),New Castle Power, LLC (Operator) | Phase 2 | Early Election | Dry bottom wall-fired boiler | Pipeline Natural Gas |  |  | Low NOx Burner Technology w/ Overfire Air,Selective Non-catalytic Reduction | Electrostatic Precipitator |  | 1958-06-01 | Operating | 1232 | 4 (113.6) | 3138 4 | 113.6 | Y
PA | New Castle | 3138 | 5 |  | 2023 | ARP, CSNOX, CSOSG3, CSSO2G1, RGGI | 1427 | 3 | ECAR | Lawrence County | PA073 | 73 | Electric Utility | 40.9378 | -80.3681 | New Castle Power, LLC (Owner),New Castle Power, LLC (Operator) | Phase 2 | Early Election | Dry bottom wall-fired boiler | Pipeline Natural Gas |  |  | Low NOx Burner Technology w/ Overfire Air,Selective Non-catalytic Reduction | Electrostatic Precipitator |  | 1964-06-01 | Operating | 1610 | 5 (136) | 3138 5 | 136 | Y
PA | Brunner Island, LLC | 3140 | 1 | CS102F | 2023 | ARP, CSNOX, CSOSG3, CSSO2G1, MATS, RGGI | 601710 | 3 | MAAC | York County | PA133 | 133 | Electric Utility | 40.097 | -76.6962 | Brunner Island, LLC (Owner),Brunner Island, LLC (Operator) | Table 1 | Phase 1 Group 1 | Tangentially-fired | Coal | Natural Gas, Other Oil, Pipeline Natural Gas | Wet Lime FGD | Low NOx Burner Technology w/ Closed-coupled/Separated OFA | Baghouse |  | 1961-06-22 | Operating | 3715 | 1 (363.3) | 3140 1 | 363.3
PA | Brunner Island, LLC | 3140 | 2 | CS102F | 2023 | ARP, CSNOX, CSOSG3, CSSO2G1, MATS, RGGI | 601710 | 3 | MAAC | York County | PA133 | 133 | Electric Utility | 40.097 | -76.6962 | Brunner Island, LLC (Owner),Brunner Island, LLC (Operator) | Table 1 | Phase 1 Group 1 | Tangentially-fired | Coal | Natural Gas, Other Oil, Pipeline Natural Gas | Wet Lime FGD | Low NOx Burner Technology w/ Closed-coupled/Separated OFA | Electrostatic Precipitator |  | 1965-10-18 | Operating | 4090 | 2 (405) | 3140 2 | 405
PA | Brunner Island, LLC | 3140 | 3 |  | 2023 | ARP, CSNOX, CSOSG3, CSSO2G1, MATS, RGGI | 601710 | 3 | MAAC | York County | PA133 | 133 | Electric Utility | 40.097 | -76.6962 | Brunner Island, LLC (Owner),Brunner Island, LLC (Operator) | Table 1 | Phase 1 Group 1 | Tangentially-fired | Coal | Natural Gas, Other Oil, Pipeline Natural Gas | Wet Lime FGD | Low NOx Burner Technology w/ Closed-coupled/Separated OFA | Electrostatic Precipitator |  | 1969-06-13 | Operating | 7770 | 3 (790.4) | 3140 3 | 790.4
PA | Martins Creek, LLC | 3148 | 3 |  | 2023 | ARP, CSNOX, CSOSG3, CSSO2G1, MATS, RGGI | 601710 | 3 | MAAC | Northampton County | PA095 | 95 | Electric Utility | 40.796 | -75.107 | MC Project Company LLC (Owner),Martins Creek SES (Operator) | Phase 2 |  | Tangentially-fired | Residual Oil | Pipeline Natural Gas |  |  |  |  | 1975-10-01 | Operating | 9469 | 3 (850.5) | 3148 3 | 850.5
PA | Martins Creek, LLC | 3148 | 4 |  | 2023 | ARP, CSNOX, CSOSG3, CSSO2G1, MATS, RGGI | 601710 | 3 | MAAC | Northampton County | PA095 | 95 | Electric Utility | 40.796 | -75.107 | MC Project Company LLC (Owner),Martins Creek SES (Operator) | Phase 2 |  | Tangentially-fired | Residual Oil | Pipeline Natural Gas |  |  |  |  | 1977-03-15 | Operating | 9303 | 4 (850.5) | 3148 4 | 850.5
PA | Montour, LLC | 3149 | 1 |  | 2023 | ARP, CSNOX, CSOSG3, CSSO2G1, MATS, RGGI | 601710 | 3 | MAAC | Montour County | PA093 | 93 | Electric Utility | 41.0714 | -76.6672 | Montour, LLC (Owner),Montour, LLC (Operator) | Phase 2 | Early Election | Tangentially-fired | Coal | Natural Gas, Other Oil | Wet Lime FGD | Low NOx Burner Technology w/ Closed-coupled/Separated OFA,Selective Catalytic Reduction | Electrostatic Precipitator |  | 1971-11-01 | Operating | 7384 | 1 (805.5) | 3149 1 | 805.5 | Y
PA | Montour, LLC | 3149 | 2 |  | 2023 | ARP, CSNOX, CSOSG3, CSSO2G1, MATS, RGGI | 601710 | 3 | MAAC | Montour County | PA093 | 93 | Electric Utility | 41.0714 | -76.6672 | Montour, LLC (Owner),Montour, LLC (Operator) | Phase 2 | Early Election | Tangentially-fired | Coal | Natural Gas, Other Oil | Wet Lime FGD | Low NOx Burner Technology w/ Closed-coupled/Separated OFA,Selective Catalytic Reduction | Electrostatic Precipitator |  | 1973-02-02 | Operating | 7384 | 2 (819) | 3149 2 | 819 | Y
PA | Eddystone Generating Station | 3161 | 3 | CS034 | 2023 | ARP, CSNOX, CSOSG3, CSSO2G1, MATS, RGGI | 609041 | 3 |  | Delaware County | PA045 | 45 | Electric Utility | 39.858 | -75.323 | Exelon Generation Company LLC (Owner),Exelon Generation Company LLC (Operator) | Phase 2 |  | Tangentially-fired | Pipeline Natural Gas | Diesel Oil |  | Other |  |  | 1974-01-01 | Operating | 5863.1 | 3 (395) | 3161 3 | 395
PA | Eddystone Generating Station | 3161 | 4 | CS034 | 2023 | ARP, CSNOX, CSOSG3, CSSO2G1, MATS, RGGI | 609041 | 3 |  | Delaware County | PA045 | 45 | Electric Utility | 39.858 | -75.323 | Exelon Generation Company LLC (Owner),Exelon Generation Company LLC (Operator) | Phase 2 |  | Tangentially-fired | Pipeline Natural Gas | Diesel Oil |  | Other |  |  | 1976-01-01 | Operating | 5345.3 | 4 (395) | 3161 4 | 395
PA | Richmond | 3168 | 91 |  | 2023 | CSNOX, CSOSG3, CSSO2G1, RGGI | 609041 | 3 | MAAC | Philadelphia County | PA101 | 101 | Electric Utility | 39.9853 | -75.0733 | Exelon Generation Company LLC (Owner),Exelon Generation Company LLC (Operator) |  |  | Combustion turbine | Diesel Oil | [5 empty] | 1973-06-07 | Operating | 838 | 91 (50) | 3168 91 | 50
PA | Richmond | 3168 | 92 |  | 2023 | CSNOX, CSOSG3, CSSO2G1, RGGI | 609041 | 3 | MAAC | Philadelphia County | PA101 | 101 | Electric Utility | 39.9853 | -75.0733 | Exelon Generation Company LLC (Owner),Exelon Generation Company LLC (Operator) |  |  | Combustion turbine | Diesel Oil | [5 empty] | 1973-06-07 | Operating | 838 | 92 (50) | 3168 92 | 50
PA | Hunlock Creek Energy Center | 3176 | CT5 |  | 2023 | ARP, CSNOX, CSOSG3, CSSO2G1, RGGI | 609032 | 3 |  | Luzerne County | PA079 | 79 | Electric Utility | 41.2033 | -76.0683 | UGI Development Company (Owner),UGI Development Company (Operator) | Phase 2 |  | Combined cycle | Pipeline Natural Gas | Diesel Oil |  | Water Injection,Selective Catalytic Reduction |  |  | 2011-06-02 | Operating | 540 | 5 (50), 3 (50) | 3176 CT5 | 75 | Y
PA | Hunlock Creek Energy Center | 3176 | CT6 |  | 2023 | ARP, CSNOX, CSOSG3, CSSO2G1, RGGI | 609032 | 3 |  | Luzerne County | PA079 | 79 | Electric Utility | 41.2033 | -76.0683 | UGI Development Company (Owner),UGI Development Company (Operator) | Phase 2 |  | Combined cycle | Pipeline Natural Gas | Diesel Oil |  | Water Injection,Selective Catalytic Reduction |  |  | 2011-05-28 | Operating | 540 | 6 (50), 3 (50) | 3176 CT6 | 75 | Y
RI | Manchester Street Station | 3236 | 9 |  | 2023 | ARP, RGGI, SIPNOX | 609297 | 1 | NPCC | Providence County | RI007 | 7 | Electric Utility | 41.8167 | -71.4042 | Manchester Street, LLC (Owner),Manchester Street, LLC (Operator) | Phase 2 |  | Combined cycle | Pipeline Natural Gas | Diesel Oil |  | Dry Low NOx Burners,Selective Catalytic Reduction,Steam Injection |  |  | 1995-08-30 | Operating | 1450 | GE9A (125), GEN9 (46) | 3236 9 | 171 | Y
RI | Manchester Street Station | 3236 | 10 |  | 2023 | ARP, RGGI, SIPNOX | 609297 | 1 | NPCC | Providence County | RI007 | 7 | Electric Utility | 41.8167 | -71.4042 | Manchester Street, LLC (Owner),Manchester Street, LLC (Operator) | Phase 2 |  | Combined cycle | Pipeline Natural Gas | Diesel Oil |  | Dry Low NOx Burners,Selective Catalytic Reduction,Steam Injection |  |  | 1995-07-24 | Operating | 1450 | G10A (125), GE10 (48) | 3236 10 | 173 | Y
RI | Manchester Street Station | 3236 | 11 |  | 2023 | ARP, RGGI, SIPNOX | 609297 | 1 | NPCC | Providence County | RI007 | 7 | Electric Utility | 41.8167 | -71.4042 | Manchester Street, LLC (Owner),Manchester Street, LLC (Operator) | Phase 2 |  | Combined cycle | Pipeline Natural Gas | Diesel Oil |  | Dry Low NOx Burners,Selective Catalytic Reduction,Steam Injection |  |  | 1995-06-30 | Operating | 1450 | G11A (125), GE11 (46) | 3236 11 | 171 | Y
SC | Darlington County | 3250 | 12 |  | 2023 | ARP, CSNOX, CSSO2G2, SIPNOX | 609197 (Ended Feb 24, 2023), 608414 (Started Feb 24, 2023) | 4 | SERC | Darlington County | SC031 | 31 | Electric Utility | 34.4185 | -80.1657 | Duke Energy Progress, Inc. (Owner),Duke Energy Progress, Inc. (Operator) | Phase 2 |  | Combustion turbine | Pipeline Natural Gas | Diesel Oil |  | Water Injection |  |  | 1997-06-01 | Operating | 1965 | 12 (158) | 3250 12 | 158
SC | Darlington County | 3250 | 13 |  | 2023 | ARP, CSNOX, CSSO2G2, SIPNOX | 609197 (Ended Feb 24, 2023), 608414 (Started Feb 24, 2023) | 4 | SERC | Darlington County | SC031 | 31 | Electric Utility | 34.4185 | -80.1657 | Duke Energy Progress, Inc. (Owner),Duke Energy Progress, Inc. (Operator) | Phase 2 |  | Combustion turbine | Pipeline Natural Gas | Diesel Oil |  | Water Injection |  |  | 1997-06-01 | Operating | 1850 | 13 (158) | 3250 13 | 158
SC | W S Lee | 3264 | 11 |  | 2023 | ARP, CSNOX, CSSO2G2, SIPNOX | 609197 (Ended Feb 24, 2023), 608414 (Started Feb 24, 2023) | 4 | SERC | Anderson County | SC007 | 7 | Electric Utility | 34.6022 | -82.435 | Duke Energy Carolinas, LLC (Owner),NC Electric Membership Corporation (Owner),Duke Energy Carolinas, LLC (Operator) | Phase 2 |  | Combined cycle | Pipeline Natural Gas |  |  | Dry Low NOx Burners,Selective Catalytic Reduction |  |  | 2017-11-19 | Operating | 3001 | CT11 (243), ST10 (362) | 3264 11 | 424 | Y
SC | W S Lee | 3264 | 12 |  | 2023 | ARP, CSNOX, CSSO2G2, SIPNOX | 609197 (Ended Feb 24, 2023), 608414 (Started Feb 24, 2023) | 4 | SERC | Anderson County | SC007 | 7 | Electric Utility | 34.6022 | -82.435 | Duke Energy Carolinas, LLC (Owner),NC Electric Membership Corporation (Owner),Duke Energy Carolinas, LLC (Operator) | Phase 2 |  | Combined cycle | Pipeline Natural Gas |  |  | Dry Low NOx Burners,Selective Catalytic Reduction |  |  | 2017-11-18 | Operating | 3001 | ST10 (362), CT12 (243) | 3264 12 | 424 | Y
SC | W S Lee | 3264 | 7C |  | 2023 | ARP, CSNOX, CSSO2G2, SIPNOX | 609197 (Ended Feb 24, 2023), 608414 (Started Feb 24, 2023) | 4 | SERC | Anderson County | SC007 | 7 | Electric Utility | 34.6022 | -82.435 | Duke Energy Carolinas, LLC (Owner),Duke Energy Carolinas, LLC (Operator) | Phase 2 |  | Combustion turbine | Pipeline Natural Gas | Diesel Oil |  | Water Injection |  |  | 2006-08-07 | Operating | 480 | 7 (41) | 3264 7C | 41
SC | W S Lee | 3264 | 8C |  | 2023 | ARP, CSNOX, CSSO2G2, SIPNOX | 609197 (Ended Feb 24, 2023), 608414 (Started Feb 24, 2023) | 4 | SERC | Anderson County | SC007 | 7 | Electric Utility | 34.6022 | -82.435 | Duke Energy Carolinas, LLC (Owner),Duke Energy Carolinas, LLC (Operator) | Phase 2 |  | Combustion turbine | Pipeline Natural Gas | Diesel Oil |  | Water Injection |  |  | 2006-08-05 | Operating | 480 | 8 (41) | 3264 8C | 41
SC | Hagood | 3285 | HAG4 |  | 2023 | ARP, CSNOX, CSSO2G2, SIPNOX | 609991 | 4 | SERC | Charleston County | SC019 | 19 | Electric Utility | 32.8265 | -79.9634 | South Carolina Electric & Gas Company (Owner),South Carolina Electric & Gas Company (Operator) | Phase 2 |  | Combustion turbine | Pipeline Natural Gas | Diesel Oil |  | Water Injection |  |  | 1991-01-01 | Operating | 1296.7 | 4 (122) | 3285 HAG4 | 122
SC | McMeekin | 3287 | MCM1 |  | 2023 | ARP, CSNOX, CSSO2G2, SIPNOX | 609991 | 4 | SERC | Lexington County | SC063 | 63 | Electric Utility | 34.0533 | -81.2178 | South Carolina Electric & Gas Company (Owner),South Carolina Electric & Gas Company (Operator) | Phase 2 | Phase 2 Group 1 | Tangentially-fired | Pipeline Natural Gas |  |  | Low NOx Burner Technology w/ Separated OFA | Baghouse |  | 1958-01-01 | Operating | 1352 | 1 (130.6) | 3287 MCM1 | 130.6
SC | McMeekin | 3287 | MCM2 |  | 2023 | ARP, CSNOX, CSSO2G2, SIPNOX | 609991 | 4 | SERC | Lexington County | SC063 | 63 | Electric Utility | 34.0533 | -81.2178 | South Carolina Electric & Gas Company (Owner),South Carolina Electric & Gas Company (Operator) | Phase 2 | Phase 2 Group 1 | Tangentially-fired | Pipeline Natural Gas |  |  | Low NOx Burner Technology w/ Separated OFA | Baghouse |  | 1958-01-01 | Operating | 1434 | 2 (130.6) | 3287 MCM2 | 130.6
SC | Urquhart | 3295 | URQ3 |  | 2023 | ARP, CSNOX, CSSO2G2, SIPNOX | 609991 | 4 |  | Aiken County | SC003 | 3 | Electric Utility | 33.435 | -81.9111 | South Carolina Electric & Gas Company (Owner),South Carolina Electric & Gas Company (Operator) | Phase 2 | Phase 2 Group 1 | Tangentially-fired | Pipeline Natural Gas |  |  | Low NOx Burner Technology w/ Separated OFA |  |  | 1955-01-01 | Operating | 1201 | 3 (100) | 3295 URQ3 | 100
SC | Urquhart | 3295 | URQ4 |  | 2023 | ARP, CSNOX, CSSO2G2, SIPNOX | 609991 | 4 |  | Aiken County | SC003 | 3 | Electric Utility | 33.435 | -81.9111 | South Carolina Electric & Gas Company (Owner),South Carolina Electric & Gas Company (Operator) | Phase 2 |  | Combustion turbine | Pipeline Natural Gas | Diesel Oil |  | Water Injection |  |  | 1999-06-01 | Operating | 570 | GT4 (58.9) | 3295 URQ4 | 58.9
SC | Urquhart | 3295 | URQ5 |  | 2023 | ARP, CSNOX, CSSO2G2, SIPNOX | 609991 | 4 |  | Aiken County | SC003 | 3 | Electric Utility | 33.435 | -81.9111 | South Carolina Electric & Gas Company (Owner),South Carolina Electric & Gas Company (Operator) | Phase 2 |  | Combined cycle | Pipeline Natural Gas | Diesel Oil |  | Dry Low NOx Burners,Water Injection |  |  | 2002-02-01 | Operating | 1850 | CT1 (198.9), 2 (75), 1 (75) | 3295 URQ5 | 273.9
SC | Urquhart | 3295 | URQ6 |  | 2023 | ARP, CSNOX, CSSO2G2, SIPNOX | 609991 | 4 |  | Aiken County | SC003 | 3 | Electric Utility | 33.435 | -81.9111 | South Carolina Electric & Gas Company (Owner),South Carolina Electric & Gas Company (Operator) | Phase 2 |  | Combined cycle | Pipeline Natural Gas | Diesel Oil |  | Dry Low NOx Burners,Water Injection |  |  | 2002-02-01 | Operating | 1884 | 1 (75), CT2 (198.9), 2 (75) | 3295 URQ6 | 273.9
SC | Wateree | 3297 | WAT1 | CS001, MS1 | 2023 | ARP, CSNOX, CSSO2G2, MATS, SIPNOX | 609991 | 4 | SERC | Richland County | SC079 | 79 | Electric Utility | 33.8264 | -80.6218 | South Carolina Electric & Gas Company (Owner),South Carolina Electric & Gas Company (Operator) | Phase 2 | Phase 2 Group 1 | Dry bottom wall-fired boiler | Coal | Residual Oil | Wet Limestone | Low NOx Burner Technology (Dry Bottom only),Selective Catalytic Reduction | Baghouse,Electrostatic Precipitator |  | 1970-01-01 | Operating | 4300 | 1 (385.9) | 3297 WAT1 | 385.9 | Y
SC | Wateree | 3297 | WAT2 | CS001, MS2 | 2023 | ARP, CSNOX, CSSO2G2, MATS, SIPNOX | 609991 | 4 | SERC | Richland County | SC079 | 79 | Electric Utility | 33.8264 | -80.6218 | South Carolina Electric & Gas Company (Owner),South Carolina Electric & Gas Company (Operator) | Phase 2 | Phase 2 Group 1 | Dry bottom wall-fired boiler | Coal | Residual Oil | Wet Limestone | Low NOx Burner Technology (Dry Bottom only),Selective Catalytic Reduction | Baghouse |  | 1971-01-01 | Operating | 4456 | 2 (385.9) | 3297 WAT2 | 385.9 | Y
SC | Williams | 3298 | WIL1 |  | 2023 | ARP, CSNOX, CSSO2G2, MATS, SIPNOX | 609991 | 4 | SERC | Berkeley County | SC015 | 15 | Electric Utility | 33.0163 | -79.9285 | South Carolina Generating Company (Owner),South Carolina Generating Company (Operator) | Phase 2 | Phase 2 Group 1 | Tangentially-fired | Coal | Residual Oil | Wet Limestone | Low NOx Burner Technology w/ Closed-coupled OFA,Selective Catalytic Reduction | Electrostatic Precipitator |  | 1973-01-01 | Operating | 7077 | ST1 (632.7) | 3298 WIL1 | 632.7 | Y
SC | Hilton Head Gas Turbine Site | 3318 | CT1 | CP1 | 2023 | CSNOX, CSSO2G2, SIPNOX | 610491 | 4 |  | Beaufort County | SC013 | 13 | Electric Utility | 32.2089 | -80.6994 | Santee Cooper (Owner),Santee Cooper (Operator) |  |  | Combustion turbine | Diesel Oil | [5 empty] | 1973-08-01 | Operating | 594 | 1 (26.6) | 3318 CT1 | 26.6
SC | Hilton Head Gas Turbine Site | 3318 | CT2 | CP1 | 2023 | CSNOX, CSSO2G2, SIPNOX | 610491 | 4 |  | Beaufort County | SC013 | 13 | Electric Utility | 32.2089 | -80.6994 | Santee Cooper (Owner),Santee Cooper (Operator) |  |  | Combustion turbine | Diesel Oil | [5 empty] | 1974-08-01 | Operating | 594 | 2 (26.6) | 3318 CT2 | 26.6
SC | Hilton Head Gas Turbine Site | 3318 | CT3 | CP1 | 2023 | CSNOX, CSSO2G2, SIPNOX | 610491 | 4 |  | Beaufort County | SC013 | 13 | Electric Utility | 32.2089 | -80.6994 | Santee Cooper (Owner),Santee Cooper (Operator) |  |  | Combustion turbine | Diesel Oil |  |  | Water Injection |  |  | 1979-04-01 | Operating | 700 | 3 (64.7) | 3318 CT3 | 64.7
SC | Myrtle Beach Gas Turbine Site | 3320 | CT3 | CP1 | 2023 | CSNOX, CSSO2G2, SIPNOX | 610491 | 4 |  | Horry County | SC051 | 51 | Electric Utility | 33.7089 | -78.9233 | Santee Cooper (Owner),Santee Cooper (Operator) |  |  | Combustion turbine | Diesel Oil | [5 empty] | 1972-08-01 | Operating | 270.3 | 3 (26.6) | 3320 CT3 | 26.6
SC | Myrtle Beach Gas Turbine Site | 3320 | CT4 | CP1 | 2023 | CSNOX, CSSO2G2, SIPNOX | 610491 | 4 |  | Horry County | SC051 | 51 | Electric Utility | 33.7089 | -78.9233 | Santee Cooper (Owner),Santee Cooper (Operator) |  |  | Combustion turbine | Diesel Oil | [5 empty] | 1972-08-01 | Operating | 270.3 | 4 (26.6) | 3320 CT4 | 26.6
SC | Myrtle Beach Gas Turbine Site | 3320 | CT5 | CP1 | 2023 | CSNOX, CSSO2G2, SIPNOX | 610491 | 4 |  | Horry County | SC051 | 51 | Electric Utility | 33.7089 | -78.9233 | Santee Cooper (Owner),Santee Cooper (Operator) |  |  | Combustion turbine | Diesel Oil | [5 empty] | 1976-06-01 | Operating | 352 | 5 (35.3) | 3320 CT5 | 35.3
SD | Aberdeen Generating Station | 3338 | 2A |  | 2023 | ARP | 610064 | 8 |  | Brown County | SD013 | 13 | Electric Utility | 45.4287 | -98.4932 | NorthWestern Energy (Owner),NorthWestern Energy (Operator) | Phase 2 |  | Combustion turbine | Pipeline Natural Gas | Diesel Oil |  | Water Injection |  |  | 2012-12-13 | Operating | 323 | 2 (60) | 3338 2A | 60
SD | Aberdeen Generating Station | 3338 | 2B |  | 2023 | ARP | 610064 | 8 |  | Brown County | SD013 | 13 | Electric Utility | 45.4287 | -98.4932 | NorthWestern Energy (Owner),NorthWestern Energy (Operator) | Phase 2 |  | Combustion turbine | Pipeline Natural Gas | Diesel Oil |  | Water Injection |  |  | 2012-12-13 | Operating | 323 | 2 (60) | 3338 2B | 60
SD | Huron | 3344 | **2A |  | 2023 | ARP | 610064 | 8 | MAPP | Beadle County | SD005 | 5 | Electric Utility | 44.3696 | -98.17 | Northwestern Public Service Company (Owner),Northwestern Public Service Company (Operator) | Phase 2 |  | Combustion turbine | Pipeline Natural Gas | Diesel Oil |  | Water Injection |  |  | 1993-05-01 | Operating | 361 | 2A (42.9) | 3344 **2A | 42.9
SD | Huron | 3344 | **2B |  | 2023 | ARP | 610064 | 8 | MAPP | Beadle County | SD005 | 5 | Electric Utility | 44.3696 | -98.17 | Northwestern Public Service Company (Owner),Northwestern Public Service Company (Operator) | Phase 2 |  | Combustion turbine | Pipeline Natural Gas | Diesel Oil |  | Water Injection |  |  | 1993-05-01 | Operating | 442 | 2A (42.9) | 3344 **2B | 42.9
TN | Allen | 3393 | ACC1 |  | 2023 | ARP, CSNOX, CSOSG2, CSSO2G1, NSPS4T | 609315 | 4 |  | Shelby County | TN157 | 157 | Electric Utility | 35.0742 | -90.1439 | Tennessee Valley Authority (Owner),Tennessee Valley Authority (Operator) | Phase 2 |  | Combined cycle | Pipeline Natural Gas |  |  | Dry Low NOx Burners,Selective Catalytic Reduction |  |  | 2017-09-09 | Operating | 3797 | STG1 (470), CTG1 (330) | 3393 ACC1 | 565 | Y
TN | Allen | 3393 | ACC2 |  | 2023 | ARP, CSNOX, CSOSG2, CSSO2G1, NSPS4T | 609315 | 4 |  | Shelby County | TN157 | 157 | Electric Utility | 35.0742 | -90.1439 | Tennessee Valley Authority (Owner),Tennessee Valley Authority (Operator) | Phase 2 |  | Combined cycle | Pipeline Natural Gas |  |  | Dry Low NOx Burners,Selective Catalytic Reduction |  |  | 2017-09-20 | Operating | 3797 | CTG2 (330), STG1 (470) | 3393 ACC2 | 565 | Y
TN | Allen | 3393 | ACT17 |  | 2023 | CSNOX, CSOSG2, CSSO2G1 | 609315 | 4 |  | Shelby County | TN157 | 157 | Electric Utility | 35.0742 | -90.1439 | Tennessee Valley Authority (Owner),Tennessee Valley Authority (Operator) |  |  | Combustion turbine | Pipeline Natural Gas | Diesel Oil |  |  |  |  | 1972-09-01 | Operating | 760 | G17 (59.6) | 3393 ACT17 | 59.6
TN | Allen | 3393 | ACT18 |  | 2023 | CSNOX, CSOSG2, CSSO2G1 | 609315 | 4 |  | Shelby County | TN157 | 157 | Electric Utility | 35.0742 | -90.1439 | Tennessee Valley Authority (Owner),Tennessee Valley Authority (Operator) |  |  | Combustion turbine | Pipeline Natural Gas | Diesel Oil |  |  |  |  | 1972-09-01 | Operating | 760 | G18 (59.6) | 3393 ACT18 | 59.6
TN | Allen | 3393 | ACT19 |  | 2023 | CSNOX, CSOSG2, CSSO2G1 | 609315 | 4 |  | Shelby County | TN157 | 157 | Electric Utility | 35.0742 | -90.1439 | Tennessee Valley Authority (Owner),Tennessee Valley Authority (Operator) |  |  | Combustion turbine | Pipeline Natural Gas | Diesel Oil |  |  |  |  | 1972-09-01 | Operating | 760 | G19 (59.6) | 3393 ACT19 | 59.6
TN | Allen | 3393 | ACT20 |  | 2023 | CSNOX, CSOSG2, CSSO2G1 | 609315 | 4 |  | Shelby County | TN157 | 157 | Electric Utility | 35.0742 | -90.1439 | Tennessee Valley Authority (Owner),Tennessee Valley Authority (Operator) |  |  | Combustion turbine | Pipeline Natural Gas | Diesel Oil |  |  |  |  | 1972-09-01 | Operating | 760 | G20 (59.6) | 3393 ACT20 | 59.6
TN | Bull Run | 3396 | 1 |  | 2023 | ARP, CSNOX, CSOSG2, CSSO2G1, MATS | 609315 | 4 | SERC | Anderson County | TN001 | 1 | Electric Utility | 36.0211 | -84.1567 | Tennessee Valley Authority (Owner),Tennessee Valley Authority (Operator) | Phase 2 | Phase 2 Group 1 | Tangentially-fired | Coal |  | Wet Limestone | Selective Catalytic Reduction | Electrostatic Precipitator |  | 1967-04-01 | Operating | 12604 | 1 (950) | 3396 1 | 950 | Y
TN | Cumberland | 3399 | 1 |  | 2023 | ARP, CSNOX, CSOSG2, CSSO2G1, MATS | 609315 | 4 | SERC | Stewart County | TN161 | 161 | Electric Utility | 36.3903 | -87.6539 | Tennessee Valley Authority (Owner),Tennessee Valley Authority (Operator) | Table 1 | Phase 2 Group 2 | Cell burner boiler | Coal |  | Wet Limestone | Low NOx Cell Burner,Selective Catalytic Reduction | Electrostatic Precipitator |  | 1972-04-22 | Operating | 15208 | 1 (1300) | 3399 1 | 1300 | Y
TN | Cumberland | 3399 | 2 |  | 2023 | ARP, CSNOX, CSOSG2, CSSO2G1, MATS | 609315 | 4 | SERC | Stewart County | TN161 | 161 | Electric Utility | 36.3903 | -87.6539 | Tennessee Valley Authority (Owner),Tennessee Valley Authority (Operator) | Table 1 | Phase 2 Group 2 | Cell burner boiler | Coal |  | Wet Limestone | Low NOx Cell Burner,Selective Catalytic Reduction | Electrostatic Precipitator |  | 1973-02-01 | Operating | 16100 | 2 (1300) | 3399 2 | 1300 | Y
TN | Gallatin | 3403 | 1 |  | 2023 | ARP, CSNOX, CSOSG2, CSSO2G1, MATS | 609315 | 4 |  | Sumner County | TN165 | 165 | Electric Utility | 36.3156 | -86.4006 | Tennessee Valley Authority (Owner),Tennessee Valley Authority (Operator) | Table 1 | Phase 1 Group 1 | Tangentially-fired | Coal |  | Dry Lime FGD | Low NOx Burner Technology w/ Separated OFA,Selective Catalytic Reduction | Baghouse |  | 1956-10-11 | Operating | 4456 | 1 (300) | 3403 1 | 300 | Y
TN | Gallatin | 3403 | 2 |  | 2023 | ARP, CSNOX, CSOSG2, CSSO2G1, MATS | 609315 | 4 |  | Sumner County | TN165 | 165 | Electric Utility | 36.3156 | -86.4006 | Tennessee Valley Authority (Owner),Tennessee Valley Authority (Operator) | Table 1 | Phase 1 Group 1 | Tangentially-fired | Coal |  | Dry Lime FGD | Low NOx Burner Technology w/ Separated OFA,Selective Catalytic Reduction | Baghouse |  | 1957-05-01 | Operating | 3717 | 2 (300) | 3403 2 | 300 | Y
TN | Gallatin | 3403 | 3 |  | 2023 | ARP, CSNOX, CSOSG2, CSSO2G1, MATS | 609315 | 4 |  | Sumner County | TN165 | 165 | Electric Utility | 36.3156 | -86.4006 | Tennessee Valley Authority (Owner),Tennessee Valley Authority (Operator) | Table 1 | Phase 1 Group 1 | Tangentially-fired | Coal |  | Dry Lime FGD | Low NOx Burner Technology w/ Separated OFA,Selective Catalytic Reduction | Baghouse |  | 1959-04-24 | Operating | 4712 | 3 (327.6) | 3403 3 | 327.6 | Y
TN | Gallatin | 3403 | 4 |  | 2023 | ARP, CSNOX, CSOSG2, CSSO2G1, MATS | 609315 | 4 |  | Sumner County | TN165 | 165 | Electric Utility | 36.3156 | -86.4006 | Tennessee Valley Authority (Owner),Tennessee Valley Authority (Operator) | Table 1 | Phase 1 Group 1 | Tangentially-fired | Coal |  | Dry Lime FGD | Low NOx Burner Technology w/ Separated OFA,Selective Catalytic Reduction | Baghouse |  | 1959-07-01 | Operating | 4433 | 4 (327.6) | 3403 4 | 327.6 | Y
TN | Gallatin | 3403 | GCT1 |  | 2023 | CSNOX, CSOSG2, CSSO2G1 | 609315 | 4 |  | Sumner County | TN165 | 165 | Electric Utility | 36.3156 | -86.4006 | Tennessee Valley Authority (Owner),Tennessee Valley Authority (Operator) |  |  | Combustion turbine | Pipeline Natural Gas | Diesel Oil |  |  |  |  | 1975-01-01 | Operating | 1137 | GT1 (81.3) | 3403 GCT1 | 81.3
TN | Gallatin | 3403 | GCT2 |  | 2023 | CSNOX, CSOSG2, CSSO2G1 | 609315 | 4 |  | Sumner County | TN165 | 165 | Electric Utility | 36.3156 | -86.4006 | Tennessee Valley Authority (Owner),Tennessee Valley Authority (Operator) |  |  | Combustion turbine | Pipeline Natural Gas | Diesel Oil |  |  |  |  | 1975-01-01 | Operating | 1137 | GT2 (81.3) | 3403 GCT2 | 81.3
TN | Gallatin | 3403 | GCT3 |  | 2023 | CSNOX, CSOSG2, CSSO2G1 | 609315 | 4 |  | Sumner County | TN165 | 165 | Electric Utility | 36.3156 | -86.4006 | Tennessee Valley Authority (Owner),Tennessee Valley Authority (Operator) |  |  | Combustion turbine | Pipeline Natural Gas | Diesel Oil |  |  |  |  | 1975-01-01 | Operating | 1137 | GT3 (81.3) | 3403 GCT3 | 81.3
TN | Gallatin | 3403 | GCT4 |  | 2023 | CSNOX, CSOSG2, CSSO2G1 | 609315 | 4 |  | Sumner County | TN165 | 165 | Electric Utility | 36.3156 | -86.4006 | Tennessee Valley Authority (Owner),Tennessee Valley Authority (Operator) |  |  | Combustion turbine | Pipeline Natural Gas | Diesel Oil |  |  |  |  | 1975-01-01 | Operating | 1137 | GT4 (81.3) | 3403 GCT4 | 81.3
TN | Gallatin | 3403 | GCT5 |  | 2023 | ARP, CSNOX, CSOSG2, CSSO2G1 | 609315 | 4 |  | Sumner County | TN165 | 165 | Electric Utility | 36.3156 | -86.4006 | Tennessee Valley Authority (Owner),Tennessee Valley Authority (Operator) | Phase 2 |  | Combustion turbine | Pipeline Natural Gas | Diesel Oil |  | Dry Low NOx Burners,Water Injection |  |  | 2000-04-21 | Operating | 1160 | GT5 (84.5) | 3403 GCT5 | 84.5
TN | Gallatin | 3403 | GCT6 |  | 2023 | ARP, CSNOX, CSOSG2, CSSO2G1 | 609315 | 4 |  | Sumner County | TN165 | 165 | Electric Utility | 36.3156 | -86.4006 | Tennessee Valley Authority (Owner),Tennessee Valley Authority (Operator) | Phase 2 |  | Combustion turbine | Pipeline Natural Gas | Diesel Oil |  | Dry Low NOx Burners,Water Injection |  |  | 2000-05-08 | Operating | 1115 | GT6 (84.5) | 3403 GCT6 | 84.5
TN | Gallatin | 3403 | GCT7 |  | 2023 | ARP, CSNOX, CSOSG2, CSSO2G1 | 609315 | 4 |  | Sumner County | TN165 | 165 | Electric Utility | 36.3156 | -86.4006 | Tennessee Valley Authority (Owner),Tennessee Valley Authority (Operator) | Phase 2 |  | Combustion turbine | Pipeline Natural Gas | Diesel Oil |  | Dry Low NOx Burners,Water Injection |  |  | 2000-05-31 | Operating | 1225 | GT7 (84.5) | 3403 GCT7 | 84.5
TN | Gallatin | 3403 | GCT8 |  | 2023 | ARP, CSNOX, CSOSG2, CSSO2G1 | 609315 | 4 |  | Sumner County | TN165 | 165 | Electric Utility | 36.3156 | -86.4006 | Tennessee Valley Authority (Owner),Tennessee Valley Authority (Operator) | Phase 2 |  | Combustion turbine | Pipeline Natural Gas | Diesel Oil |  | Dry Low NOx Burners,Water Injection |  |  | 2000-06-23 | Operating | 1218 | GT8 (84.5) | 3403 GCT8 | 84.5
TN | John Sevier | 3405 | JCC1 |  | 2023 | ARP, CSNOX, CSOSG2, CSSO2G1 | 609315 | 4 | SERC | Hawkins County | TN073 | 73 | Electric Utility | 36.3767 | -82.9639 | Tennessee Valley Authority (Owner),Tennessee Valley Authority (Operator) | Phase 2 |  | Combined cycle | Pipeline Natural Gas | Diesel Oil |  | Dry Low NOx Burners,Water Injection,Selective Catalytic Reduction |  |  | 2011-12-17 | Operating | 2275.9 | STG1 (414), CTG1 (179.4) | 3405 JCC1 | 317.4 | Y
TN | John Sevier | 3405 | JCC2 |  | 2023 | ARP, CSNOX, CSOSG2, CSSO2G1 | 609315 | 4 | SERC | Hawkins County | TN073 | 73 | Electric Utility | 36.3767 | -82.9639 | Tennessee Valley Authority (Owner),Tennessee Valley Authority (Operator) | Phase 2 |  | Combined cycle | Pipeline Natural Gas | Diesel Oil |  | Dry Low NOx Burners,Water Injection,Selective Catalytic Reduction |  |  | 2012-01-16 | Operating | 2247.7 | CTG2 (179.4), STG1 (414) | 3405 JCC2 | 317.4 | Y
TN | John Sevier | 3405 | JCC3 |  | 2023 | ARP, CSNOX, CSOSG2, CSSO2G1 | 609315 | 4 | SERC | Hawkins County | TN073 | 73 | Electric Utility | 36.3767 | -82.9639 | Tennessee Valley Authority (Owner),Tennessee Valley Authority (Operator) | Phase 2 |  | Combined cycle | Pipeline Natural Gas | Diesel Oil |  | Dry Low NOx Burners,Water Injection,Selective Catalytic Reduction |  |  | 2012-01-28 | Operating | 2287 | CTG3 (179.4), STG1 (414) | 3405 JCC3 | 317.4 | Y
TN | Johnsonville | 3406 | JCT1 |  | 2023 | CSNOX, CSOSG2, CSSO2G1 | 609315 | 4 |  | Humphreys County | TN085 | 85 | Electric Utility | 36.0278 | -87.9861 | Tennessee Valley Authority (Owner),Tennessee Valley Authority (Operator) |  |  | Combustion turbine | Pipeline Natural Gas | Diesel Oil |  |  |  |  | 1974-10-01 | Operating | 790 | GT1 (68) | 3406 JCT1 | 68
TN | Johnsonville | 3406 | JCT10 |  | 2023 | CSNOX, CSOSG2, CSSO2G1 | 609315 | 4 |  | Humphreys County | TN085 | 85 | Electric Utility | 36.0278 | -87.9861 | Tennessee Valley Authority (Owner),Tennessee Valley Authority (Operator) |  |  | Combustion turbine | Pipeline Natural Gas | Diesel Oil |  |  |  |  | 1974-09-01 | Operating | 790 | G10 (68) | 3406 JCT10 | 68
TN | Johnsonville | 3406 | JCT11 |  | 2023 | CSNOX, CSOSG2, CSSO2G1 | 609315 | 4 |  | Humphreys County | TN085 | 85 | Electric Utility | 36.0278 | -87.9861 | Tennessee Valley Authority (Owner),Tennessee Valley Authority (Operator) |  |  | Combustion turbine | Pipeline Natural Gas | Diesel Oil |  |  |  |  | 1974-12-01 | Operating | 790 | G11 (68) | 3406 JCT11 | 68
TN | Johnsonville | 3406 | JCT12 |  | 2023 | CSNOX, CSOSG2, CSSO2G1 | 609315 | 4 |  | Humphreys County | TN085 | 85 | Electric Utility | 36.0278 | -87.9861 | Tennessee Valley Authority (Owner),Tennessee Valley Authority (Operator) |  |  | Combustion turbine | Pipeline Natural Gas | Diesel Oil |  |  |  |  | 1974-12-01 | Operating | 790 | G12 (68) | 3406 JCT12 | 68
TN | Johnsonville | 3406 | JCT13 |  | 2023 | CSNOX, CSOSG2, CSSO2G1 | 609315 | 4 |  | Humphreys County | TN085 | 85 | Electric Utility | 36.0278 | -87.9861 | Tennessee Valley Authority (Owner),Tennessee Valley Authority (Operator) |  |  | Combustion turbine | Pipeline Natural Gas | Diesel Oil |  |  |  |  | 1974-12-01 | Operating | 790 | G13 (68) | 3406 JCT13 | 68
TN | Johnsonville | 3406 | JCT14 |  | 2023 | CSNOX, CSOSG2, CSSO2G1 | 609315 | 4 |  | Humphreys County | TN085 | 85 | Electric Utility | 36.0278 | -87.9861 | Tennessee Valley Authority (Owner),Tennessee Valley Authority (Operator) |  |  | Combustion turbine | Pipeline Natural Gas | Diesel Oil |  |  |  |  | 1974-12-01 | Operating | 790 | G14 (68) | 3406 JCT14 | 68
TN | Johnsonville | 3406 | JCT15 |  | 2023 | CSNOX, CSOSG2, CSSO2G1 | 609315 | 4 |  | Humphreys County | TN085 | 85 | Electric Utility | 36.0278 | -87.9861 | Tennessee Valley Authority (Owner),Tennessee Valley Authority (Operator) |  |  | Combustion turbine | Pipeline Natural Gas | Diesel Oil |  |  |  |  | 1974-12-01 | Operating | 790 | G15 (68) | 3406 JCT15 | 68
TN | Johnsonville | 3406 | JCT16 |  | 2023 | CSNOX, CSOSG2, CSSO2G1 | 609315 | 4 |  | Humphreys County | TN085 | 85 | Electric Utility | 36.0278 | -87.9861 | Tennessee Valley Authority (Owner),Tennessee Valley Authority (Operator) |  |  | Combustion turbine | Pipeline Natural Gas | Diesel Oil |  |  |  |  | 1974-12-01 | Operating | 790 | G16 (68) | 3406 JCT16 | 68
TN | Johnsonville | 3406 | JCT17 |  | 2023 | ARP, CSNOX, CSOSG2, CSSO2G1 | 609315 | 4 |  | Humphreys County | TN085 | 85 | Electric Utility | 36.0278 | -87.9861 | Tennessee Valley Authority (Owner),Tennessee Valley Authority (Operator) | Phase 2 |  | Combustion turbine | Pipeline Natural Gas | Diesel Oil |  | Dry Low NOx Burners,Water Injection |  |  | 2000-05-23 | Operating | 1209 | G17 (84.5) | 3406 JCT17 | 84.5
TN | Johnsonville | 3406 | JCT18 |  | 2023 | ARP, CSNOX, CSOSG2, CSSO2G1 | 609315 | 4 |  | Humphreys County | TN085 | 85 | Electric Utility | 36.0278 | -87.9861 | Tennessee Valley Authority (Owner),Tennessee Valley Authority (Operator) | Phase 2 |  | Combustion turbine | Pipeline Natural Gas | Diesel Oil |  | Dry Low NOx Burners,Water Injection |  |  | 2000-05-12 | Operating | 1209 | G18 (84.5) | 3406 JCT18 | 84.5
TN | Johnsonville | 3406 | JCT19 |  | 2023 | ARP, CSNOX, CSOSG2, CSSO2G1 | 609315 | 4 |  | Humphreys County | TN085 | 85 | Electric Utility | 36.0278 | -87.9861 | Tennessee Valley Authority (Owner),Tennessee Valley Authority (Operator) | Phase 2 |  | Combustion turbine | Pipeline Natural Gas | Diesel Oil |  | Dry Low NOx Burners,Water Injection |  |  | 2000-05-29 | Operating | 1209 | G19 (84.5) | 3406 JCT19 | 84.5
TN | Johnsonville | 3406 | JCT2 |  | 2023 | CSNOX, CSOSG2, CSSO2G1 | 609315 | 4 |  | Humphreys County | TN085 | 85 | Electric Utility | 36.0278 | -87.9861 | Tennessee Valley Authority (Owner),Tennessee Valley Authority (Operator) |  |  | Combustion turbine | Pipeline Natural Gas | Diesel Oil |  |  |  |  | 1974-10-01 | Operating | 790 | GT2 (68) | 3406 JCT2 | 68
TN | Johnsonville | 3406 | JCT20 |  | 2023 | ARP, CSNOX, CSOSG2, CSSO2G1 | 609315 | 4 |  | Humphreys County | TN085 | 85 | Electric Utility | 36.0278 | -87.9861 | Tennessee Valley Authority (Owner),Tennessee Valley Authority (Operator) | Phase 2 |  | Combustion turbine | Pipeline Natural Gas | Diesel Oil |  | Selective Catalytic Reduction |  |  | 2000-05-30 | Operating | 1611 | G20 (84.5) | 3406 JCT20 | 84.5 | Y
TN | Johnsonville | 3406 | JCT3 |  | 2023 | CSNOX, CSOSG2, CSSO2G1 | 609315 | 4 |  | Humphreys County | TN085 | 85 | Electric Utility | 36.0278 | -87.9861 | Tennessee Valley Authority (Owner),Tennessee Valley Authority (Operator) |  |  | Combustion turbine | Pipeline Natural Gas | Diesel Oil |  |  |  |  | 1974-10-01 | Operating | 790 | GT3 (68) | 3406 JCT3 | 68
TN | Johnsonville | 3406 | JCT4 |  | 2023 | CSNOX, CSOSG2, CSSO2G1 | 609315 | 4 |  | Humphreys County | TN085 | 85 | Electric Utility | 36.0278 | -87.9861 | Tennessee Valley Authority (Owner),Tennessee Valley Authority (Operator) |  |  | Combustion turbine | Pipeline Natural Gas | Diesel Oil |  |  |  |  | 1974-08-01 | Operating | 790 | GT4 (68) | 3406 JCT4 | 68
TN | Johnsonville | 3406 | JCT5 |  | 2023 | CSNOX, CSOSG2, CSSO2G1 | 609315 | 4 |  | Humphreys County | TN085 | 85 | Electric Utility | 36.0278 | -87.9861 | Tennessee Valley Authority (Owner),Tennessee Valley Authority (Operator) |  |  | Combustion turbine | Pipeline Natural Gas | Diesel Oil |  |  |  |  | 1974-10-01 | Operating | 790 | GT5 (68) | 3406 JCT5 | 68
TN | Johnsonville | 3406 | JCT6 |  | 2023 | CSNOX, CSOSG2, CSSO2G1 | 609315 | 4 |  | Humphreys County | TN085 | 85 | Electric Utility | 36.0278 | -87.9861 | Tennessee Valley Authority (Owner),Tennessee Valley Authority (Operator) |  |  | Combustion turbine | Pipeline Natural Gas | Diesel Oil |  |  |  |  | 1974-09-01 | Operating | 790 | GT6 (68) | 3406 JCT6 | 68
TN | Johnsonville | 3406 | JCT7 |  | 2023 | CSNOX, CSOSG2, CSSO2G1 | 609315 | 4 |  | Humphreys County | TN085 | 85 | Electric Utility | 36.0278 | -87.9861 | Tennessee Valley Authority (Owner),Tennessee Valley Authority (Operator) |  |  | Combustion turbine | Pipeline Natural Gas | Diesel Oil |  |  |  |  | 1974-09-01 | Operating | 790 | GT7 (68) | 3406 JCT7 | 68
TN | Johnsonville | 3406 | JCT8 |  | 2023 | CSNOX, CSOSG2, CSSO2G1 | 609315 | 4 |  | Humphreys County | TN085 | 85 | Electric Utility | 36.0278 | -87.9861 | Tennessee Valley Authority (Owner),Tennessee Valley Authority (Operator) |  |  | Combustion turbine | Pipeline Natural Gas | Diesel Oil |  |  |  |  | 1974-08-01 | Operating | 790 | GT8 (68) | 3406 JCT8 | 68
TN | Johnsonville | 3406 | JCT9 |  | 2023 | CSNOX, CSOSG2, CSSO2G1 | 609315 | 4 |  | Humphreys County | TN085 | 85 | Electric Utility | 36.0278 | -87.9861 | Tennessee Valley Authority (Owner),Tennessee Valley Authority (Operator) |  |  | Combustion turbine | Pipeline Natural Gas | Diesel Oil |  |  |  |  | 1974-09-01 | Operating | 790 | GT9 (68) | 3406 JCT9 | 68
TN | Kingston | 3407 | 1 | CSN19, CSS19 | 2023 | ARP, CSNOX, CSOSG2, CSSO2G1, MATS | 609315 | 4 | SERC | Roane County | TN145 | 145 | Electric Utility | 35.8992 | -84.5194 | Tennessee Valley Authority (Owner),Tennessee Valley Authority (Operator) | Phase 2 | Phase 2 Group 1 | Tangentially-fired | Coal |  | Wet Lime FGD | Selective Catalytic Reduction | Electrostatic Precipitator |  | 1954-01-30 | Operating | 2139 | 1 (175) | 3407 1 | 175 | Y
TN | Kingston | 3407 | 2 | CSN19, CSS19 | 2023 | ARP, CSNOX, CSOSG2, CSSO2G1, MATS | 609315 | 4 | SERC | Roane County | TN145 | 145 | Electric Utility | 35.8992 | -84.5194 | Tennessee Valley Authority (Owner),Tennessee Valley Authority (Operator) | Phase 2 | Phase 2 Group 1 | Tangentially-fired | Coal |  | Wet Lime FGD | Selective Catalytic Reduction | Electrostatic Precipitator |  | 1954-04-25 | Operating | 2185 | 2 (175) | 3407 2 | 175 | Y
TN | Kingston | 3407 | 3 | CSN19, CSS19 | 2023 | ARP, CSNOX, CSOSG2, CSSO2G1, MATS | 609315 | 4 | SERC | Roane County | TN145 | 145 | Electric Utility | 35.8992 | -84.5194 | Tennessee Valley Authority (Owner),Tennessee Valley Authority (Operator) | Phase 2 | Phase 2 Group 1 | Tangentially-fired | Coal |  | Wet Lime FGD | Selective Catalytic Reduction | Electrostatic Precipitator |  | 1954-06-05 | Operating | 2180 | 3 (175) | 3407 3 | 175 | Y
TN | Kingston | 3407 | 4 | CSN19, CSS19 | 2023 | ARP, CSNOX, CSOSG2, CSSO2G1, MATS | 609315 | 4 | SERC | Roane County | TN145 | 145 | Electric Utility | 35.8992 | -84.5194 | Tennessee Valley Authority (Owner),Tennessee Valley Authority (Operator) | Phase 2 | Phase 2 Group 1 | Tangentially-fired | Coal |  | Wet Lime FGD | Selective Catalytic Reduction | Electrostatic Precipitator |  | 1954-07-23 | Operating | 2176 | 4 (175) | 3407 4 | 175 | Y
TN | Kingston | 3407 | 5 | CSN19, CSS19 | 2023 | ARP, CSNOX, CSOSG2, CSSO2G1, MATS | 609315 | 4 | SERC | Roane County | TN145 | 145 | Electric Utility | 35.8992 | -84.5194 | Tennessee Valley Authority (Owner),Tennessee Valley Authority (Operator) | Phase 2 | Phase 2 Group 1 | Tangentially-fired | Coal |  | Wet Lime FGD | Low NOx Burner Technology w/ Separated OFA,Selective Catalytic Reduction | Electrostatic Precipitator |  | 1954-11-26 | Operating | 2932 | 5 (200) | 3407 5 | 200 | Y
TN | Kingston | 3407 | 6 | CSN19, CSS19 | 2023 | ARP, CSNOX, CSOSG2, CSSO2G1, MATS | 609315 | 4 | SERC | Roane County | TN145 | 145 | Electric Utility | 35.8992 | -84.5194 | Tennessee Valley Authority (Owner),Tennessee Valley Authority (Operator) | Phase 2 | Phase 2 Group 1 | Tangentially-fired | Coal |  | Wet Lime FGD | Low NOx Burner Technology w/ Separated OFA,Selective Catalytic Reduction | Electrostatic Precipitator |  | 1955-02-03 | Operating | 2932 | 6 (200) | 3407 6 | 200 | Y
TN | Kingston | 3407 | 7 | CSN19, CSS19 | 2023 | ARP, CSNOX, CSOSG2, CSSO2G1, MATS | 609315 | 4 | SERC | Roane County | TN145 | 145 | Electric Utility | 35.8992 | -84.5194 | Tennessee Valley Authority (Owner),Tennessee Valley Authority (Operator) | Phase 2 | Phase 2 Group 1 | Tangentially-fired | Coal |  | Wet Lime FGD | Low NOx Burner Technology w/ Separated OFA,Selective Catalytic Reduction | Electrostatic Precipitator |  | 1955-04-19 | Operating | 3576 | 7 (200) | 3407 7 | 200 | Y
TN | Kingston | 3407 | 8 | CSN19, CSS19 | 2023 | ARP, CSNOX, CSOSG2, CSSO2G1, MATS | 609315 | 4 | SERC | Roane County | TN145 | 145 | Electric Utility | 35.8992 | -84.5194 | Tennessee Valley Authority (Owner),Tennessee Valley Authority (Operator) | Phase 2 | Phase 2 Group 1 | Tangentially-fired | Coal |  | Wet Lime FGD | Low NOx Burner Technology w/ Separated OFA,Selective Catalytic Reduction | Electrostatic Precipitator |  | 1955-07-09 | Operating | 3005 | 8 (200) | 3407 8 | 200 | Y
TN | Kingston | 3407 | 9 | CSN19, CSS19 | 2023 | ARP, CSNOX, CSOSG2, CSSO2G1, MATS | 609315 | 4 | SERC | Roane County | TN145 | 145 | Electric Utility | 35.8992 | -84.5194 | Tennessee Valley Authority (Owner),Tennessee Valley Authority (Operator) | Phase 2 | Phase 2 Group 1 | Tangentially-fired | Coal |  | Wet Lime FGD | Selective Catalytic Reduction | Electrostatic Precipitator |  | 1955-11-25 | Operating | 2959 | 9 (200) | 3407 9 | 200 | Y
TX | Laredo | 3439 | 4 |  | 2023 | ARP, CSOSG2 | 606332 | 6 | ERCOT | Webb County | TX479 | 479 | Electric Utility | 27.5667 | -99.5083 | Laredo LLC (Owner),Laredo LLC (Operator) | Phase 2 |  | Combustion turbine | Pipeline Natural Gas |  |  | Water Injection,Selective Catalytic Reduction |  |  | 2008-06-26 | Operating | 1058.1 | 4 (100) | 3439 4 | 100 | Y
TX | Laredo | 3439 | 5 |  | 2023 | ARP, CSOSG2 | 606332 | 6 | ERCOT | Webb County | TX479 | 479 | Electric Utility | 27.5667 | -99.5083 | Laredo LLC (Owner),Laredo LLC (Operator) | Phase 2 |  | Combustion turbine | Pipeline Natural Gas |  |  | Water Injection,Selective Catalytic Reduction |  |  | 2008-07-25 | Operating | 949.1 | 5 (100) | 3439 5 | 100 | Y
TX | Nueces Bay | 3441 | 8 |  | 2023 | ARP, CSOSG2 | 606332 | 6 | ERCOT | Nueces County | TX355 | 355 | Electric Utility | 27.8182 | -97.4189 | Nueces Bay LLC (Owner),Nueces Bay LLC (Operator) | Phase 2 |  | Combined cycle | Pipeline Natural Gas |  |  | Selective Catalytic Reduction |  |  | 2009-11-18 | Operating | 2610.4 | 8 (172), 7 (351) | 3441 8 | 347.5 | Y
TX | Nueces Bay | 3441 | 9 |  | 2023 | ARP, CSOSG2 | 606332 | 6 | ERCOT | Nueces County | TX355 | 355 | Electric Utility | 27.8182 | -97.4189 | Nueces Bay LLC (Owner),Nueces Bay LLC (Operator) | Phase 2 |  | Combined cycle | Pipeline Natural Gas |  |  | Selective Catalytic Reduction |  |  | 2009-11-21 | Operating | 2638.9 | 7 (351), 9 (172) | 3441 9 | 347.5 | Y
TX | Victoria Power Station | 3443 | 9 |  | 2023 | ARP, CSOSG2 | 610048 | 6 | ERCOT | Victoria County | TX469 | 469 | Electric Utility | 28.7883 | -97.01 | Victoria WLE, LP (Owner),Victoria WLE, LP (Operator) | Phase 2 |  | Combined cycle | Pipeline Natural Gas |  |  | Dry Low NOx Burners,Selective Catalytic Reduction |  |  | 2008-11-20 | Operating | 2444 | 7 (196.9), 5 (160) | 3443 9 | 356.9 | Y
TX | Lake Hubbard | 3452 | 1 |  | 2023 | ARP, CSOSG2 | 603383 | 6 | ERCOT | Dallas County | TX113 | 113 | Electric Utility | 32.8364 | -96.5464 | Luminant Generation Company LLC (Owner),Luminant Generation Company LLC (Operator) | Phase 2 |  | Dry bottom wall-fired boiler | Pipeline Natural Gas | Diesel Oil |  | Combustion Modification/Fuel Reburning |  |  | 1970-06-18 | Operating | 4620 | 1 (396.5) | 3452 1 | 396.5
TX | Lake Hubbard | 3452 | 2 |  | 2023 | ARP, CSOSG2 | 603383 | 6 | ERCOT | Dallas County | TX113 | 113 | Electric Utility | 32.8364 | -96.5464 | Luminant Generation Company LLC (Owner),Luminant Generation Company LLC (Operator) | Phase 2 |  | Dry bottom wall-fired boiler | Pipeline Natural Gas | Diesel Oil |  | Selective Catalytic Reduction,Low NOx Burner Technology w/ Overfire Air |  |  | 1973-11-20 | Operating | 5598 | 2 (531) | 3452 2 | 531 | Y
TX | Mountain Creek Generating Station | 3453 | 6 |  | 2023 | ARP, CSOSG2 | 607415 (Ended Sep 21, 2023), 610786 (Started Sep 21, 2023) | 6 | ERCOT | Dallas County | TX113 | 113 | Electric Utility | 32.7253 | -96.9361 | Mountain Creek Power, LLC (Owner),Mountain Creek Power, LLC (Operator) | Phase 2 |  | Dry bottom wall-fired boiler | Pipeline Natural Gas |  |  | Low NOx Burner Technology (Dry Bottom only),Combustion Modification/Fuel Reburning |  |  | 1956-02-22 | Operating | 1674 | 6 (136) | 3453 6 | 136
TX | Mountain Creek Generating Station | 3453 | 7 |  | 2023 | ARP, CSOSG2 | 607415 (Ended Sep 21, 2023), 610786 (Started Sep 21, 2023) | 6 | ERCOT | Dallas County | TX113 | 113 | Electric Utility | 32.7253 | -96.9361 | Mountain Creek Power, LLC (Owner),Mountain Creek Power, LLC (Operator) | Phase 2 |  | Dry bottom wall-fired boiler | Pipeline Natural Gas |  |  | Low NOx Burner Technology (Dry Bottom only),Combustion Modification/Fuel Reburning |  |  | 1958-03-07 | Operating | 1674 | 7 (136) | 3453 7 | 136
TX | Mountain Creek Generating Station | 3453 | 8 |  | 2023 | ARP, CSOSG2 | 607415 (Ended Sep 21, 2023), 610786 (Started Sep 21, 2023) | 6 | ERCOT | Dallas County | TX113 | 113 | Electric Utility | 32.7253 | -96.9361 | Mountain Creek Power, LLC (Owner),Mountain Creek Power, LLC (Operator) | Phase 2 |  | Tangentially-fired | Pipeline Natural Gas |  |  | Selective Catalytic Reduction |  |  | 1967-07-11 | Operating | 6204 | 8 (581) | 3453 8 | 581 | Y
TX | Newman Power Station | 3456 | 1 |  | 2023 | ARP, CSOSG2 | 610284 | 6 | WECC | El Paso County | TX141 | 141 | Electric Utility | 31.9858 | -106.4322 | El Paso Electric Company (Owner),El Paso Electric Company (Operator) | Phase 2 |  | Dry bottom wall-fired boiler | Pipeline Natural Gas | Diesel Oil |  |  |  |  | 1960-04-01 | Operating | 858 | 1 (81.6) | 3456 1 | 81.6
TX | Newman Power Station | 3456 | 2 |  | 2023 | ARP, CSOSG2, TXSO2 | 610284 | 6 | WECC | El Paso County | TX141 | 141 | Electric Utility | 31.9858 | -106.4322 | El Paso Electric Company (Owner),El Paso Electric Company (Operator) | Phase 2 |  | Dry bottom wall-fired boiler | Pipeline Natural Gas | Diesel Oil |  |  |  |  | 1963-04-01 | Operating | 858 | 2 (81.6) | 3456 2 | 81.6
TX | Newman Power Station | 3456 | 3 |  | 2023 | ARP, CSOSG2, TXSO2 | 610284 | 6 | WECC | El Paso County | TX141 | 141 | Electric Utility | 31.9858 | -106.4322 | El Paso Electric Company (Owner),El Paso Electric Company (Operator) | Phase 2 |  | Dry bottom wall-fired boiler | Pipeline Natural Gas | Diesel Oil |  |  |  |  | 1966-01-01 | Operating | 1030 | 3 (115.2) | 3456 3 | 115.2
TX | Newman Power Station | 3456 | **4 |  | 2023 | ARP, CSOSG2, TXSO2 | 610284 | 6 | WECC | El Paso County | TX141 | 141 | Electric Utility | 31.9858 | -106.4322 | El Paso Electric Company (Owner),El Paso Electric Company (Operator) | Phase 2 |  | Combined cycle | Pipeline Natural Gas |  |  | Water Injection |  |  | 1975-01-01 | Operating | 1022 | CT1 (85), 4 (120) | 3456 **4 | 145
TX | Newman Power Station | 3456 | **5 |  | 2023 | ARP, CSOSG2, TXSO2 | 610284 | 6 | WECC | El Paso County | TX141 | 141 | Electric Utility | 31.9858 | -106.4322 | El Paso Electric Company (Owner),El Paso Electric Company (Operator) | Phase 2 |  | Combined cycle | Pipeline Natural Gas |  |  | Water Injection |  |  | 1975-01-01 | Operating | 1022 | CT2 (85), 4 (120) | 3456 **5 | 145
TX | Newman Power Station | 3456 | GT-6A |  | 2023 | ARP, CSOSG2 | 610284 | 6 | WECC | El Paso County | TX141 | 141 | Electric Utility | 31.9858 | -106.4322 | El Paso Electric Company (Owner),El Paso Electric Company (Operator) | Phase 2 |  | Combined cycle | Pipeline Natural Gas |  |  | Dry Low NOx Burners |  |  | 2009-05-07 | Operating | 1120 | 5CT1 (86.5), 5CA1 (165) | 3456 GT-6A | 169
TX | Newman Power Station | 3456 | GT-6B |  | 2023 | ARP, CSOSG2 | 610284 | 6 | WECC | El Paso County | TX141 | 141 | Electric Utility | 31.9858 | -106.4322 | El Paso Electric Company (Owner),El Paso Electric Company (Operator) | Phase 2 |  | Combined cycle | Pipeline Natural Gas |  |  | Dry Low NOx Burners |  |  | 2009-05-16 | Operating | 1120 | 5CA1 (165), 5CT2 (86.5) | 3456 GT-6B | 169
TX | Lewis Creek | 3457 | 1 |  | 2023 | ARP, CSOSG2 | 609775 (Ended Mar 31, 2023), 610584 (Started Mar 31, 2023) | 6 | SPP | Montgomery County | TX339 | 339 | Electric Utility | 30.4364 | -95.5215 | Entergy Corporation (Owner),Entergy Corporation (Operator) | Phase 2 |  | Dry bottom wall-fired boiler | Pipeline Natural Gas |  |  | Selective Catalytic Reduction |  |  | 1970-12-14 | Operating | 2730 | 1 (271.4) | 3457 1 | 271.4 | Y
TX | Lewis Creek | 3457 | 2 |  | 2023 | ARP, CSOSG2 | 609775 (Ended Mar 31, 2023), 610584 (Started Mar 31, 2023) | 6 | SPP | Montgomery County | TX339 | 339 | Electric Utility | 30.4364 | -95.5215 | Entergy Corporation (Owner),Entergy Corporation (Operator) | Phase 2 |  | Dry bottom wall-fired boiler | Pipeline Natural Gas |  |  | Selective Catalytic Reduction |  |  | 1971-05-11 | Operating | 3050 | 2 (271.4) | 3457 2 | 271.4 | Y
TX | Sabine | 3459 | 1 |  | 2023 | ARP, CSOSG2 | 609775 (Ended Mar 31, 2023), 610584 (Started Mar 31, 2023) | 6 |  | Orange County | TX361 | 361 | Electric Utility | 30.0242 | -93.875 | Entergy Corporation (Owner),Entergy Corporation (Operator) | Phase 2 |  | Tangentially-fired | Pipeline Natural Gas | [5 empty] | 1962-01-01 | Operating | 2300 | 1 (239.4) | 3459 1 | 239.4
TX | Sabine | 3459 | 3 |  | 2023 | ARP, CSOSG2 | 609775 (Ended Mar 31, 2023), 610584 (Started Mar 31, 2023) | 6 |  | Orange County | TX361 | 361 | Electric Utility | 30.0242 | -93.875 | Entergy Corporation (Owner),Entergy Corporation (Operator) | Phase 2 |  | Tangentially-fired | Pipeline Natural Gas |  |  | Low NOx Burner Technology w/ Separated OFA |  |  | 1966-12-01 | Operating | 4750 | 3 (473.4) | 3459 3 | 473.4
TX | Sabine | 3459 | 4 |  | 2023 | ARP, CSOSG2 | 609775 (Ended Mar 31, 2023), 610584 (Started Mar 31, 2023) | 6 |  | Orange County | TX361 | 361 | Electric Utility | 30.0242 | -93.875 | Entergy Corporation (Owner),Entergy Corporation (Operator) | Phase 2 |  | Dry bottom wall-fired boiler | Pipeline Natural Gas |  |  | Combustion Modification/Fuel Reburning |  |  | 1974-08-01 | Operating | 6500 | 4 (591.6) | 3459 4 | 591.6
TX | Sabine | 3459 | 5 |  | 2023 | ARP, CSOSG2 | 609775 (Ended Mar 31, 2023), 610584 (Started Mar 31, 2023) | 6 |  | Orange County | TX361 | 361 | Electric Utility | 30.0242 | -93.875 | Entergy Corporation (Owner),Entergy Corporation (Operator) | Phase 2 |  | Tangentially-fired | Pipeline Natural Gas |  |  | Low NOx Burner Technology w/ Closed-coupled OFA |  |  | 1979-12-21 | Operating | 5400 | 5 (507.4) | 3459 5 | 507.4
TX | Cedar Bayou | 3460 | CBY1 |  | 2023 | ARP, CSOSG2 | 602998 | 6 | ERCOT | Chambers County | TX071 | 71 | Electric Utility | 29.7483 | -94.9272 | NRG Energy, Inc (Owner),NRG Energy, Inc (Operator) | Phase 2 |  | Dry bottom wall-fired boiler | Pipeline Natural Gas |  |  | Selective Catalytic Reduction |  |  | 1970-12-11 | Operating | 8187 | 1 (765) | 3460 CBY1 | 765 | Y
TX | Cedar Bayou | 3460 | CBY2 |  | 2023 | ARP, CSOSG2 | 602998 | 6 | ERCOT | Chambers County | TX071 | 71 | Electric Utility | 29.7483 | -94.9272 | NRG Energy, Inc (Owner),NRG Energy, Inc (Operator) | Phase 2 |  | Dry bottom wall-fired boiler | Pipeline Natural Gas |  |  | Selective Catalytic Reduction |  |  | 1972-03-15 | Operating | 8179 | 2 (765) | 3460 CBY2 | 765 | Y
TX | W A Parish | 3470 | WAP1 |  | 2023 | ARP, CSOSG2 | 602998 | 6 | ERCOT | Fort Bend County | TX157 | 157 | Electric Utility | 29.4783 | -95.6358 | NRG Energy, Inc (Owner),NRG Energy, Inc (Operator) | Phase 2 |  | Dry bottom wall-fired boiler | Pipeline Natural Gas |  |  | Overfire Air |  |  | 1958-06-01 | Operating | 2047 | 1 (187.9) | 3470 WAP1 | 187.9
TX | W A Parish | 3470 | WAP2 |  | 2023 | ARP, CSOSG2 | 602998 | 6 | ERCOT | Fort Bend County | TX157 | 157 | Electric Utility | 29.4783 | -95.6358 | NRG Energy, Inc (Owner),NRG Energy, Inc (Operator) | Phase 2 |  | Dry bottom wall-fired boiler | Pipeline Natural Gas |  |  | Overfire Air |  |  | 1958-12-20 | Operating | 1968 | 2 (187.9) | 3470 WAP2 | 187.9
TX | W A Parish | 3470 | WAP3 |  | 2023 | ARP, CSOSG2 | 602998 | 6 | ERCOT | Fort Bend County | TX157 | 157 | Electric Utility | 29.4783 | -95.6358 | NRG Energy, Inc (Owner),NRG Energy, Inc (Operator) | Phase 2 |  | Dry bottom wall-fired boiler | Pipeline Natural Gas |  |  | Overfire Air |  |  | 1961-03-15 | Operating | 3003 | 3 (299.2) | 3470 WAP3 | 299.2
TX | W A Parish | 3470 | WAP4 |  | 2023 | ARP, CSOSG2, TXSO2 | 602998 | 6 | ERCOT | Fort Bend County | TX157 | 157 | Electric Utility | 29.4783 | -95.6358 | NRG Energy, Inc (Owner),NRG Energy, Inc (Operator) | Phase 2 |  | Tangentially-fired | Pipeline Natural Gas |  |  | Overfire Air |  |  | 1968-06-01 | Operating | 5950 | 4 (580.5) | 3470 WAP4 | 580.5
TX | W A Parish | 3470 | WAP5 |  | 2023 | ARP, CSOSG2, MATS, TXSO2 | 602998 | 6 | ERCOT | Fort Bend County | TX157 | 157 | Electric Utility | 29.4783 | -95.6358 | NRG Energy, Inc (Owner),NRG Energy, Inc (Operator) | Phase 2 | Early Election | Dry bottom wall-fired boiler | Coal | Pipeline Natural Gas |  | Selective Catalytic Reduction | Baghouse | Halogenated PAC Sorbent Injection | 1977-12-27 | Operating | 8545 | 5 (734.1) | 3470 WAP5 | 734.1 | Y
TX | W A Parish | 3470 | WAP6 |  | 2023 | ARP, CSOSG2, MATS, TXSO2 | 602998 | 6 | ERCOT | Fort Bend County | TX157 | 157 | Electric Utility | 29.4783 | -95.6358 | NRG Energy, Inc (Owner),NRG Energy, Inc (Operator) | Phase 2 | Early Election | Dry bottom wall-fired boiler | Coal | Pipeline Natural Gas |  | Selective Catalytic Reduction | Baghouse | Halogenated PAC Sorbent Injection | 1978-12-27 | Operating | 10860 | 6 (734.1) | 3470 WAP6 | 734.1 | Y
TX | W A Parish | 3470 | WAP7 |  | 2023 | ARP, CSOSG2, MATS, TXSO2 | 602998 | 6 | ERCOT | Fort Bend County | TX157 | 157 | Electric Utility | 29.4783 | -95.6358 | NRG Energy, Inc (Owner),NRG Energy, Inc (Operator) | Phase 2 | Early Election | Tangentially-fired | Coal | Pipeline Natural Gas |  | Selective Catalytic Reduction | Baghouse | Halogenated PAC Sorbent Injection | 1980-06-02 | Operating | 8351 | 7 (614.6) | 3470 WAP7 | 614.6 | Y
TX | W A Parish | 3470 | WAP8 | MS1, MS2 | 2023 | ARP, CSOSG2, MATS | 602998 | 6 | ERCOT | Fort Bend County | TX157 | 157 | Electric Utility | 29.4783 | -95.6358 | NRG Energy, Inc (Owner),NRG Energy, Inc (Operator) | Phase 2 | Early Election | Tangentially-fired | Coal | Pipeline Natural Gas | Sodium Based,Wet Lime FGD | Low NOx Burner Technology w/ Closed-coupled/Separated OFA,Selective Catalytic Reduction,Ammonia Injection | Baghouse | Halogenated PAC Sorbent Injection | 1982-12-01 | Operating | 9650 | 8 (614.6) | 3470 WAP8 | 614.6 | Y
TX | Knox Lee Power Plant | 3476 | 5 |  | 2023 | ARP, CSOSG2 | 608993 (Ended Apr 12, 2023), 610620 (Started Apr 12, 2023) | 6 | ERCOT | Gregg County | TX183 | 183 | Electric Utility | 32.3766 | -94.6415 | Southwestern Electric Power Company (Owner),Southwestern Electric Power Company (Operator) | Phase 2 |  | Tangentially-fired | Pipeline Natural Gas | [5 empty] | 1974-04-25 | Operating | 3368 | 5 (323.7) | 3476 5 | 323.7
TX | Wilkes Power Plant | 3478 | 1 |  | 2023 | ARP, CSOSG2, TXSO2 | 608993 (Ended Apr 12, 2023), 610620 (Started Apr 12, 2023) | 6 | ERCOT | Marion County | TX315 | 315 | Electric Utility | 32.8486 | -94.5469 | Southwestern Electric Power Company (Owner),Southwestern Electric Power Company (Operator) | Phase 2 |  | Tangentially-fired | Pipeline Natural Gas | Other Oil |  | Combustion Modification/Fuel Reburning |  |  | 1964-03-01 | Operating | 1562 | 1 (179.5) | 3478 1 | 179.5
TX | Wilkes Power Plant | 3478 | 2 |  | 2023 | ARP, CSOSG2, TXSO2 | 608993 (Ended Apr 12, 2023), 610620 (Started Apr 12, 2023) | 6 | ERCOT | Marion County | TX315 | 315 | Electric Utility | 32.8486 | -94.5469 | Southwestern Electric Power Company (Owner),Southwestern Electric Power Company (Operator) | Phase 2 |  | Dry bottom wall-fired boiler | Pipeline Natural Gas |  |  | Low NOx Burner Technology (Dry Bottom only) |  |  | 1970-03-01 | Operating | 3052 | 2 (351) | 3478 2 | 351
TX | Wilkes Power Plant | 3478 | 3 |  | 2023 | ARP, CSOSG2, TXSO2 | 608993 (Ended Apr 12, 2023), 610620 (Started Apr 12, 2023) | 6 | ERCOT | Marion County | TX315 | 315 | Electric Utility | 32.8486 | -94.5469 | Southwestern Electric Power Company (Owner),Southwestern Electric Power Company (Operator) | Phase 2 |  | Dry bottom wall-fired boiler | Pipeline Natural Gas |  |  | Low NOx Burner Technology (Dry Bottom only) |  |  | 1971-09-01 | Operating | 3052 | 3 (351) | 3478 3 | 351
TX | Jones Station | 3482 | 151B |  | 2023 | ARP, CSOSG2 | 606233 | 6 | SPP | Lubbock County | TX303 | 303 | Electric Utility | 33.5239 | -101.7392 | Southwestern Public Service Company (Owner),Southwestern Public Service Company (Operator) | Phase 2 |  | Tangentially-fired | Pipeline Natural Gas | Diesel Oil |  | Overfire Air |  |  | 1971-07-01 | Operating | 3053 | 1 (248) | 3482 151B | 248
TX | Jones Station | 3482 | 152B |  | 2023 | ARP, CSOSG2 | 606233 | 6 | SPP | Lubbock County | TX303 | 303 | Electric Utility | 33.5239 | -101.7392 | Southwestern Public Service Company (Owner),Southwestern Public Service Company (Operator) | Phase 2 |  | Tangentially-fired | Pipeline Natural Gas | Diesel Oil, Other Oil |  | Low NOx Burner Technology w/ Separated OFA |  |  | 1974-06-01 | Operating | 3377 | 2 (248) | 3482 152B | 248
TX | Jones Station | 3482 | 153T |  | 2023 | ARP, CSOSG2 | 606233 | 6 | SPP | Lubbock County | TX303 | 303 | Electric Utility | 33.5239 | -101.7392 | Southwestern Public Service Company (Owner),Southwestern Public Service Company (Operator) | Phase 2 |  | Combustion turbine | Pipeline Natural Gas |  |  | Dry Low NOx Burners |  |  | 2011-06-18 | Operating | 2099 | 3 (203) | 3482 153T | 203
TX | Jones Station | 3482 | 154T |  | 2023 | ARP, CSOSG2 | 606233 | 6 | SPP | Lubbock County | TX303 | 303 | Electric Utility | 33.5239 | -101.7392 | Southwestern Public Service Company (Owner),Southwestern Public Service Company (Operator) | Phase 2 |  | Combustion turbine | Pipeline Natural Gas |  |  | Dry Low NOx Burners |  |  | 2013-04-10 | Operating | 2099 | 4 (203) | 3482 154T | 203
TX | Nichols Station | 3484 | 141B |  | 2023 | ARP, CSOSG2 | 606233 | 6 | SPP | Potter County | TX375 | 375 | Electric Utility | 35.2825 | -101.7458 | Southwestern Public Service Company (Owner),Southwestern Public Service Company (Operator) | Phase 2 |  | Tangentially-fired | Pipeline Natural Gas |  |  | Overfire Air |  |  | 1960-07-01 | Operating | 1122 | 1 (114) | 3484 141B | 114
TX | Nichols Station | 3484 | 142B |  | 2023 | ARP, CSOSG2 | 606233 | 6 | SPP | Potter County | TX375 | 375 | Electric Utility | 35.2825 | -101.7458 | Southwestern Public Service Company (Owner),Southwestern Public Service Company (Operator) | Phase 2 |  | Tangentially-fired | Pipeline Natural Gas |  |  | Overfire Air |  |  | 1962-07-01 | Operating | 1166 | 2 (114) | 3484 142B | 114
TX | Nichols Station | 3484 | 143B |  | 2023 | ARP, CSOSG2 | 606233 | 6 | SPP | Potter County | TX375 | 375 | Electric Utility | 35.2825 | -101.7458 | Southwestern Public Service Company (Owner),Southwestern Public Service Company (Operator) | Phase 2 |  | Tangentially-fired | Pipeline Natural Gas |  |  | Overfire Air |  |  | 1968-08-02 | Operating | 2982 | 3 (248) | 3484 143B | 248
TX | Plant X | 3485 | 111B |  | 2023 | ARP, CSOSG2 | 606233 | 6 | SPP | Lamb County | TX279 | 279 | Electric Utility | 34.1661 | -102.4114 | Southwestern Public Service Company (Owner),Southwestern Public Service Company (Operator) | Phase 2 |  | Dry bottom wall-fired boiler | Pipeline Natural Gas | Diesel Oil |  |  |  |  | 1952-05-01 | Operating | 616 | 1 (48) | 3485 111B | 48
TX | Plant X | 3485 | 112B |  | 2023 | ARP, CSOSG2 | 606233 | 6 | SPP | Lamb County | TX279 | 279 | Electric Utility | 34.1661 | -102.4114 | Southwestern Public Service Company (Owner),Southwestern Public Service Company (Operator) | Phase 2 |  | Tangentially-fired | Pipeline Natural Gas | Diesel Oil |  |  |  |  | 1953-08-01 | Operating | 1276 | 2 (98) | 3485 112B | 98
TX | Plant X | 3485 | 114B |  | 2023 | ARP, CSOSG2 | 606233 | 6 | SPP | Lamb County | TX279 | 279 | Electric Utility | 34.1661 | -102.4114 | Southwestern Public Service Company (Owner),Southwestern Public Service Company (Operator) | Phase 2 |  | Tangentially-fired | Pipeline Natural Gas | Diesel Oil, Other Oil |  | Overfire Air |  |  | 1964-07-01 | Operating | 2375 | 4 (190.4) | 3485 114B | 190.4
TX | Graham | 3490 | 1 |  | 2023 | ARP, CSOSG2 | 603383 | 6 | ERCOT | Young County | TX503 | 503 | Electric Utility | 33.135 | -98.6117 | Luminant Generation Company LLC (Owner),Luminant Generation Company LLC (Operator) | Phase 2 |  | Dry bottom wall-fired boiler | Pipeline Natural Gas | Diesel Oil |  | Combustion Modification/Fuel Reburning |  |  | 1960-12-19 | Operating | 2601 | 1 (247.8) | 3490 1 | 247.8
TX | Graham | 3490 | 2 |  | 2023 | ARP, CSOSG2, TXSO2 | 603383 | 6 | ERCOT | Young County | TX503 | 503 | Electric Utility | 33.135 | -98.6117 | Luminant Generation Company LLC (Owner),Luminant Generation Company LLC (Operator) | Phase 2 |  | Dry bottom wall-fired boiler | Pipeline Natural Gas | Diesel Oil |  | Combustion Modification/Fuel Reburning,Overfire Air |  |  | 1969-06-05 | Operating | 4970 | 2 (387) | 3490 2 | 387
TX | Handley Generating Station | 3491 | 3 |  | 2023 | ARP, CSOSG2 | 607440 (Ended Jun 15, 2023), 606830 (Started Jun 15, 2023) | 6 | ERCOT | Tarrant County | TX439 | 439 | Electric Utility | 32.7278 | -97.2186 | ExGen Handley Power, LLC (Owner),ExGen Handley Power, LLC (Operator) | Phase 2 |  | Dry bottom wall-fired boiler | Pipeline Natural Gas |  |  | Combustion Modification/Fuel Reburning,Selective Catalytic Reduction |  |  | 1963-07-26 | Operating | 3991 | 3 (405) | 3491 3 | 405 | Y
TX | Handley Generating Station | 3491 | 4 |  | 2023 | ARP, CSOSG2 | 607440 (Ended Jun 15, 2023), 606830 (Started Jun 15, 2023) | 6 | ERCOT | Tarrant County | TX439 | 439 | Electric Utility | 32.7278 | -97.2186 | ExGen Handley Power, LLC (Owner),ExGen Handley Power, LLC (Operator) | Phase 2 |  | Dry bottom wall-fired boiler | Pipeline Natural Gas |  |  | Selective Catalytic Reduction |  |  | 1976-10-26 | Operating | 5500 | 4 (455) | 3491 4 | 455 | Y
TX | Handley Generating Station | 3491 | 5 |  | 2023 | ARP, CSOSG2 | 607440 (Ended Jun 15, 2023), 606830 (Started Jun 15, 2023) | 6 | ERCOT | Tarrant County | TX439 | 439 | Electric Utility | 32.7278 | -97.2186 | ExGen Handley Power, LLC (Owner),ExGen Handley Power, LLC (Operator) | Phase 2 |  | Dry bottom wall-fired boiler | Pipeline Natural Gas |  |  | Selective Catalytic Reduction |  |  | 1977-10-24 | Operating | 5634 | 5 (455) | 3491 5 | 455 | Y
TX | Stryker Creek | 3504 | 1 |  | 2023 | ARP, CSOSG2 | 603383 | 6 | ERCOT | Cherokee County | TX073 | 73 | Electric Utility | 31.9381 | -94.9883 | Luminant Generation Company LLC (Owner),Luminant Generation Company LLC (Operator) | Phase 2 |  | Dry bottom wall-fired boiler | Pipeline Natural Gas | Diesel Oil |  | Low NOx Burner Technology (Dry Bottom only) |  |  | 1958-06-26 | Operating | 2081 | ST1 (176.8) | 3504 1 | 176.8
TX | Stryker Creek | 3504 | 2 |  | 2023 | ARP, CSOSG2, TXSO2 | 603383 | 6 | ERCOT | Cherokee County | TX073 | 73 | Electric Utility | 31.9381 | -94.9883 | Luminant Generation Company LLC (Owner),Luminant Generation Company LLC (Operator) | Phase 2 |  | Tangentially-fired | Pipeline Natural Gas | Diesel Oil |  | Low NOx Burner Technology w/ Separated OFA |  |  | 1965-12-21 | Operating | 5472 | ST2 (526.7) | 3504 2 | 526.7
TX | Trinidad | 3507 | 9 |  | 2023 | ARP, CSOSG2 | 603383 | 6 | ERCOT | Henderson County | TX213 | 213 | Electric Utility | 32.1264 | -96.1014 | Luminant Generation Company LLC (Owner),Luminant Generation Company LLC (Operator) | Phase 2 |  | Tangentially-fired | Pipeline Natural Gas | Residual Oil |  |  |  |  | 1965-05-26 | Operating | 2764.3 | 6 (239.4) | 3507 9 | 239.4
TX | Silas Ray | 3559 | 9 |  | 2023 | ARP, CSOSG2 | 835 | 6 | ERCOT | Cameron County | TX061 | 61 | Electric Utility | 25.9131 | -97.5214 | Brownsville Public Utilities Board (Owner),Brownsville Public Utilities Board (Operator) | Phase 2 |  | Combined cycle | Pipeline Natural Gas | Diesel Oil |  | Dry Low NOx Burners |  |  | 1996-12-01 | Operating | 674.1 | 6 (22), 9 (51) | 3559 9 | 73
TX | Silas Ray | 3559 | 10 |  | 2023 | ARP, CSOSG2 | 835 | 6 | ERCOT | Cameron County | TX061 | 61 | Electric Utility | 25.9131 | -97.5214 | Brownsville Public Utilities Board (Owner),Brownsville Public Utilities Board (Operator) | Phase 2 |  | Combustion turbine | Pipeline Natural Gas |  |  | Selective Catalytic Reduction |  |  | 2004-11-03 | Operating | 478.5 | 10 (51) | 3559 10 | 51 | Y
TX | Ray Olinger | 3576 | BW2 |  | 2023 | ARP, CSOSG2 | 604841 | 6 | ERCOT | Collin County | TX085 | 85 | Electric Utility | 33.0667 | -96.4519 | Garland Power and Light, City of Garland (Owner),Garland Power and Light, City of Garland (Operator) | Phase 2 |  | Dry bottom wall-fired boiler | Pipeline Natural Gas |  |  | Overfire Air |  |  | 1970-10-01 | Operating | 1300 | 2 (113) | 3576 BW2 | 113
TX | Ray Olinger | 3576 | BW3 |  | 2023 | ARP, CSOSG2 | 604841 | 6 | ERCOT | Collin County | TX085 | 85 | Electric Utility | 33.0667 | -96.4519 | Garland Power and Light, City of Garland (Owner),Garland Power and Light, City of Garland (Operator) | Phase 2 |  | Dry bottom wall-fired boiler | Pipeline Natural Gas |  |  | Low NOx Burner Technology w/ Overfire Air |  |  | 1976-03-01 | Operating | 1519 | 3 (156) | 3576 BW3 | 156
TX | Ray Olinger | 3576 | CE1 |  | 2023 | ARP, CSOSG2 | 604841 | 6 | ERCOT | Collin County | TX085 | 85 | Electric Utility | 33.0667 | -96.4519 | Garland Power and Light, City of Garland (Owner),Garland Power and Light, City of Garland (Operator) | Phase 2 |  | Tangentially-fired | Pipeline Natural Gas |  |  | Low NOx Burner Technology w/ Separated OFA |  |  | 1967-05-01 | Operating | 888 | 1 (75) | 3576 CE1 | 75
TX | Ray Olinger | 3576 | GE4 |  | 2023 | ARP, CSOSG2 | 604841 | 6 | ERCOT | Collin County | TX085 | 85 | Electric Utility | 33.0667 | -96.4519 | Garland Power and Light, City of Garland (Owner),Garland Power and Light, City of Garland (Operator) | Phase 2 |  | Combustion turbine | Pipeline Natural Gas |  |  | Dry Low NOx Burners |  |  | 2001-08-03 | Operating | 1050 | 4 (83) | 3576 GE4 | 83
TX | Sim Gideon | 3601 | 1 |  | 2023 | ARP, CSOSG2 | 605940 | 6 | ERCOT | Bastrop County | TX021 | 21 | Electric Utility | 30.1456 | -97.2708 | Lower Colorado River Authority (Owner),Lower Colorado River Authority (Operator) | Phase 2 |  | Dry bottom wall-fired boiler | Pipeline Natural Gas | Diesel Oil |  | Overfire Air,Other |  |  | 1965-05-15 | Operating | 1447 | 1 (144) | 3601 1 | 144
TX | Sim Gideon | 3601 | 2 |  | 2023 | ARP, CSOSG2 | 605940 | 6 | ERCOT | Bastrop County | TX021 | 21 | Electric Utility | 30.1456 | -97.2708 | Lower Colorado River Authority (Owner),Lower Colorado River Authority (Operator) | Phase 2 |  | Dry bottom wall-fired boiler | Pipeline Natural Gas | Diesel Oil |  | Overfire Air,Other |  |  | 1968-01-15 | Operating | 1462 | 2 (144) | 3601 2 | 144
TX | Sim Gideon | 3601 | 3 |  | 2023 | ARP, CSOSG2 | 605940 | 6 | ERCOT | Bastrop County | TX021 | 21 | Electric Utility | 30.1456 | -97.2708 | Lower Colorado River Authority (Owner),Lower Colorado River Authority (Operator) | Phase 2 |  | Tangentially-fired | Pipeline Natural Gas | Diesel Oil |  | Combustion Modification/Fuel Reburning,Overfire Air |  |  | 1972-04-01 | Operating | 3434 | 3 (351) | 3601 3 | 351
TX | J Robert Massengale Generating Station | 3604 | GT1 |  | 2023 | ARP, CSOSG2 | 602490 | 6 | ERCOT | Lubbock County | TX303 | 303 | Cogeneration | 33.6039 | -101.8408 | City of Lubbock (Owner),City of Lubbock (Operator) | Phase 2 |  | Combined cycle | Pipeline Natural Gas |  |  | Selective Catalytic Reduction |  |  | 2000-09-08 | Operating | 492 | 8 (40), 7 (22) | 3604 GT1 | 62 | Y
TX | Leon Creek | 3609 | CGT1 |  | 2023 | ARP, CSOSG2 | 604200 | 6 |  | Bexar County | TX029 | 29 | Electric Utility | 29.3511 | -98.5753 | City of San Antonio (Owner),City of San Antonio (Operator) | Phase 2 |  | Combustion turbine | Pipeline Natural Gas |  |  | Selective Catalytic Reduction |  |  | 2004-05-15 | Operating | 530 | CGT1 (57) | 3609 CGT1 | 57 | Y
TX | Leon Creek | 3609 | CGT2 |  | 2023 | ARP, CSOSG2 | 604200 | 6 |  | Bexar County | TX029 | 29 | Electric Utility | 29.3511 | -98.5753 | City of San Antonio (Owner),City of San Antonio (Operator) | Phase 2 |  | Combustion turbine | Pipeline Natural Gas |  |  | Selective Catalytic Reduction |  |  | 2004-05-15 | Operating | 498.5 | CGT2 (57) | 3609 CGT2 | 57 | Y
TX | Leon Creek | 3609 | CGT3 |  | 2023 | ARP, CSOSG2 | 604200 | 6 |  | Bexar County | TX029 | 29 | Electric Utility | 29.3511 | -98.5753 | City of San Antonio (Owner),City of San Antonio (Operator) | Phase 2 |  | Combustion turbine | Pipeline Natural Gas |  |  | Selective Catalytic Reduction |  |  | 2004-05-15 | Operating | 498.5 | CGT3 (57) | 3609 CGT3 | 57 | Y
TX | Leon Creek | 3609 | CGT4 |  | 2023 | ARP, CSOSG2 | 604200 | 6 |  | Bexar County | TX029 | 29 | Electric Utility | 29.3511 | -98.5753 | City of San Antonio (Owner),City of San Antonio (Operator) | Phase 2 |  | Combustion turbine | Pipeline Natural Gas |  |  | Selective Catalytic Reduction |  |  | 2004-05-15 | Operating | 498.5 | CGT4 (57) | 3609 CGT4 | 57 | Y
TX | O W Sommers | 3611 | 1 |  | 2023 | ARP, CSOSG2, TXSO2 | 604200 | 6 | ERCOT | Bexar County | TX029 | 29 | Electric Utility | 29.3078 | -98.3244 | City of San Antonio (Owner),City of San Antonio (Operator) | Phase 2 |  | Tangentially-fired | Pipeline Natural Gas | Diesel Oil |  |  |  |  | 1972-06-06 | Operating | 5830.1 | 1 (446) | 3611 1 | 446
TX | O W Sommers | 3611 | 2 |  | 2023 | ARP, CSOSG2, TXSO2 | 604200 | 6 | ERCOT | Bexar County | TX029 | 29 | Electric Utility | 29.3078 | -98.3244 | City of San Antonio (Owner),City of San Antonio (Operator) | Phase 2 |  | Tangentially-fired | Pipeline Natural Gas | Diesel Oil |  |  |  |  | 1974-03-20 | Operating | 4904.6 | 2 (446) | 3611 2 | 446
TX | V H Braunig | 3612 | 1 |  | 2023 | ARP, CSOSG2 | 604200 | 6 | ERCOT | Bexar County | TX029 | 29 | Electric Utility | 29.2575 | -98.3828 | City of San Antonio (Owner),City of San Antonio (Operator) | Phase 2 |  | Tangentially-fired | Pipeline Natural Gas | Diesel Oil |  |  |  |  | 1966-06-02 | Operating | 2292.2 | 1 (225) | 3612 1 | 225
TX | V H Braunig | 3612 | 2 |  | 2023 | ARP, CSOSG2 | 604200 | 6 | ERCOT | Bexar County | TX029 | 29 | Electric Utility | 29.2575 | -98.3828 | City of San Antonio (Owner),City of San Antonio (Operator) | Phase 2 |  | Tangentially-fired | Pipeline Natural Gas | Diesel Oil |  |  |  |  | 1968-05-03 | Operating | 2458.5 | 2 (252) | 3612 2 | 252
TX | V H Braunig | 3612 | 3 |  | 2023 | ARP, CSOSG2 | 604200 | 6 | ERCOT | Bexar County | TX029 | 29 | Electric Utility | 29.2575 | -98.3828 | City of San Antonio (Owner),City of San Antonio (Operator) | Phase 2 |  | Tangentially-fired | Pipeline Natural Gas | Diesel Oil |  |  |  |  | 1970-08-01 | Operating | 4563.1 | 3 (417) | 3612 3 | 417
TX | V H Braunig | 3612 | CGT5 |  | 2023 | ARP, CSOSG2 | 604200 | 6 | ERCOT | Bexar County | TX029 | 29 | Electric Utility | 29.2575 | -98.3828 | City of San Antonio (Owner),City of San Antonio (Operator) | Phase 2 |  | Combustion turbine | Pipeline Natural Gas | Diesel Oil |  | Selective Catalytic Reduction |  |  | 2010-04-22 | Operating | 486 | 5 (61) | 3612 CGT5 | 61 | Y
TX | V H Braunig | 3612 | CGT6 |  | 2023 | ARP, CSOSG2 | 604200 | 6 | ERCOT | Bexar County | TX029 | 29 | Electric Utility | 29.2575 | -98.3828 | City of San Antonio (Owner),City of San Antonio (Operator) | Phase 2 |  | Combustion turbine | Pipeline Natural Gas | Diesel Oil |  | Selective Catalytic Reduction |  |  | 2010-04-28 | Operating | 486 | 6 (61) | 3612 CGT6 | 61 | Y
TX | V H Braunig | 3612 | CGT7 |  | 2023 | ARP, CSOSG2 | 604200 | 6 | ERCOT | Bexar County | TX029 | 29 | Electric Utility | 29.2575 | -98.3828 | City of San Antonio (Owner),City of San Antonio (Operator) | Phase 2 |  | Combustion turbine | Pipeline Natural Gas | Diesel Oil |  | Selective Catalytic Reduction |  |  | 2010-05-07 | Operating | 486 | 7 (61) | 3612 CGT7 | 61 | Y
TX | V H Braunig | 3612 | CGT8 |  | 2023 | ARP, CSOSG2 | 604200 | 6 | ERCOT | Bexar County | TX029 | 29 | Electric Utility | 29.2575 | -98.3828 | City of San Antonio (Owner),City of San Antonio (Operator) | Phase 2 |  | Combustion turbine | Pipeline Natural Gas | Diesel Oil |  | Selective Catalytic Reduction |  |  | 2010-05-12 | Operating | 486 | 8 (61) | 3612 CGT8 | 61 | Y
TX | V H Braunig | 3612 | CT01 | CP01 | 2023 | ARP, CSOSG2 | 604200 | 6 | ERCOT | Bexar County | TX029 | 29 | Electric Utility | 29.2575 | -98.3828 | City of San Antonio (Owner),City of San Antonio (Operator) | Phase 2 |  | Combined cycle | Pipeline Natural Gas |  |  | Dry Low NOx Burners,Selective Catalytic Reduction |  |  | 2000-03-11 | Operating | 1975 | CT01 (175), ST012 (200) | 3612 CT01 | 275 | Y
TX | V H Braunig | 3612 | CT02 | CP01 | 2023 | ARP, CSOSG2 | 604200 | 6 | ERCOT | Bexar County | TX029 | 29 | Electric Utility | 29.2575 | -98.3828 | City of San Antonio (Owner),City of San Antonio (Operator) | Phase 2 |  | Combined cycle | Pipeline Natural Gas |  |  | Dry Low NOx Burners,Selective Catalytic Reduction |  |  | 2000-03-23 | Operating | 1975 | ST012 (200), CT02 (175) | 3612 CT02 | 275 | Y
TX | R W Miller | 3628 | 1 |  | 2023 | ARP, CSOSG2 | 610322 (Ended Jun 25, 2023), 605624 (Started Jun 25, 2023) | 6 | ERCOT | Palo Pinto County | TX363 | 363 | Electric Utility | 32.6581 | -98.3103 | Brazos Electric Power Cooperative, Inc. (Owner),Brazos Electric Power Cooperative, Inc. (Operator) | Phase 2 |  | Dry bottom wall-fired boiler | Pipeline Natural Gas | [5 empty] | 1968-10-01 | Operating | 920 | 1 (66) | 3628 1 | 66
TX | R W Miller | 3628 | 2 |  | 2023 | ARP, CSOSG2 | 610322 (Ended Jun 25, 2023), 605624 (Started Jun 25, 2023) | 6 | ERCOT | Palo Pinto County | TX363 | 363 | Electric Utility | 32.6581 | -98.3103 | Brazos Electric Power Cooperative, Inc. (Owner),Brazos Electric Power Cooperative, Inc. (Operator) | Phase 2 |  | Dry bottom wall-fired boiler | Pipeline Natural Gas | Diesel Oil |  |  |  |  | 1972-03-24 | Operating | 1360 | 2 (100) | 3628 2 | 100
TX | R W Miller | 3628 | 3 |  | 2023 | ARP, CSOSG2 | 610322 (Ended Jun 25, 2023), 605624 (Started Jun 25, 2023) | 6 | ERCOT | Palo Pinto County | TX363 | 363 | Electric Utility | 32.6581 | -98.3103 | Brazos Electric Power Cooperative, Inc. (Owner),Brazos Electric Power Cooperative, Inc. (Operator) | Phase 2 |  | Dry bottom wall-fired boiler | Pipeline Natural Gas | Diesel Oil |  | Combustion Modification/Fuel Reburning |  |  | 1975-06-15 | Operating | 2510 | 3 (200) | 3628 3 | 200
TX | R W Miller | 3628 | **4 |  | 2023 | ARP, CSOSG2 | 610322 (Ended Jun 25, 2023), 605624 (Started Jun 25, 2023) | 6 | ERCOT | Palo Pinto County | TX363 | 363 | Electric Utility | 32.6581 | -98.3103 | Brazos Electric Power Cooperative, Inc. (Owner),Brazos Electric Power Cooperative, Inc. (Operator) | Phase 2 |  | Combustion turbine | Pipeline Natural Gas | Diesel Oil |  | Water Injection |  |  | 1994-08-01 | Operating | 1510 | 4 (100) | 3628 **4 | 100
TX | R W Miller | 3628 | **5 |  | 2023 | ARP, CSOSG2 | 610322 (Ended Jun 25, 2023), 605624 (Started Jun 25, 2023) | 6 | ERCOT | Palo Pinto County | TX363 | 363 | Electric Utility | 32.6581 | -98.3103 | Brazos Electric Power Cooperative, Inc. (Owner),Brazos Electric Power Cooperative, Inc. (Operator) | Phase 2 |  | Combustion turbine | Pipeline Natural Gas | Diesel Oil |  | Water Injection |  |  | 1994-08-01 | Operating | 1800 | 5 (100) | 3628 **5 | 100
TX | Sam Rayburn Plant | 3631 | CT7 |  | 2023 | ARP, CSOSG2 | 2470 | 6 | ERCOT | Victoria County | TX469 | 469 | Electric Utility | 28.8947 | -97.1347 | South Texas Electric Cooperative (Owner),South Texas Electric Cooperative (Operator) | Phase 2 |  | Combined cycle | Pipeline Natural Gas | Diesel Oil |  | Dry Low NOx Burners,Selective Catalytic Reduction |  |  | 2003-10-10 | Operating | 505 | 7 (49.2), 10 (42) | 3631 CT7 | 63.2 | Y
TX | Sam Rayburn Plant | 3631 | CT8 |  | 2023 | ARP, CSOSG2 | 2470 | 6 | ERCOT | Victoria County | TX469 | 469 | Electric Utility | 28.8947 | -97.1347 | South Texas Electric Cooperative (Owner),South Texas Electric Cooperative (Operator) | Phase 2 |  | Combined cycle | Pipeline Natural Gas | Diesel Oil |  | Dry Low NOx Burners,Selective Catalytic Reduction |  |  | 2003-10-10 | Operating | 491 | 8 (49.2), 10 (42) | 3631 CT8 | 63.2 | Y
TX | Sam Rayburn Plant | 3631 | CT9 |  | 2023 | ARP, CSOSG2 | 2470 | 6 | ERCOT | Victoria County | TX469 | 469 | Electric Utility | 28.8947 | -97.1347 | South Texas Electric Cooperative (Owner),South Texas Electric Cooperative (Operator) | Phase 2 |  | Combined cycle | Pipeline Natural Gas | Diesel Oil |  | Dry Low NOx Burners,Selective Catalytic Reduction |  |  | 2003-10-10 | Operating | 492.3 | 9 (49.2), 10 (42) | 3631 CT9 | 63.2 | Y
UT | Gadsby | 3648 | 1 |  | 2023 | ARP | 609068 | 8 |  | Salt Lake County | UT035 | 35 | Electric Utility | 40.7686 | -111.9289 | Pacificorp Energy Generation (Owner),Pacificorp Energy Generation (Operator) | Phase 2 |  | Dry bottom wall-fired boiler | Pipeline Natural Gas |  |  | Low NOx Burner Technology (Dry Bottom only) |  |  | 1951-09-18 | Operating | 890 | 1 (69) | 3648 1 | 69
UT | Gadsby | 3648 | 2 |  | 2023 | ARP | 609068 | 8 |  | Salt Lake County | UT035 | 35 | Electric Utility | 40.7686 | -111.9289 | Pacificorp Energy Generation (Owner),Pacificorp Energy Generation (Operator) | Phase 2 |  | Dry bottom wall-fired boiler | Pipeline Natural Gas |  |  | Low NOx Burner Technology (Dry Bottom only) |  |  | 1952-12-26 | Operating | 850 | 2 (69) | 3648 2 | 69
UT | Gadsby | 3648 | 3 |  | 2023 | ARP | 609068 | 8 |  | Salt Lake County | UT035 | 35 | Electric Utility | 40.7686 | -111.9289 | Pacificorp Energy Generation (Owner),Pacificorp Energy Generation (Operator) | Phase 2 |  | Tangentially-fired | Pipeline Natural Gas | [5 empty] | 1955-06-01 | Operating | 1200 | 3 (113.6) | 3648 3 | 113.6
UT | Gadsby | 3648 | 4 |  | 2023 | ARP | 609068 | 8 |  | Salt Lake County | UT035 | 35 | Electric Utility | 40.7686 | -111.9289 | Pacificorp Energy Generation (Owner),Pacificorp Energy Generation (Operator) | Phase 2 |  | Combustion turbine | Pipeline Natural Gas |  |  | Water Injection,Selective Catalytic Reduction |  |  | 2002-07-10 | Operating | 400 | 4 (40) | 3648 4 | 40 | Y
UT | Gadsby | 3648 | 5 |  | 2023 | ARP | 609068 | 8 |  | Salt Lake County | UT035 | 35 | Electric Utility | 40.7686 | -111.9289 | Pacificorp Energy Generation (Owner),Pacificorp Energy Generation (Operator) | Phase 2 |  | Combustion turbine | Pipeline Natural Gas |  |  | Water Injection,Selective Catalytic Reduction |  |  | 2002-07-13 | Operating | 425 | 5 (40) | 3648 5 | 40 | Y
UT | Gadsby | 3648 | 6 |  | 2023 | ARP | 609068 | 8 |  | Salt Lake County | UT035 | 35 | Electric Utility | 40.7686 | -111.9289 | Pacificorp Energy Generation (Owner),Pacificorp Energy Generation (Operator) | Phase 2 |  | Combustion turbine | Pipeline Natural Gas |  |  | Water Injection,Selective Catalytic Reduction |  |  | 2002-07-29 | Operating | 425 | 6 (40) | 3648 6 | 40 | Y
VT | Berlin 5 | 3734 | A |  | 2023 | RGGI | 609017 | 1 |  | Washington County | VT023 | 23 | Electric Utility | 44.2498 | -72.6035 | Green Mountain Power Corporation (Owner),Green Mountain Power Corporation (Operator) |  |  | Combustion turbine | Diesel Oil | [5 empty] | 1972-06-01 | Operating | 385.1 | GT1 (41.8) | 3734 A | 41.8
VT | Berlin 5 | 3734 | B |  | 2023 | RGGI | 609017 | 1 |  | Washington County | VT023 | 23 | Electric Utility | 44.2498 | -72.6035 | Green Mountain Power Corporation (Owner),Green Mountain Power Corporation (Operator) |  |  | Combustion turbine | Diesel Oil | [5 empty] | 1972-06-01 | Operating | 355.5 | GT1 (41.8) | 3734 B | 41.8
VT | Penny Lane Gas Turbine | 3754 | CT1 |  | 2023 | RGGI | 608718 | 1 |  | Chittenden County | VT007 | 7 | Electric Utility | 44.4817 | -73.2241 | Burlington Electric Department (Owner),Burlington Electric Department (Operator) |  |  | Combustion turbine | Diesel Oil | [5 empty] | 1971-09-25 | Operating | 180.7 | GT1 (25.5) | 3754 CT1 | 25.5
VT | Penny Lane Gas Turbine | 3754 | CT2 |  | 2023 | RGGI | 608718 | 1 |  | Chittenden County | VT007 | 7 | Electric Utility | 44.4817 | -73.2241 | Burlington Electric Department (Owner),Burlington Electric Department (Operator) |  |  | Combustion turbine | Diesel Oil | [5 empty] | 1971-09-25 | Operating | 180.7 | GT1 (25.5) | 3754 CT2 | 25.5
VA | Clinch River | 3775 | 1 | CS012 | 2023 | ARP, CSNOX, CSOSG3, CSSO2G1, RGGI | 608993 (Ended Apr 12, 2023), 610620 (Started Apr 12, 2023) | 3 | ECAR | Russell County | VA167 | 167 | Electric Utility | 36.9333 | -82.1997 | Appalachian Power Company (Owner),Appalachian Power Company (Operator) | Phase 2 | Phase 2 Group 2 | Dry bottom vertically-fired boiler | Natural Gas |  |  | Low NOx Burner Technology (Dry Bottom only),Selective Non-catalytic Reduction |  |  | 1958-09-30 | Operating | 2550 | 1 (237.5) | 3775 1 | 237.5 | Y
VA | Clinch River | 3775 | 2 | CS012 | 2023 | ARP, CSNOX, CSOSG3, CSSO2G1, RGGI | 608993 (Ended Apr 12, 2023), 610620 (Started Apr 12, 2023) | 3 | ECAR | Russell County | VA167 | 167 | Electric Utility | 36.9333 | -82.1997 | Appalachian Power Company (Owner),Appalachian Power Company (Operator) | Phase 2 | Phase 2 Group 2 | Dry bottom vertically-fired boiler | Natural Gas |  |  | Low NOx Burner Technology (Dry Bottom only),Selective Non-catalytic Reduction |  |  | 1958-12-31 | Operating | 2550 | 2 (237.5) | 3775 2 | 237.5 | Y
VA | Tasley Energy Center | 3785 | TA10 |  | 2023 | CSNOX, CSOSG3, CSSO2G1, RGGI | 1277 | 3 |  | Accomack County | VA001 | 1 | Electric Utility | 37.7061 | -75.7031 | Calpine Mid-Atlantic Generation, LLC (Owner),Calpine Operating Services Company, Inc. (Operator) |  |  | Combustion turbine | Diesel Oil | [5 empty] | 1972-06-01 | Operating | 480 | TAS (33) | 3785 TA10 | 33
VA | Chesterfield Power Station | 3797 | 5 |  | 2023 | ARP, CSNOX, CSOSG3, CSSO2G1, MATS, RGGI | 1525 | 3 | SERC | Chesterfield County | VA041 | 41 | Electric Utility | 37.3822 | -77.3833 | Virginia Electric & Power Company (Owner),Dominion Generation (Operator) | Phase 2 | Phase 2 Group 1 | Tangentially-fired | Coal |  | Wet Lime FGD (Retired May 31, 2023) | Low NOx Burner Technology w/ Separated OFA (Retired May 31, 2023),Selective Catalytic Reduction (Retired May 31, 2023) | Electrostatic Precipitator (Retired May 31, 2023) |  | 1964-06-21 | Operating (Retired 05/31/2023) | 3604 | 5 (359) | 3797 5 | 359 | Y
VA | Chesterfield Power Station | 3797 | 6 |  | 2023 | ARP, CSNOX, CSOSG3, CSSO2G1, MATS, RGGI | 1525 | 3 | SERC | Chesterfield County | VA041 | 41 | Electric Utility | 37.3822 | -77.3833 | Virginia Electric & Power Company (Owner),Dominion Generation (Operator) | Phase 2 | Phase 2 Group 1 | Tangentially-fired | Coal |  | Wet Limestone (Retired May 31, 2023) | Low NOx Burner Technology w/ Closed-coupled/Separated OFA (Retired May 31, 2023),Selective Catalytic Reduction (Retired May 31, 2023) | Baghouse (Retired May 31, 2023),Wet Scrubber (Retired May 31, 2023) |  | 1969-05-03 | Operating (Retired 05/31/2023) | 7550 | 6 (693.9) | 3797 6 | 693.9 | Y
VA | Chesterfield Power Station | 3797 | 7 |  | 2023 | CSNOX, CSOSG3, CSSO2G1, RGGI | 1525 | 3 | SERC | Chesterfield County | VA041 | 41 | Electric Utility | 37.3822 | -77.3833 | Virginia Electric & Power Company (Owner),Dominion Generation (Operator) |  |  | Combined cycle | Pipeline Natural Gas | Diesel Oil |  | Steam Injection |  |  | 1990-06-13 | Operating | 1980 | CT7 (145), CW7 (74.4) | 3797 7 | 219.4
VA | Chesterfield Power Station | 3797 | **8A |  | 2023 | ARP, CSNOX, CSOSG3, CSSO2G1, RGGI | 1525 | 3 | SERC | Chesterfield County | VA041 | 41 | Electric Utility | 37.3822 | -77.3833 | Virginia Electric & Power Company (Owner),Dominion Generation (Operator) | Phase 2 |  | Combined cycle | Pipeline Natural Gas | Diesel Oil |  | Steam Injection |  |  | 1992-05-31 | Operating | 1980 | CT8 (148), CW8 (79.2) | 3797 **8A | 227.2
VA | Possum Point Power Station | 3804 | 6A |  | 2023 | ARP, CSNOX, CSOSG3, CSSO2G1, RGGI | 1525 | 3 | SERC | Prince William County | VA153 | 153 | Electric Utility | 38.5367 | -77.2806 | Virginia Electric & Power Company (Owner),Dominion Generation (Operator) | Phase 2 |  | Combined cycle | Pipeline Natural Gas | Diesel Oil |  | Dry Low NOx Burners,Water Injection,Selective Catalytic Reduction |  |  | 2003-04-25 | Operating | 2408 | 6ST (265), 6A (174) | 3804 6A | 306.5 | Y
VA | Possum Point Power Station | 3804 | 6B |  | 2023 | ARP, CSNOX, CSOSG3, CSSO2G1, RGGI | 1525 | 3 | SERC | Prince William County | VA153 | 153 | Electric Utility | 38.5367 | -77.2806 | Virginia Electric & Power Company (Owner),Dominion Generation (Operator) | Phase 2 |  | Combined cycle | Pipeline Natural Gas | Diesel Oil |  | Dry Low NOx Burners,Water Injection,Selective Catalytic Reduction |  |  | 2003-04-20 | Operating | 2408 | 6B (174), 6ST (265) | 3804 6B | 306.5 | Y
VA | Yorktown Power Station | 3809 | 3 |  | 2023 | ARP, CSNOX, CSOSG3, CSSO2G1, MATS, RGGI | 1525 | 3 | SERC | York County | VA199 | 199 | Electric Utility | 37.2144 | -76.4611 | Virginia Electric & Power Company (Owner),Dominion Generation (Operator) | Phase 2 |  | Tangentially-fired | Residual Oil | Diesel Oil, Pipeline Natural Gas |  | Other (Retired Jun 30, 2023) | Other (Retired Jun 30, 2023) |  | 1974-11-06 | Operating (Retired 06/30/2023) | 8500 | 3 (882) | 3809 3 | 882
WA | Centralia | 3845 | BW22 |  | 2023 | ARP, MATS | 609228 (Ended Aug 15, 2023), 610743 (Started Aug 15, 2023) | 10 | WECC | Lewis County | WA041 | 41 | Electric Utility | 46.7559 | -122.8578 | TransAlta (Owner),TransAlta (Operator) | Phase 2 | Early Election | Tangentially-fired | Coal |  | Wet Limestone | Low NOx Burner Technology w/ Closed-coupled/Separated OFA | Wet Scrubber,Electrostatic Precipitator |  | 1973-07-11 | Operating | 9770 | 2 (730) | 3845 BW22 | 730
WV | John E Amos | 3935 | 1 |  | 2023 | ARP, CSNOX, CSOSG2E, CSSO2G1, MATS | 608993 (Ended Apr 12, 2023), 610620 (Started Apr 12, 2023) | 3 | ECAR | Putnam County | WV079 | 79 | Electric Utility | 38.4731 | -81.8233 | Appalachian Power Company (Owner),Appalachian Power Company (Operator) | Phase 2 | Phase 2 Group 1 | Dry bottom wall-fired boiler | Coal |  | Wet Limestone | Low NOx Burner Technology (Dry Bottom only),Selective Catalytic Reduction | Electrostatic Precipitator |  | 1971-09-01 | Operating | 7020 | 1 (816.3) | 3935 1 | 816.3 | Y
WV | John E Amos | 3935 | 2 |  | 2023 | ARP, CSNOX, CSOSG2E, CSSO2G1, MATS | 608993 (Ended Apr 12, 2023), 610620 (Started Apr 12, 2023) | 3 | ECAR | Putnam County | WV079 | 79 | Electric Utility | 38.4731 | -81.8233 | Appalachian Power Company (Owner),Appalachian Power Company (Operator) | Phase 2 | Phase 2 Group 1 | Dry bottom wall-fired boiler | Coal |  | Wet Limestone | Low NOx Burner Technology (Dry Bottom only),Selective Catalytic Reduction | Electrostatic Precipitator |  | 1972-06-06 | Operating | 7020 | 2 (816.3) | 3935 2 | 816.3 | Y
WV | John E Amos | 3935 | 3 |  | 2023 | ARP, CSNOX, CSOSG2E, CSSO2G1, MATS | 608993 (Ended Apr 12, 2023), 610620 (Started Apr 12, 2023) | 3 | ECAR | Putnam County | WV079 | 79 | Electric Utility | 38.4731 | -81.8233 | Appalachian Power Company (Owner),Appalachian Power Company (Operator) | Phase 2 | Phase 2 Group 2 | Cell burner boiler | Coal |  | Wet Limestone | Low NOx Cell Burner,Selective Catalytic Reduction | Electrostatic Precipitator |  | 1973-10-22 | Operating | 11900 | 3 (1300) | 3935 3 | 1300 | Y
WV | Fort Martin Power Station | 3943 | 1 |  | 2023 | ARP, CSNOX, CSOSG2E, CSSO2G1, MATS | 602854 | 3 |  | Monongalia County | WV061 | 61 | Electric Utility | 39.7107 | -79.9275 | Monongahela Power Company (Owner),Monongahela Power Company (Operator) | Table 1 | Phase 1 Group 1 | Tangentially-fired | Coal |  | Wet Lime FGD | Low NOx Burner Technology w/ Closed-coupled OFA | Electrostatic Precipitator | Catalyst (gold, palladium, or other) used to oxidize mercury | 1967-01-01 | Operating | 6617 | 1 (576) | 3943 1 | 576
WV | Fort Martin Power Station | 3943 | 2 |  | 2023 | ARP, CSNOX, CSOSG2E, CSSO2G1, MATS | 602854 | 3 |  | Monongalia County | WV061 | 61 | Electric Utility | 39.7107 | -79.9275 | Monongahela Power Company (Owner),Monongahela Power Company (Operator) | Table 1 | Phase 2 Group 2 | Cell burner boiler | Coal |  | Wet Lime FGD | Low NOx Cell Burner | Electrostatic Precipitator | Catalyst (gold, palladium, or other) used to oxidize mercury | 1968-01-01 | Operating | 6037 | 2 (576) | 3943 2 | 576
WV | Harrison Power Station | 3944 | 1 |  | 2023 | ARP, CSNOX, CSOSG2E, CSSO2G1, MATS | 602854 | 3 |  | Harrison County | WV033 | 33 | Electric Utility | 39.3844 | -80.3325 | Monongahela Power Company (Owner),Monongahela Power Company (Operator) | Table 1 | Phase 1 Group 1 | Dry bottom wall-fired boiler | Coal |  | Wet Lime FGD | Low NOx Burner Technology (Dry Bottom only),Selective Catalytic Reduction | Electrostatic Precipitator |  | 1972-01-01 | Operating | 7999 | 1 (684) | 3944 1 | 684 | Y
WV | Harrison Power Station | 3944 | 2 |  | 2023 | ARP, CSNOX, CSOSG2E, CSSO2G1, MATS | 602854 | 3 |  | Harrison County | WV033 | 33 | Electric Utility | 39.3844 | -80.3325 | Monongahela Power Company (Owner),Monongahela Power Company (Operator) | Table 1 | Phase 1 Group 1 | Dry bottom wall-fired boiler | Coal |  | Wet Lime FGD | Low NOx Burner Technology (Dry Bottom only),Selective Catalytic Reduction | Electrostatic Precipitator |  | 1973-01-01 | Operating | 7950 | 2 (684) | 3944 2 | 684 | Y
WV | Harrison Power Station | 3944 | 3 |  | 2023 | ARP, CSNOX, CSOSG2E, CSSO2G1, MATS | 602854 | 3 |  | Harrison County | WV033 | 33 | Electric Utility | 39.3844 | -80.3325 | Monongahela Power Company (Owner),Monongahela Power Company (Operator) | Table 1 | Phase 1 Group 1 | Dry bottom wall-fired boiler | Coal |  | Wet Lime FGD | Low NOx Burner Technology (Dry Bottom only),Selective Catalytic Reduction | Electrostatic Precipitator |  | 1974-01-01 | Operating | 8300 | 3 (684) | 3944 3 | 684 | Y
WV | Mitchell (WV) | 3948 | 1 |  | 2023 | ARP, CSNOX, CSOSG2E, CSSO2G1, MATS | 608993 (Ended Apr 12, 2023), 610620 (Started Apr 12, 2023) | 3 | ECAR | Marshall County | WV051 | 51 | Electric Utility | 39.8297 | -80.8153 | Kentucky Power Company (Owner),Wheeling Power Company (Owner),Kentucky Power Company (Operator) | Table 1 | Phase 1 Group 1 | Dry bottom wall-fired boiler | Coal |  | Wet Limestone | Low NOx Burner Technology (Dry Bottom only),Selective Catalytic Reduction | Electrostatic Precipitator |  | 1971-05-31 | Operating | 7020 | 1 (816.3) | 3948 1 | 816.3 | Y
WV | Mitchell (WV) | 3948 | 2 |  | 2023 | ARP, CSNOX, CSOSG2E, CSSO2G1, MATS | 608993 (Ended Apr 12, 2023), 610620 (Started Apr 12, 2023) | 3 | ECAR | Marshall County | WV051 | 51 | Electric Utility | 39.8297 | -80.8153 | Kentucky Power Company (Owner),Wheeling Power Company (Owner),Kentucky Power Company (Operator) | Table 1 | Phase 1 Group 1 | Dry bottom wall-fired boiler | Coal |  | Wet Limestone | Low NOx Burner Technology (Dry Bottom only),Selective Catalytic Reduction | Electrostatic Precipitator |  | 1971-05-31 | Operating | 7020 | 2 (816.3) | 3948 2 | 816.3 | Y
WV | Mount Storm Power Station | 3954 | 1 | CS0 | 2023 | ARP, CSNOX, CSOSG2E, CSSO2G1, MATS | 1525 | 3 | SERC | Grant County | WV023 | 23 | Electric Utility | 39.2014 | -79.2667 | Virginia Electric & Power Company (Owner),Dominion Generation (Operator) | Table 1 | Phase 1 Group 1 | Tangentially-fired | Coal |  | Wet Limestone | Low NOx Burner Technology w/ Closed-coupled OFA,Selective Catalytic Reduction | Electrostatic Precipitator,Wet Scrubber |  | 1965-09-20 | Operating | 8500 | 1 (570.2) | 3954 1 | 570.2 | Y
WV | Mount Storm Power Station | 3954 | 2 | CS0 | 2023 | ARP, CSNOX, CSOSG2E, CSSO2G1, MATS | 1525 | 3 | SERC | Grant County | WV023 | 23 | Electric Utility | 39.2014 | -79.2667 | Virginia Electric & Power Company (Owner),Dominion Generation (Operator) | Table 1 | Phase 1 Group 1 | Tangentially-fired | Coal |  | Wet Limestone | Low NOx Burner Technology w/ Closed-coupled OFA,Selective Catalytic Reduction | Electrostatic Precipitator,Wet Scrubber |  | 1966-06-24 | Operating | 8500 | 2 (570.2) | 3954 2 | 570.2 | Y
WV | Mount Storm Power Station | 3954 | 3 |  | 2023 | ARP, CSNOX, CSOSG2E, CSSO2G1, MATS | 1525 | 3 | SERC | Grant County | WV023 | 23 | Electric Utility | 39.2014 | -79.2667 | Virginia Electric & Power Company (Owner),Dominion Generation (Operator) | Table 1 | Phase 1 Group 1 | Tangentially-fired | Coal |  | Wet Limestone | Low NOx Burner Technology w/ Closed-coupled OFA,Selective Catalytic Reduction | Wet Scrubber,Electrostatic Precipitator |  | 1973-12-08 | Operating | 6005 | 3 (522) | 3954 3 | 522 | Y
WI | Bay Front | 3982 | 1 |  | 2023 | ARP, CSNOX, CSOSG3, CSSO2G1 | 606333 | 5 | MAPP | Ashland County | WI003 | 3 | Electric Utility | 46.5869 | -90.9017 | Xcel Energy (Owner),Xcel Energy (Operator) | Phase 2 |  | Stoker | Wood | Coal, Pipeline Natural Gas |  | Other,Overfire Air,Selective Non-catalytic Reduction | Baghouse |  | 1954-07-01 | Operating | 350 | 5 (20), 4 (20), 6 (28) | 3982 1 | 34 | Y
WI | Bay Front | 3982 | 2 |  | 2023 | ARP, CSNOX, CSOSG3, CSSO2G1 | 606333 | 5 | MAPP | Ashland County | WI003 | 3 | Electric Utility | 46.5869 | -90.9017 | Xcel Energy (Owner),Xcel Energy (Operator) | Phase 2 |  | Stoker | Wood | Coal, Pipeline Natural Gas |  | Other,Overfire Air,Selective Non-catalytic Reduction | Baghouse | Halogenated PAC Sorbent Injection | 1952-07-01 | Operating | 342 | 6 (28), 4 (20), 5 (20) | 3982 2 | 34 | Y
WI | Fitchburg Generating Station | 3991 | 1 |  | 2023 | CSNOX, CSOSG3, CSSO2G1 | 605961 | 5 | MAPP | Dane County | WI025 | 25 | Electric Utility | 43.0149 | -89.4603 | Madison Gas & Electric Company (Owner),Madison Gas & Electric Company (Operator) |  |  | Combustion turbine | Pipeline Natural Gas | [5 empty] | 1973-05-01 | Operating | 365.9 | 1 (26.6) | 3991 1 | 26.6
WI | Fitchburg Generating Station | 3991 | 2 |  | 2023 | CSNOX, CSOSG3, CSSO2G1 | 605961 | 5 | MAPP | Dane County | WI025 | 25 | Electric Utility | 43.0149 | -89.4603 | Madison Gas & Electric Company (Owner),Madison Gas & Electric Company (Operator) |  |  | Combustion turbine | Pipeline Natural Gas | [5 empty] | 1973-05-01 | Operating | 365.9 | 2 (26.6) | 3991 2 | 26.6
WI | Blount Street | 3992 | 8 |  | 2023 | ARP, CSNOX, CSOSG3, CSSO2G1 | 605961 | 5 | MAIN | Dane County | WI025 | 25 | Electric Utility | 43.0792 | -89.3739 | Madison Gas & Electric Company (Owner),Madison Gas & Electric Company (Operator) | Phase 2 | Early Election | Dry bottom wall-fired boiler | Natural Gas | [5 empty] | 1957-06-01 | Operating | 675 | 6 (50) | 3992 8 | 50
WI | Blount Street | 3992 | 9 |  | 2023 | ARP, CSNOX, CSOSG3, CSSO2G1 | 605961 | 5 | MAIN | Dane County | WI025 | 25 | Electric Utility | 43.0792 | -89.3739 | Madison Gas & Electric Company (Owner),Madison Gas & Electric Company (Operator) | Phase 2 | Early Election | Dry bottom wall-fired boiler | Natural Gas |  |  | Other |  |  | 1961-07-01 | Operating | 688 | 7 (50) | 3992 9 | 50
WI | French Island | 4005 | 3 |  | 2023 | CSNOX, CSOSG3, CSSO2G1 | 608123 | 5 | MAPP | La Crosse County | WI063 | 63 | Electric Utility | 43.8298 | -91.26 | Northern States Power (Xcel Energy) (Owner),Northern States Power (Xcel Energy) (Operator) |  |  | Combustion turbine | Diesel Oil | [5 empty] | 1974-01-01 | Operating | 1087 | 3 (78.8) | 4005 3 | 78.8
WI | French Island | 4005 | 4 |  | 2023 | CSNOX, CSOSG3, CSSO2G1 | 608123 | 5 | MAPP | La Crosse County | WI063 | 63 | Electric Utility | 43.8298 | -91.26 | Northern States Power (Xcel Energy) (Owner),Northern States Power (Xcel Energy) (Operator) |  |  | Combustion turbine | Diesel Oil | [5 empty] | 1974-01-01 | Operating | 1012.9 | 4 (78.8) | 4005 4 | 78.8
WI | Wheaton Generating Plant | 4014 | 1 |  | 2023 | CSNOX, CSOSG3, CSSO2G1 | 606333 | 5 |  | Chippewa County | WI017 | 17 | Electric Utility | 44.8864 | -91.5158 | Northern States Power (Xcel Energy) (Owner),Northern States Power (Xcel Energy) (Operator) |  |  | Combustion turbine | Pipeline Natural Gas | Diesel Oil |  |  |  |  | 1972-01-01 | Operating | 867 | 1 (72) | 4014 1 | 72
WI | Wheaton Generating Plant | 4014 | 2 |  | 2023 | CSNOX, CSOSG3, CSSO2G1 | 606333 | 5 |  | Chippewa County | WI017 | 17 | Electric Utility | 44.8864 | -91.5158 | Northern States Power (Xcel Energy) (Owner),Northern States Power (Xcel Energy) (Operator) |  |  | Combustion turbine | Pipeline Natural Gas | Diesel Oil |  |  |  |  | 1972-01-01 | Operating | 867 | 2 (72) | 4014 2 | 72
WI | Wheaton Generating Plant | 4014 | 3 |  | 2023 | CSNOX, CSOSG3, CSSO2G1 | 606333 | 5 |  | Chippewa County | WI017 | 17 | Electric Utility | 44.8864 | -91.5158 | Northern States Power (Xcel Energy) (Owner),Northern States Power (Xcel Energy) (Operator) |  |  | Combustion turbine | Pipeline Natural Gas | Diesel Oil |  |  |  |  | 1972-01-01 | Operating | 867 | 3 (72) | 4014 3 | 72
WI | Wheaton Generating Plant | 4014 | 4 |  | 2023 | CSNOX, CSOSG3, CSSO2G1 | 606333 | 5 |  | Chippewa County | WI017 | 17 | Electric Utility | 44.8864 | -91.5158 | Northern States Power (Xcel Energy) (Owner),Northern States Power (Xcel Energy) (Operator) |  |  | Combustion turbine | Pipeline Natural Gas | Diesel Oil |  |  |  |  | 1972-01-01 | Operating | 867 | 4 (72) | 4014 4 | 72
WI | Wheaton Generating Plant | 4014 | 5 |  | 2023 | CSNOX, CSOSG3, CSSO2G1 | 606333 | 5 |  | Chippewa County | WI017 | 17 | Electric Utility | 44.8864 | -91.5158 | Northern States Power (Xcel Energy) (Owner),Northern States Power (Xcel Energy) (Operator) |  |  | Combustion turbine | Diesel Oil | [5 empty] | 1972-01-01 | Operating | 910 | 5 (81) | 4014 5 | 81
WI | Wheaton Generating Plant | 4014 | 6 |  | 2023 | CSNOX, CSOSG3, CSSO2G1 | 606333 | 5 |  | Chippewa County | WI017 | 17 | Electric Utility | 44.8864 | -91.5158 | Northern States Power (Xcel Energy) (Owner),Northern States Power (Xcel Energy) (Operator) |  |  | Combustion turbine | Diesel Oil | [5 empty] | 1972-01-01 | Operating | 910 | 6 (81) | 4014 6 | 81
WI | Port Washington Generating Station | 4040 | 11 |  | 2023 | ARP, CSNOX, CSOSG3, CSSO2G1 | 605792 (Ended Oct 02, 2023), 610765 (Started Oct 02, 2023) | 5 | MAIN | Ozaukee County | WI089 | 89 | Electric Utility | 43.3842 | -87.8689 | We Energies (Owner),We Energies (Operator) | Phase 2 |  | Combined cycle | Pipeline Natural Gas |  |  | Dry Low NOx Burners,Selective Catalytic Reduction |  |  | 2008-03-03 | Operating | 2400 | 1CT1 (167), ST1 (269) | 4040 11 | 301.5 | Y
WI | Port Washington Generating Station | 4040 | 12 |  | 2023 | ARP, CSNOX, CSOSG3, CSSO2G1 | 605792 (Ended Oct 02, 2023), 610765 (Started Oct 02, 2023) | 5 | MAIN | Ozaukee County | WI089 | 89 | Electric Utility | 43.3842 | -87.8689 | We Energies (Owner),We Energies (Operator) | Phase 2 |  | Combined cycle | Pipeline Natural Gas |  |  | Dry Low NOx Burners,Selective Catalytic Reduction |  |  | 2008-03-04 | Operating | 2400 | 1CT2 (167), ST1 (269) | 4040 12 | 301.5 | Y
WI | Port Washington Generating Station | 4040 | 21 |  | 2023 | ARP, CSNOX, CSOSG3, CSSO2G1 | 605792 (Ended Oct 02, 2023), 610765 (Started Oct 02, 2023) | 5 | MAIN | Ozaukee County | WI089 | 89 | Electric Utility | 43.3842 | -87.8689 | We Energies (Owner),We Energies (Operator) | Phase 2 |  | Combined cycle | Pipeline Natural Gas |  |  | Dry Low NOx Burners,Selective Catalytic Reduction |  |  | 2005-07-01 | Operating | 2400 | 2CT1 (155), ST2 (269) | 4040 21 | 289.5 | Y
WI | Port Washington Generating Station | 4040 | 22 |  | 2023 | ARP, CSNOX, CSOSG3, CSSO2G1 | 605792 (Ended Oct 02, 2023), 610765 (Started Oct 02, 2023) | 5 | MAIN | Ozaukee County | WI089 | 89 | Electric Utility | 43.3842 | -87.8689 | We Energies (Owner),We Energies (Operator) | Phase 2 |  | Combined cycle | Pipeline Natural Gas |  |  | Dry Low NOx Burners,Selective Catalytic Reduction |  |  | 2005-07-01 | Operating | 2400 | 2CT2 (155), ST2 (269) | 4040 22 | 289.5 | Y
WI | South Oak Creek | 4041 | 5 | CS1 | 2023 | ARP, CSNOX, CSOSG3, CSSO2G1, MATS | 605792 (Ended Oct 02, 2023), 610765 (Started Oct 02, 2023) | 5 | MAIN | Milwaukee County | WI079 | 79 | Electric Utility | 42.8457 | -87.8294 | Wisconsin Electric Power Company (Owner),Wisconsin Electric Power Company (Operator) | Table 1 | Phase 1 Group 1 | Dry bottom wall-fired boiler | Coal | Pipeline Natural Gas | Wet Limestone | Selective Catalytic Reduction | Electrostatic Precipitator,Wet Scrubber |  | 1959-12-01 | Operating | 3661 | 5 (275) | 4041 5 | 275 | Y
WI | South Oak Creek | 4041 | 6 | CS1 | 2023 | ARP, CSNOX, CSOSG3, CSSO2G1, MATS | 605792 (Ended Oct 02, 2023), 610765 (Started Oct 02, 2023) | 5 | MAIN | Milwaukee County | WI079 | 79 | Electric Utility | 42.8457 | -87.8294 | Wisconsin Electric Power Company (Owner),Wisconsin Electric Power Company (Operator) | Table 1 | Phase 1 Group 1 | Dry bottom wall-fired boiler | Coal | Pipeline Natural Gas | Wet Limestone | Selective Catalytic Reduction | Electrostatic Precipitator,Wet Scrubber |  | 1961-11-01 | Operating | 2965 | 6 (275) | 4041 6 | 275 | Y
WI | South Oak Creek | 4041 | 7 | CS2 | 2023 | ARP, CSNOX, CSOSG3, CSSO2G1, MATS | 605792 (Ended Oct 02, 2023), 610765 (Started Oct 02, 2023) | 5 | MAIN | Milwaukee County | WI079 | 79 | Electric Utility | 42.8457 | -87.8294 | Wisconsin Electric Power Company (Owner),Wisconsin Electric Power Company (Operator) | Table 1 | Phase 1 Group 1 | Tangentially-fired | Coal | Pipeline Natural Gas | Wet Limestone | Low NOx Burner Technology w/ Closed-coupled/Separated OFA,Selective Catalytic Reduction | Electrostatic Precipitator,Wet Scrubber |  | 1965-03-01 | Operating | 4311 | 7 (317.6) | 4041 7 | 317.6 | Y
WI | South Oak Creek | 4041 | 8 | CS2 | 2023 | ARP, CSNOX, CSOSG3, CSSO2G1, MATS | 605792 (Ended Oct 02, 2023), 610765 (Started Oct 02, 2023) | 5 | MAIN | Milwaukee County | WI079 | 79 | Electric Utility | 42.8457 | -87.8294 | Wisconsin Electric Power Company (Owner),Wisconsin Electric Power Company (Operator) | Table 1 | Phase 1 Group 1 | Tangentially-fired | Coal | Pipeline Natural Gas | Wet Limestone | Low NOx Burner Technology w/ Closed-coupled/Separated OFA,Selective Catalytic Reduction | Electrostatic Precipitator,Wet Scrubber |  | 1967-10-01 | Operating | 4014 | 8 (324) | 4041 8 | 324 | Y
WI | Valley (WEPCO) | 4042 | 1 | CS1 | 2023 | ARP, CSNOX, CSOSG3, CSSO2G1 | 605792 (Ended Oct 02, 2023), 610765 (Started Oct 02, 2023) | 5 | MAIN | Milwaukee County | WI079 | 79 | Electric Utility | 43.0303 | -87.9233 | Wisconsin Electric Power Company (Owner),Wisconsin Electric Power Company (Operator) | Phase 2 | Phase 1 Group 1 | Dry bottom wall-fired boiler | Pipeline Natural Gas |  |  | Low NOx Burner Technology (Dry Bottom only) |  |  | 1968-06-01 | Operating | 1000 | 1 (136) | 4042 1 | 136
WI | Valley (WEPCO) | 4042 | 2 | CS1 | 2023 | ARP, CSNOX, CSOSG3, CSSO2G1 | 605792 (Ended Oct 02, 2023), 610765 (Started Oct 02, 2023) | 5 | MAIN | Milwaukee County | WI079 | 79 | Electric Utility | 43.0303 | -87.9233 | Wisconsin Electric Power Company (Owner),Wisconsin Electric Power Company (Operator) | Phase 2 | Phase 1 Group 1 | Dry bottom wall-fired boiler | Pipeline Natural Gas |  |  | Low NOx Burner Technology (Dry Bottom only) |  |  | 1968-06-01 | Operating | 959 | 1 (136) | 4042 2 | 136
WI | Valley (WEPCO) | 4042 | 3 | CS2 | 2023 | ARP, CSNOX, CSOSG3, CSSO2G1 | 605792 (Ended Oct 02, 2023), 610765 (Started Oct 02, 2023) | 5 | MAIN | Milwaukee County | WI079 | 79 | Electric Utility | 43.0303 | -87.9233 | Wisconsin Electric Power Company (Owner),Wisconsin Electric Power Company (Operator) | Phase 2 | Phase 1 Group 1 | Dry bottom wall-fired boiler | Pipeline Natural Gas |  |  | Low NOx Burner Technology (Dry Bottom only) |  |  | 1969-03-01 | Operating | 1192 | 2 (136) | 4042 3 | 136
WI | Valley (WEPCO) | 4042 | 4 | CS2 | 2023 | ARP, CSNOX, CSOSG3, CSSO2G1 | 605792 (Ended Oct 02, 2023), 610765 (Started Oct 02, 2023) | 5 | MAIN | Milwaukee County | WI079 | 79 | Electric Utility | 43.0303 | -87.9233 | Wisconsin Electric Power Company (Owner),Wisconsin Electric Power Company (Operator) | Phase 2 | Phase 1 Group 1 | Dry bottom wall-fired boiler | Pipeline Natural Gas |  |  | Low NOx Burner Technology (Dry Bottom only) |  |  | 1969-03-01 | Operating | 1013 | 2 (136) | 4042 4 | 136
WI | Edgewater (4050) | 4050 | 5 |  | 2023 | ARP, CSNOX, CSOSG3, CSSO2G1, MATS | 608055 | 5 | MAIN | Sheboygan County | WI117 | 117 | Electric Utility | 43.715 | -87.7094 | Wisconsin Power & Light Company (Owner),Wisconsin Power & Light Company (Operator) | Phase 2 | Early Election | Dry bottom wall-fired boiler | Coal |  | Dry Lime FGD | Low NOx Burner Technology w/ Overfire Air,Selective Catalytic Reduction | Electrostatic Precipitator,Baghouse | Additives to Enhance PAC and Existing Equipment Performance | 1985-03-01 | Operating | 5424 | 5 (380) | 4050 5 | 380 | Y
WI | Pulliam | 4072 | 32 |  | 2023 | ARP, CSNOX, CSOSG3, CSSO2G1 | 605792 (Ended Oct 02, 2023), 610765 (Started Oct 02, 2023) | 5 | MAIN | Brown County | WI009 | 9 | Electric Utility | 44.5397 | -88.0083 | Wisconsin Public Service Corporation (Owner),Wisconsin Public Service Corporation (Operator) | Phase 2 |  | Combustion turbine | Pipeline Natural Gas |  |  | Dry Low NOx Burners |  |  | 2003-05-01 | Operating | 1241 | 31 (91) | 4072 32 | 91
WI | West Marinette | 4076 | **33 |  | 2023 | ARP, CSNOX, CSOSG3, CSSO2G1 | 605792 (Ended Oct 02, 2023), 610765 (Started Oct 02, 2023) | 5 | MAIN | Marinette County | WI075 | 75 | Electric Utility | 45.0869 | -87.6881 | Wisconsin Public Service Corporation (Owner),Wisconsin Public Service Corporation (Operator) | Phase 2 |  | Combustion turbine | Pipeline Natural Gas |  |  | Water Injection |  |  | 1993-04-01 | Operating | 1274.3 | 33 (83.5) | 4076 **33 | 83.5
WI | West Marinette | 4076 | **34 |  | 2023 | ARP, CSNOX, CSOSG3, CSSO2G1 | 605792 (Ended Oct 02, 2023), 610765 (Started Oct 02, 2023) | 5 | MAIN | Marinette County | WI075 | 75 | Electric Utility | 45.0869 | -87.6881 | Madison Gas & Electric Company (Owner),Wisconsin Public Service Corporation (Operator) | Phase 2 |  | Combustion turbine | Pipeline Natural Gas | Diesel Oil |  | Dry Low NOx Burners,Water Injection |  |  | 2000-04-26 | Operating | 1231.8 | 34 (90) | 4076 **34 | 90
WI | West Marinette | 4076 | 31A |  | 2023 | CSNOX, CSOSG3, CSSO2G1 | 605792 (Ended Oct 02, 2023), 610765 (Started Oct 02, 2023) | 5 | MAIN | Marinette County | WI075 | 75 | Electric Utility | 45.0869 | -87.6881 | Wisconsin Public Service Corporation (Owner),Wisconsin Public Service Corporation (Operator) |  |  | Combustion turbine | Pipeline Natural Gas | [5 empty] | 1971-05-27 | Operating | 353 | 31 (41.9) | 4076 31A | 41.9
WI | West Marinette | 4076 | 31B |  | 2023 | CSNOX, CSOSG3, CSSO2G1 | 605792 (Ended Oct 02, 2023), 610765 (Started Oct 02, 2023) | 5 | MAIN | Marinette County | WI075 | 75 | Electric Utility | 45.0869 | -87.6881 | Wisconsin Public Service Corporation (Owner),Wisconsin Public Service Corporation (Operator) |  |  | Combustion turbine | Pipeline Natural Gas | [5 empty] | 1971-05-27 | Operating | 353 | 31 (41.9) | 4076 31B | 41.9
WI | West Marinette | 4076 | 32A |  | 2023 | CSNOX, CSOSG3, CSSO2G1 | 605792 (Ended Oct 02, 2023), 610765 (Started Oct 02, 2023) | 5 | MAIN | Marinette County | WI075 | 75 | Electric Utility | 45.0869 | -87.6881 | Wisconsin Public Service Corporation (Owner),Wisconsin Public Service Corporation (Operator) |  |  | Combustion turbine | Pipeline Natural Gas | [5 empty] | 1973-04-03 | Operating | 353 | 32 (41.9) | 4076 32A | 41.9
WI | West Marinette | 4076 | 32B |  | 2023 | CSNOX, CSOSG3, CSSO2G1 | 605792 (Ended Oct 02, 2023), 610765 (Started Oct 02, 2023) | 5 | MAIN | Marinette County | WI075 | 75 | Electric Utility | 45.0869 | -87.6881 | Wisconsin Public Service Corporation (Owner),Wisconsin Public Service Corporation (Operator) |  |  | Combustion turbine | Pipeline Natural Gas | [5 empty] | 1973-04-03 | Operating | 353 | 32 (41.9) | 4076 32B | 41.9
WI | Weston | 4078 | 2 |  | 2023 | ARP, CSNOX, CSSO2G1 | 605792 (Ended Oct 02, 2023), 610765 (Started Oct 02, 2023) | 5 | MAIN | Marathon County | WI073 | 73 | Electric Utility | 44.8606 | -89.6553 | Wisconsin Public Service Corporation (Owner),Wisconsin Public Service Corporation (Operator) | Phase 2 | Phase 1 Group 1 | Dry bottom wall-fired boiler | Pipeline Natural Gas |  |  | Overfire Air | Electrostatic Precipitator |  | 1960-01-01 | Operating (Retired 02/07/2023) | 1319 | 2 (75) | 4078 2 | 75
WI | Weston | 4078 | 3 |  | 2023 | ARP, CSNOX, CSOSG3, CSSO2G1, MATS | 605792 (Ended Oct 02, 2023), 610765 (Started Oct 02, 2023) | 5 | MAIN | Marathon County | WI073 | 73 | Electric Utility | 44.8606 | -89.6553 | Wisconsin Public Service Corporation (Owner),Wisconsin Public Service Corporation (Operator) | Phase 2 | Phase 1 Group 1 | Tangentially-fired | Coal | Natural Gas | Other | Low NOx Burner Technology w/ Separated OFA,Low NOx Burner Technology w/ Closed-coupled OFA | Baghouse | Regenerative Activated Coke Technology | 1981-12-23 | Operating | 4509 | 3 (321.6) | 4078 3 | 321.6
WI | Weston | 4078 | 4 |  | 2023 | ARP, CSNOX, CSOSG3, CSSO2G1, MATS | 605792 (Ended Oct 02, 2023), 610765 (Started Oct 02, 2023) | 5 | MAIN | Marathon County | WI073 | 73 | Electric Utility | 44.8606 | -89.6553 | Wisconsin Public Service Corporation (Owner),Dairyland Power Cooperative (Owner),Wisconsin Public Service Corporation (Operator) | Phase 2 |  | Dry bottom wall-fired boiler | Coal | Natural Gas | Dry Lime FGD | Selective Catalytic Reduction | Baghouse | Additives to Enhance PAC and Existing Equipment Performance,Untreated PAC Sorbent Injection | 2008-03-20 | Operating | 5217 | 4 (595) | 4078 4 | 595 | Y
WI | Weston | 4078 | 32A |  | 2023 | CSNOX, CSOSG3, CSSO2G1 | 605792 (Ended Oct 02, 2023), 610765 (Started Oct 02, 2023) | 5 | MAIN | Marathon County | WI073 | 73 | Electric Utility | 44.8606 | -89.6553 | Wisconsin Public Service Corporation (Owner),Wisconsin Public Service Corporation (Operator) |  |  | Combustion turbine | Pipeline Natural Gas | [5 empty] | 1973-05-25 | Operating (Retired 07/27/2023) | 434 | 32 (51) | 4078 32A | 51
WI | Weston | 4078 | 32B |  | 2023 | CSNOX, CSOSG3, CSSO2G1 | 605792 (Ended Oct 02, 2023), 610765 (Started Oct 02, 2023) | 5 | MAIN | Marathon County | WI073 | 73 | Electric Utility | 44.8606 | -89.6553 | Wisconsin Public Service Corporation (Owner),Wisconsin Public Service Corporation (Operator) |  |  | Combustion turbine | Pipeline Natural Gas | [5 empty] | 1973-05-25 | Operating (Retired 07/27/2023) | 434 | 32 (51) | 4078 32B | 51
WI | Manitowoc | 4125 | 8 |  | 2023 | ARP, CSNOX, CSOSG3, CSSO2G1 | 608629 | 5 | MAIN | Manitowoc County | WI071 | 71 | Electric Utility | 44.082 | -87.6558 | Manitowoc Public Utilities (Owner),Manitowoc Public Utilities (Operator) | Phase 2 |  | Circulating fluidized bed boiler | Petroleum Coke | Coal, Other Solid Fuel | Fluidized Bed Limestone Injection |  | Baghouse |  | 1990-07-14 | Operating | 320.8 | 4 (10), 6 (32), 5 (22) | 4125 8 | 64
WI | Manitowoc | 4125 | 9 |  | 2023 | ARP, CSNOX, CSOSG3, CSSO2G1, MATS | 608629 | 5 | MAIN | Manitowoc County | WI071 | 71 | Electric Utility | 44.082 | -87.6558 | Manitowoc Public Utilities (Owner),Manitowoc Public Utilities (Operator) | Phase 2 |  | Circulating fluidized bed boiler | Petroleum Coke | Coal | Fluidized Bed Limestone Injection | Selective Non-catalytic Reduction | Baghouse |  | 2005-09-10 | Operating | 764 | 9 (63.4) | 4125 9 | 63.4 | Y
WY | Dave Johnston | 4158 | BW41 |  | 2023 | ARP, MATS | 608875 | 8 | WECC | Converse County | WY009 | 9 | Electric Utility | 42.8378 | -105.7769 | Pacificorp (Owner),Pacificorp (Operator) | Phase 2 | Early Election | Dry bottom wall-fired boiler | Coal |  |  |  | Electrostatic Precipitator | Halogenated PAC Sorbent Injection | 1958-11-08 | Operating | 1674 | 1 (106) | 4158 BW41 | 106
WY | Dave Johnston | 4158 | BW42 |  | 2023 | ARP, MATS | 608875 | 8 | WECC | Converse County | WY009 | 9 | Electric Utility | 42.8378 | -105.7769 | Pacificorp (Owner),Pacificorp (Operator) | Phase 2 | Early Election | Dry bottom wall-fired boiler | Coal |  |  |  | Electrostatic Precipitator | Halogenated PAC Sorbent Injection | 1960-10-01 | Operating | 1672 | 2 (106) | 4158 BW42 | 106
WY | Dave Johnston | 4158 | BW43 |  | 2023 | ARP, MATS | 608875 | 8 | WECC | Converse County | WY009 | 9 | Electric Utility | 42.8378 | -105.7769 | Pacificorp (Owner),Pacificorp (Operator) | Phase 2 | Phase 2 Group 2 | Dry bottom wall-fired boiler | Coal |  | Dry Lime FGD | Low NOx Burner Technology w/ Overfire Air | Baghouse | Additives to Enhance PAC and Existing Equipment Performance,Untreated PAC Sorbent Injection | 1964-09-12 | Operating | 3349 | 3 (220) | 4158 BW43 | 220
WY | Dave Johnston | 4158 | BW44 |  | 2023 | ARP, MATS | 608875 | 8 | WECC | Converse County | WY009 | 9 | Electric Utility | 42.8378 | -105.7769 | Pacificorp (Owner),Pacificorp (Operator) | Phase 2 | Phase 2 Group 1 | Tangentially-fired | Coal |  | Dry Lime FGD | Low NOx Burner Technology w/ Separated OFA | Baghouse | Additives to Enhance PAC and Existing Equipment Performance,Untreated PAC Sorbent Injection | 1972-01-01 | Operating | 4700 | 4 (330) | 4158 BW44 | 330
WY | Naughton | 4162 | 1 |  | 2023 | ARP, MATS | 608875 | 8 | WECC | Lincoln County | WY023 | 23 | Electric Utility | 41.7572 | -110.5986 | Pacificorp (Owner),Pacificorp (Operator) | Phase 2 | Phase 2 Group 1 | Tangentially-fired | Coal | Pipeline Natural Gas | Sodium Based | Low NOx Burner Technology w/ Separated OFA | Electrostatic Precipitator | Additives to Enhance PAC and Existing Equipment Performance | 1963-05-15 | Operating | 2958 | 1 (160) | 4162 1 | 160
WY | Naughton | 4162 | 2 |  | 2023 | ARP, MATS | 608875 | 8 | WECC | Lincoln County | WY023 | 23 | Electric Utility | 41.7572 | -110.5986 | Pacificorp (Owner),Pacificorp (Operator) | Phase 2 | Phase 2 Group 1 | Tangentially-fired | Coal | Pipeline Natural Gas | Sodium Based | Low NOx Burner Technology w/ Separated OFA | Electrostatic Precipitator | Additives to Enhance PAC and Existing Equipment Performance | 1968-10-15 | Operating | 2852 | 2 (210) | 4162 2 | 210
WY | Naughton | 4162 | 3 |  | 2023 | ARP | 608875 | 8 | WECC | Lincoln County | WY023 | 23 | Electric Utility | 41.7572 | -110.5986 | Pacificorp (Owner),Pacificorp (Operator) | Phase 2 | Phase 2 Group 1 | Tangentially-fired | Pipeline Natural Gas |  |  | Low NOx Burner Technology w/ Separated OFA |  |  | 1971-10-01 | Operating | 3250 | 3 (330) | 4162 3 | 330
TX | Power Lane Steam Plant | 4195 | 2 |  | 2023 | ARP, CSOSG2 | 606736 | 6 |  | Hunt County | TX231 | 231 | Electric Utility | 33.1707 | -96.1264 | Greenville Electric Utility System (Owner),Greenville Electric Utility System (Operator) | Phase 2 |  | Dry bottom wall-fired boiler | Pipeline Natural Gas | Diesel Oil |  |  |  |  | 1969-01-01 | Operating | 324 | ST2 (25) | 4195 2 | 25
TX | Power Lane Steam Plant | 4195 | 3 |  | 2023 | ARP, CSOSG2 | 606736 | 6 |  | Hunt County | TX231 | 231 | Electric Utility | 33.1707 | -96.1264 | Greenville Electric Utility System (Owner),Greenville Electric Utility System (Operator) | Phase 2 |  | Dry bottom wall-fired boiler | Pipeline Natural Gas | Diesel Oil |  |  |  |  | 1977-05-01 | Operating | 493 | ST3 (43.2) | 4195 3 | 43.2
TX | Spencer | 4266 | 4 |  | 2023 | ARP, CSOSG2 | 604841 | 6 | ERCOT | Denton County | TX121 | 121 | Electric Utility | 33.1978 | -97.1067 | Garland Power and Light, City of Garland (Owner),Garland Power and Light, City of Garland (Operator) | Phase 2 |  | Dry bottom wall-fired boiler | Pipeline Natural Gas |  |  | Low NOx Burner Technology (Dry Bottom only) |  |  | 1966-04-01 | Operating | 800 | 4 (61) | 4266 4 | 61
TX | Spencer | 4266 | 5 |  | 2023 | ARP, CSOSG2 | 604841 | 6 | ERCOT | Denton County | TX121 | 121 | Electric Utility | 33.1978 | -97.1067 | Garland Power and Light, City of Garland (Owner),Garland Power and Light, City of Garland (Operator) | Phase 2 |  | Dry bottom wall-fired boiler | Pipeline Natural Gas |  |  | Low NOx Burner Technology (Dry Bottom only) |  |  | 1973-02-01 | Operating | 800 | 5 (65) | 4266 5 | 65
WI | J P Madgett | 4271 | B1 |  | 2023 | ARP, CSNOX, CSOSG3, CSSO2G1, MATS | 606455 | 5 | MAPP | Buffalo County | WI011 | 11 | Electric Utility | 44.3026 | -91.9126 | Dairyland Power Cooperative (Owner),Dairyland Power Cooperative (Operator) | Phase 2 | Phase 1 Group 1 | Dry bottom turbo-fired boiler | Coal |  | Dry Sorbent Injection | Low NOx Burner Technology (Dry Bottom only),Selective Catalytic Reduction | Baghouse,Electrostatic Precipitator | Halogenated PAC Sorbent Injection | 1979-11-25 | Operating | 4983.2 | 1 (387) | 4271 B1 | 387 | Y
TX | T C Ferguson Power Plant | 4937 | CT-1 |  | 2023 | ARP, CSOSG2 | 605940 | 6 | ERCOT | Llano County | TX299 | 299 | Electric Utility | 30.558 | -98.3705 | Lower Colorado River Authority (Owner),Lower Colorado River Authority (Operator) | Phase 2 |  | Combined cycle | Pipeline Natural Gas |  |  | Dry Low NOx Burners,Ammonia Injection,Selective Catalytic Reduction |  |  | 2014-03-29 | Operating | 2320 | STG (204), CT-1 (185.3) | 4937 CT-1 | 287.3 | Y
TX | T C Ferguson Power Plant | 4937 | CT-2 |  | 2023 | ARP, CSOSG2 | 605940 | 6 | ERCOT | Llano County | TX299 | 299 | Electric Utility | 30.558 | -98.3705 | Lower Colorado River Authority (Owner),Lower Colorado River Authority (Operator) | Phase 2 |  | Combined cycle | Pipeline Natural Gas |  |  | Dry Low NOx Burners,Ammonia Injection,Selective Catalytic Reduction |  |  | 2014-03-16 | Operating | 2000 | CT-2 (185.3), STG (204) | 4937 CT-2 | 287.3 | Y
TX | Barney M. Davis | 4939 | 1 |  | 2023 | ARP, CSOSG2 | 606332 | 6 | ERCOT | Nueces County | TX355 | 355 | Electric Utility | 27.6067 | -97.3119 | Barney Davis LLC (Owner),Barney Davis LLC (Operator) | Phase 2 |  | Tangentially-fired | Pipeline Natural Gas | [5 empty] | 1974-06-30 | Operating | 3800 | 1 (352) | 4939 1 | 352
TX | Barney M. Davis | 4939 | 3 |  | 2023 | ARP, CSOSG2 | 606332 | 6 | ERCOT | Nueces County | TX355 | 355 | Electric Utility | 27.6067 | -97.3119 | Barney Davis LLC (Owner),Barney Davis LLC (Operator) | Phase 2 |  | Combined cycle | Pipeline Natural Gas |  |  | Selective Catalytic Reduction |  |  | 2009-10-22 | Operating | 2606 | 3 (172), 2 (351) | 4939 3 | 347.5 | Y
TX | Barney M. Davis | 4939 | 4 |  | 2023 | ARP, CSOSG2 | 606332 | 6 | ERCOT | Nueces County | TX355 | 355 | Electric Utility | 27.6067 | -97.3119 | Barney Davis LLC (Owner),Barney Davis LLC (Operator) | Phase 2 |  | Combined cycle | Pipeline Natural Gas |  |  | Selective Catalytic Reduction |  |  | 2009-11-04 | Operating | 4494.3 | 4 (172), 2 (351) | 4939 4 | 347.5 | Y
OK | Riverside (4940) | 4940 | 1501 |  | 2023 | ARP, CSOSG2 | 608993 (Ended Apr 12, 2023), 610620 (Started Apr 12, 2023) | 6 | SPP | Tulsa County | OK143 | 143 | Electric Utility | 35.9978 | -95.9567 | Public Service Company of Oklahoma (Owner),Public Service Company of Oklahoma (Operator) | Phase 2 |  | Dry bottom wall-fired boiler | Pipeline Natural Gas | [5 empty] | 1974-06-30 | Operating | 4684 | 1 (457) | 4940 1501 | 457
OK | Riverside (4940) | 4940 | 1502 |  | 2023 | ARP, CSOSG2 | 608993 (Ended Apr 12, 2023), 610620 (Started Apr 12, 2023) | 6 | SPP | Tulsa County | OK143 | 143 | Electric Utility | 35.9978 | -95.9567 | Public Service Company of Oklahoma (Owner),Public Service Company of Oklahoma (Operator) | Phase 2 |  | Dry bottom wall-fired boiler | Pipeline Natural Gas | [5 empty] | 1976-06-30 | Operating | 4766 | 2 (460) | 4940 1502 | 460
OK | Riverside (4940) | 4940 | 1503 |  | 2023 | ARP, CSOSG2 | 608993 (Ended Apr 12, 2023), 610620 (Started Apr 12, 2023) | 6 | SPP | Tulsa County | OK143 | 143 | Electric Utility | 35.9978 | -95.9567 | Public Service Company of Oklahoma (Owner),Public Service Company of Oklahoma (Operator) | Phase 2 |  | Combustion turbine | Pipeline Natural Gas |  |  | Combustion Modification/Fuel Reburning |  |  | 2008-03-12 | Operating | 1150 | 3 (89) | 4940 1503 | 89
OK | Riverside (4940) | 4940 | 1504 |  | 2023 | ARP, CSOSG2 | 608993 (Ended Apr 12, 2023), 610620 (Started Apr 12, 2023) | 6 | SPP | Tulsa County | OK143 | 143 | Electric Utility | 35.9978 | -95.9567 | Public Service Company of Oklahoma (Owner),Public Service Company of Oklahoma (Operator) | Phase 2 |  | Combustion turbine | Pipeline Natural Gas |  |  | Combustion Modification/Fuel Reburning |  |  | 2008-02-28 | Operating | 1150 | 4 (89) | 4940 1504 | 89
NJ | Cumberland Energy Center | 5083 | 4001 |  | 2023 | CSNOX, CSOSG3, CSSO2G1, RGGI | 1277 | 2 |  | Cumberland County | NJ011 | 11 | Electric Utility | 39.3757 | -74.9654 | Conectiv Atlantic Generation, LLC (Owner),Conectiv Atlantic Generation, LLC (Operator) |  |  | Combustion turbine | Pipeline Natural Gas | Diesel Oil |  | Water Injection |  |  | 1990-05-31 | Operating | 1214 | CUMB (99.4) | 5083 4001 | 99.4
NJ | Cumberland Energy Center | 5083 | 5001 |  | 2023 | ARP, CSNOX, CSOSG3, CSSO2G1, RGGI | 1277 | 2 |  | Cumberland County | NJ011 | 11 | Electric Utility | 39.3757 | -74.9654 | Calpine New Jersey Generation, LLC (Owner),Calpine Operating Services Company, Inc. (Operator) | Phase 2 |  | Combustion turbine | Pipeline Natural Gas | Diesel Oil |  | Water Injection,Selective Catalytic Reduction |  |  | 2009-05-07 | Operating | 1150 | CUMB2 (103) | 5083 5001 | 103 | Y
AL | James H Miller Jr | 6002 | 1 |  | 2023 | ARP, CSNOX, CSOSG2, CSSO2G2, MATS | 605449 | 4 | SERC | Jefferson County | AL073 | 73 | Electric Utility | 33.6319 | -87.0597 | Alabama Electric Cooperative, Inc. (Owner),Alabama Power Company (Owner),Alabama Power Company (Operator) | Phase 2 | Phase 2 Group 1 | Dry bottom wall-fired boiler | Coal | Diesel Oil, Pipeline Natural Gas | Wet Limestone | Selective Catalytic Reduction,Low NOx Burner Technology (Dry Bottom only) | Electrostatic Precipitator | Catalyst (gold, palladium, or other) used to oxidize mercury | 1978-10-12 | Operating | 11845 | 1 (705.5) | 6002 1 | 705.5 | Y
AL | James H Miller Jr | 6002 | 2 |  | 2023 | ARP, CSNOX, CSOSG2, CSSO2G2, MATS | 605449 | 4 | SERC | Jefferson County | AL073 | 73 | Electric Utility | 33.6319 | -87.0597 | Alabama Electric Cooperative, Inc. (Owner),Alabama Power Company (Owner),Alabama Power Company (Operator) | Phase 2 | Phase 2 Group 1 | Dry bottom wall-fired boiler | Coal | Diesel Oil, Pipeline Natural Gas | Wet Limestone | Selective Catalytic Reduction,Low NOx Burner Technology (Dry Bottom only) | Electrostatic Precipitator | Catalyst (gold, palladium, or other) used to oxidize mercury | 1985-05-01 | Operating | 10117 | 2 (705.5) | 6002 2 | 705.5 | Y
AL | James H Miller Jr | 6002 | 3 |  | 2023 | ARP, CSNOX, CSOSG2, CSSO2G2, MATS | 605449 | 4 | SERC | Jefferson County | AL073 | 73 | Electric Utility | 33.6319 | -87.0597 | Alabama Power Company (Owner),Alabama Power Company (Operator) | Phase 2 | Phase 2 Group 1 | Dry bottom wall-fired boiler | Coal | Diesel Oil, Pipeline Natural Gas | Wet Limestone | Selective Catalytic Reduction,Low NOx Burner Technology (Dry Bottom only) | Electrostatic Precipitator | Catalyst (gold, palladium, or other) used to oxidize mercury | 1989-05-01 | Operating | 10975 | 3 (705.5) | 6002 3 | 705.5 | Y
AL | James H Miller Jr | 6002 | 4 |  | 2023 | ARP, CSNOX, CSOSG2, CSSO2G2, MATS | 605449 | 4 | SERC | Jefferson County | AL073 | 73 | Electric Utility | 33.6319 | -87.0597 | Alabama Power Company (Owner),Alabama Power Company (Operator) | Phase 2 | Phase 2 Group 1 | Dry bottom wall-fired boiler | Coal | Diesel Oil, Pipeline Natural Gas | Wet Limestone | Selective Catalytic Reduction,Low NOx Burner Technology (Dry Bottom only) | Electrostatic Precipitator | Catalyst (gold, palladium, or other) used to oxidize mercury | 1991-03-05 | Operating | 11520 | 4 (705.5) | 6002 4 | 705.5 | Y
WV | Pleasants Power Station | 6004 | 1 |  | 2023 | ARP, CSNOX, CSOSG2E, CSSO2G1, MATS | 609711 (Ended Aug 01, 2023), 610739 (Started Aug 01, 2023)(Ended Sep 06, 2023), 607881 (Started Sep 06, 2023), 603196 (Started Sep 06, 2023)(Ended Sep 06, 2023) | 3 |  | Pleasants County | WV073 | 73 | Electric Utility | 39.3668 | -81.2944 | Pleasants LLC (Owner) (Ended Aug 01, 2023),ETEM Remediation Two LLC (Owner) (Started Aug 01, 2023),Pleasants LLC (Operator) (Ended Aug 01, 2023),ETEM Remediation Two LLC (Operator) (Started Aug 01, 2023) | Phase 2 | Phase 1 Group 1 | Dry bottom wall-fired boiler | Coal |  | Wet Lime FGD | Low NOx Burner Technology (Dry Bottom only),Selective Catalytic Reduction | Electrostatic Precipitator |  | 1979-01-01 | Operating | 8055 | 1 (684) | 6004 1 | 684 | Y
WV | Pleasants Power Station | 6004 | 2 |  | 2023 | ARP, CSNOX, CSOSG2E, CSSO2G1, MATS | 609711 (Ended Aug 01, 2023), 610739 (Started Aug 01, 2023)(Ended Sep 06, 2023), 607881 (Started Sep 06, 2023), 603196 (Started Sep 06, 2023)(Ended Sep 06, 2023) | 3 |  | Pleasants County | WV073 | 73 | Electric Utility | 39.3668 | -81.2944 | Pleasants LLC (Owner) (Ended Aug 01, 2023),ETEM Remediation Two LLC (Owner) (Started Aug 01, 2023),Pleasants LLC (Operator) (Ended Aug 01, 2023),ETEM Remediation Two LLC (Operator) (Started Aug 01, 2023) | Phase 2 | Phase 1 Group 1 | Dry bottom wall-fired boiler | Coal |  | Wet Lime FGD | Low NOx Burner Technology (Dry Bottom only),Selective Catalytic Reduction | Electrostatic Precipitator |  | 1980-01-01 | Operating | 8800 | 2 (684) | 6004 2 | 684 | Y
AR | White Bluff | 6009 | 1 |  | 2023 | ARP, CSOSG2, MATS | 609775 (Ended Mar 31, 2023), 610584 (Started Mar 31, 2023) | 6 | SPP | Jefferson County | AR069 | 69 | Electric Utility | 34.4236 | -92.1392 | Arkansas Electric Cooperative Corporation (Owner),City of Jonesboro (Owner),Conway Corporation (Owner),West Memphis Utilities (Owner),Entergy Corporation (Owner),Entergy Corporation (Operator) | Phase 2 | Early Election | Tangentially-fired | Coal | Residual Oil |  | Low NOx Burner Technology w/ Separated OFA | Electrostatic Precipitator | Additives to Enhance PAC and Existing Equipment Performance | 1980-08-22 | Operating | 9950 | 1 (850) | 6009 1 | 850
AR | White Bluff | 6009 | 2 |  | 2023 | ARP, CSOSG2, MATS | 609775 (Ended Mar 31, 2023), 610584 (Started Mar 31, 2023) | 6 | SPP | Jefferson County | AR069 | 69 | Electric Utility | 34.4236 | -92.1392 | Arkansas Electric Cooperative Corporation (Owner),City of Jonesboro (Owner),Conway Corporation (Owner),West Memphis Utilities (Owner),Entergy Corporation (Owner),Entergy Corporation (Operator) | Phase 2 | Early Election | Tangentially-fired | Coal | Residual Oil |  | Low NOx Burner Technology w/ Separated OFA | Electrostatic Precipitator | Additives to Enhance PAC and Existing Equipment Performance | 1981-07-23 | Operating | 10016 | 2 (850) | 6009 2 | 850
CA | Olive | 6013 | 1 |  | 2023 | ARP | 610038 | 9 | WECC | Los Angeles County | CA037 | 37 | Electric Utility | 34.1775 | -118.3147 | City of Burbank (Owner),City of Burbank (Operator) | Phase 2 |  | Dry bottom wall-fired boiler | Pipeline Natural Gas |  |  | Low NOx Burner Technology (Dry Bottom only),Selective Catalytic Reduction |  |  | 1958-01-01 | Operating | 552 | O1 (44) | 6013 1 | 44 | Y
CA | Olive | 6013 | 2 |  | 2023 | ARP | 610038 | 9 | WECC | Los Angeles County | CA037 | 37 | Electric Utility | 34.1775 | -118.3147 | City of Burbank (Owner),City of Burbank (Operator) | Phase 2 |  | Dry bottom wall-fired boiler | Pipeline Natural Gas |  |  | Combustion Modification/Fuel Reburning,Selective Catalytic Reduction |  |  | 1964-01-01 | Operating | 605 | O2 (55) | 6013 2 | 55 | Y
IL | Newton | 6017 | 1 |  | 2023 | ARP, CSNOX, CSOSG3, CSSO2G1, MATS | 603383 | 5 | MAIN | Jasper County | IL079 | 79 | Electric Utility | 38.9361 | -88.2778 | Illinois Power Generating Company (Owner),Illinois Power Generating Company (Operator) | Phase 2 | Phase 1 Group 1 | Tangentially-fired | Coal |  |  | Low NOx Burner Technology w/ Closed-coupled/Separated OFA,Other | Electrostatic Precipitator |  | 1977-11-18 | Operating | 7449 | 1 (617.4) | 6017 1 | 617.4
KY | East Bend | 6018 | 2 |  | 2023 | ARP, CSNOX, CSOSG2E, CSSO2G1, MATS | 609289 | 4 | ECAR | Boone County | KY015 | 15 | Electric Utility | 38.9031 | -84.8511 | Duke Energy Kentucky, Inc. (Owner),Duke Energy Kentucky, Inc. (Operator) | Phase 2 | Phase 1 Group 1 | Dry bottom wall-fired boiler | Coal |  | Wet Lime FGD | Selective Catalytic Reduction,Overfire Air | Electrostatic Precipitator,Wet Scrubber |  | 1981-03-24 | Operating | 7886 | 2 (669.3) | 6018 2 | 669.3 | Y
CO | Craig | 6021 | C1 |  | 2023 | ARP, MATS | 603008 | 8 | WECC | Moffat County | CO081 | 81 | Electric Utility | 40.4627 | -107.5912 | Platte River Power Authority (Owner),Tri-State Generation & Transmission (Owner),Salt River Project (Owner),Pacificorp Energy Generation (Owner),Xcel Energy (Owner),Tri-State Generation & Transmission (Operator) | Phase 2 | Early Election | Dry bottom wall-fired boiler | Coal | Pipeline Natural Gas | Wet Limestone | Low NOx Burner Technology w/ Overfire Air | Baghouse |  | 1980-07-01 | Operating | 5300 | 1 (446) | 6021 C1 | 446
CO | Craig | 6021 | C2 |  | 2023 | ARP, MATS | 603008 | 8 | WECC | Moffat County | CO081 | 81 | Electric Utility | 40.4627 | -107.5912 | Platte River Power Authority (Owner),Pacificorp Energy Generation (Owner),Tri-State Generation & Transmission (Owner),Salt River Project (Owner),Xcel Energy (Owner),Tri-State Generation & Transmission (Operator) | Phase 2 | Early Election | Dry bottom wall-fired boiler | Coal | Pipeline Natural Gas | Wet Limestone | Low NOx Burner Technology w/ Overfire Air,Selective Catalytic Reduction | Baghouse |  | 1979-11-01 | Operating | 5300 | 2 (446) | 6021 C2 | 446 | Y
CO | Craig | 6021 | C3 |  | 2023 | ARP, MATS | 603008 | 8 | WECC | Moffat County | CO081 | 81 | Electric Utility | 40.4627 | -107.5912 | Tri-State Generation & Transmission (Owner),Tri-State Generation & Transmission (Operator) | Phase 2 | Early Election | Dry bottom wall-fired boiler | Coal | Pipeline Natural Gas | Dry Lime FGD | Low NOx Burner Technology w/ Overfire Air,Selective Non-catalytic Reduction | Baghouse |  | 1984-10-01 | Operating | 5500 | 3 (446) | 6021 C3 | 446 | Y
ND | Coal Creek | 6030 | 1 |  | 2023 | ARP, MATS | 608585 | 8 | MAPP | McLean County | ND055 | 55 | Electric Utility | 47.3761 | -101.1567 | Rainbow Energy Center, LLC (Owner),Rainbow Energy Center, LLC (Operator) | Phase 2 | Phase 2 Group 1 | Tangentially-fired | Coal |  | Wet Lime FGD | Low NOx Burner Technology w/ Closed-coupled/Separated OFA | Electrostatic Precipitator | Additives to Enhance PAC and Existing Equipment Performance | 1979-08-30 | Operating | 6238 | 1 (605) | 6030 1 | 605
ND | Coal Creek | 6030 | 2 |  | 2023 | ARP, MATS | 608585 | 8 | MAPP | McLean County | ND055 | 55 | Electric Utility | 47.3761 | -101.1567 | Rainbow Energy Center, LLC (Owner),Rainbow Energy Center, LLC (Operator) | Phase 2 | Phase 2 Group 1 | Tangentially-fired | Coal |  | Wet Lime FGD | Low NOx Burner Technology w/ Closed-coupled/Separated OFA,Overfire Air | Electrostatic Precipitator | Additives to Enhance PAC and Existing Equipment Performance | 1981-07-31 | Operating | 6364.2 | 2 (605) | 6030 2 | 605
MI | Belle River | 6034 | 1 |  | 2023 | ARP, CSNOX, CSOSG3, CSSO2G1, MATS | 609535 (Ended Mar 22, 2023), 610607 (Started Mar 22, 2023) | 5 | ECAR | St. Clair County | MI147 | 147 | Electric Utility | 42.7748 | -82.4945 | Detroit Edison Company (Owner),Michigan Public Power Agency (Owner),Detroit Edison Company (Operator) | Phase 2 | Phase 2 Group 1 | Dry bottom wall-fired boiler | Coal | Diesel Oil |  | Low NOx Burner Technology (Dry Bottom only) | Electrostatic Precipitator | Halogenated PAC Sorbent Injection | 1984-04-01 | Operating | 8100 | ST1 (697.5) | 6034 1 | 697.5
MI | Belle River | 6034 | 2 |  | 2023 | ARP, CSNOX, CSOSG3, CSSO2G1, MATS | 609535 (Ended Mar 22, 2023), 610607 (Started Mar 22, 2023) | 5 | ECAR | St. Clair County | MI147 | 147 | Electric Utility | 42.7748 | -82.4945 | Detroit Edison Company (Owner),Michigan Public Power Agency (Owner),Detroit Edison Company (Operator) | Phase 2 | Phase 2 Group 1 | Dry bottom wall-fired boiler | Coal | Diesel Oil |  | Low NOx Burner Technology (Dry Bottom only) | Electrostatic Precipitator | Halogenated PAC Sorbent Injection | 1985-04-01 | Operating | 8300 | ST2 (697.5) | 6034 2 | 697.5
MI | Belle River | 6034 | CTG121 |  | 2023 | ARP, CSNOX, CSOSG3, CSSO2G1 | 609535 (Ended Mar 22, 2023), 610607 (Started Mar 22, 2023) | 5 | ECAR | St. Clair County | MI147 | 147 | Electric Utility | 42.7748 | -82.4945 | Detroit Edison Company (Owner),Detroit Edison Company (Operator) | Phase 2 |  | Combustion turbine | Pipeline Natural Gas |  |  | Dry Low NOx Burners |  |  | 1999-07-01 | Operating | 1125 | 12-1 (85.3) | 6034 CTG121 | 85.3
MI | Belle River | 6034 | CTG122 |  | 2023 | ARP, CSNOX, CSOSG3, CSSO2G1 | 609535 (Ended Mar 22, 2023), 610607 (Started Mar 22, 2023) | 5 | ECAR | St. Clair County | MI147 | 147 | Electric Utility | 42.7748 | -82.4945 | Detroit Edison Company (Owner),Detroit Edison Company (Operator) | Phase 2 |  | Combustion turbine | Pipeline Natural Gas |  |  | Dry Low NOx Burners |  |  | 1999-07-01 | Operating | 1110 | 12-2 (85.3) | 6034 CTG122 | 85.3
MI | Belle River | 6034 | CTG131 |  | 2023 | ARP, CSNOX, CSOSG3, CSSO2G1 | 609535 (Ended Mar 22, 2023), 610607 (Started Mar 22, 2023) | 5 | ECAR | St. Clair County | MI147 | 147 | Electric Utility | 42.7748 | -82.4945 | Detroit Edison Company (Owner),Detroit Edison Company (Operator) | Phase 2 |  | Combustion turbine | Pipeline Natural Gas |  |  | Dry Low NOx Burners |  |  | 1999-07-01 | Operating | 1125 | 13-1 (85.3) | 6034 CTG131 | 85.3
MI | Greenwood | 6035 | 1 |  | 2023 | ARP, CSNOX, CSOSG3, CSSO2G1 | 609535 (Ended Mar 22, 2023), 610607 (Started Mar 22, 2023) | 5 | ECAR | St. Clair County | MI147 | 147 | Electric Utility | 43.1056 | -82.6964 | Detroit Edison Company (Owner),Detroit Edison Company (Operator) | Phase 2 |  | Dry bottom wall-fired boiler | Pipeline Natural Gas | Residual Oil |  |  |  |  | 1978-06-01 | Operating | 8500 | 1 (815.4) | 6035 1 | 815.4
MI | Greenwood | 6035 | CTG111 |  | 2023 | ARP, CSNOX, CSOSG3, CSSO2G1 | 609535 (Ended Mar 22, 2023), 610607 (Started Mar 22, 2023) | 5 | ECAR | St. Clair County | MI147 | 147 | Electric Utility | 43.1056 | -82.6964 | Detroit Edison Company (Owner),Detroit Edison Company (Operator) | Phase 2 |  | Combustion turbine | Pipeline Natural Gas |  |  | Dry Low NOx Burners |  |  | 1999-07-01 | Operating | 1200 | 11-1 (85.3) | 6035 CTG111 | 85.3
MI | Greenwood | 6035 | CTG112 |  | 2023 | ARP, CSNOX, CSOSG3, CSSO2G1 | 609535 (Ended Mar 22, 2023), 610607 (Started Mar 22, 2023) | 5 | ECAR | St. Clair County | MI147 | 147 | Electric Utility | 43.1056 | -82.6964 | Detroit Edison Company (Owner),Detroit Edison Company (Operator) | Phase 2 |  | Combustion turbine | Pipeline Natural Gas |  |  | Dry Low NOx Burners |  |  | 1999-07-01 | Operating | 1150 | 11-2 (85.3) | 6035 CTG112 | 85.3
MI | Greenwood | 6035 | CTG121 |  | 2023 | ARP, CSNOX, CSOSG3, CSSO2G1 | 609535 (Ended Mar 22, 2023), 610607 (Started Mar 22, 2023) | 5 | ECAR | St. Clair County | MI147 | 147 | Electric Utility | 43.1056 | -82.6964 | Detroit Edison Company (Owner),Detroit Edison Company (Operator) | Phase 2 |  | Combustion turbine | Pipeline Natural Gas |  |  | Dry Low NOx Burners |  |  | 1999-07-01 | Operating | 1150 | 11-3 (85.3) | 6035 CTG121 | 85.3
KY | H L Spurlock | 6041 | 1 |  | 2023 | ARP, CSNOX, CSOSG2E, CSSO2G1, MATS | 605834 | 4 | ECAR | Mason County | KY161 | 161 | Electric Utility | 38.7 | -83.8175 | East Kentucky Power Cooperative (Owner),East Kentucky Power Cooperative (Operator) | Table 1 | Phase 1 Group 1 | Dry bottom wall-fired boiler | Coal |  | Wet Limestone | Selective Catalytic Reduction,Low NOx Burner Technology (Dry Bottom only) | Electrostatic Precipitator,Wet ESP,Wet Scrubber |  | 1977-09-01 | Operating | 3641 | 1 (340) | 6041 1 | 340 | Y
KY | H L Spurlock | 6041 | 2 |  | 2023 | ARP, CSNOX, CSOSG2E, CSSO2G1, MATS | 605834 | 4 | ECAR | Mason County | KY161 | 161 | Electric Utility | 38.7 | -83.8175 | East Kentucky Power Cooperative (Owner),East Kentucky Power Cooperative (Operator) | Phase 2 | Early Election | Tangentially-fired | Coal |  | Wet Limestone | Selective Catalytic Reduction,Low NOx Burner Technology w/ Closed-coupled OFA | Wet ESP,Wet Scrubber,Electrostatic Precipitator |  | 1981-03-02 | Operating | 6314.9 | 2 (610) | 6041 2 | 610 | Y
KY | H L Spurlock | 6041 | 3 |  | 2023 | ARP, CSNOX, CSOSG2E, CSSO2G1, MATS | 605834 | 4 | ECAR | Mason County | KY161 | 161 | Electric Utility | 38.7 | -83.8175 | East Kentucky Power Cooperative (Owner),East Kentucky Power Cooperative (Operator) | Phase 2 |  | Circulating fluidized bed boiler | Coal |  | Dry Lime FGD,Fluidized Bed Limestone Injection | Selective Non-catalytic Reduction | Baghouse |  | 2005-03-01 | Operating | 3112.5 | 3 (294) | 6041 3 | 294 | Y
KY | H L Spurlock | 6041 | 4 |  | 2023 | ARP, CSNOX, CSOSG2E, CSSO2G1, MATS | 605834 | 4 | ECAR | Mason County | KY161 | 161 | Electric Utility | 38.7 | -83.8175 | East Kentucky Power Cooperative (Owner),East Kentucky Power Cooperative (Operator) | Phase 2 |  | Circulating fluidized bed boiler | Coal |  | Dry Lime FGD,Fluidized Bed Limestone Injection | Selective Non-catalytic Reduction | Baghouse |  | 2008-12-08 | Operating | 2800 | 4 (300) | 6041 4 | 300 | Y
FL | Manatee | 6042 | MTCT3A |  | 2023 | ARP | 606322 | 4 |  | Manatee County | FL081 | 81 | Electric Utility | 27.6058 | -82.3456 | Florida Power & Light Company (Owner),Florida Power & Light Company (Operator) | Phase 2 |  | Combined cycle | Pipeline Natural Gas |  |  | Dry Low NOx Burners,Selective Catalytic Reduction |  |  | 2005-05-23 | Operating | 2294.5 | A (188.2), 3 (471.8) | 6042 MTCT3A | 306.15 | Y
FL | Manatee | 6042 | MTCT3B |  | 2023 | ARP | 606322 | 4 |  | Manatee County | FL081 | 81 | Electric Utility | 27.6058 | -82.3456 | Florida Power & Light Company (Owner),Florida Power & Light Company (Operator) | Phase 2 |  | Combined cycle | Pipeline Natural Gas |  |  | Dry Low NOx Burners,Selective Catalytic Reduction |  |  | 2005-05-23 | Operating | 2294.5 | B (188.2), 3 (471.8) | 6042 MTCT3B | 306.15 | Y
FL | Manatee | 6042 | MTCT3C |  | 2023 | ARP | 606322 | 4 |  | Manatee County | FL081 | 81 | Electric Utility | 27.6058 | -82.3456 | Florida Power & Light Company (Owner),Florida Power & Light Company (Operator) | Phase 2 |  | Combined cycle | Pipeline Natural Gas |  |  | Dry Low NOx Burners,Selective Catalytic Reduction |  |  | 2005-05-23 | Operating | 2294.5 | 3 (471.8), C (188.2) | 6042 MTCT3C | 306.15 | Y
FL | Manatee | 6042 | MTCT3D |  | 2023 | ARP | 606322 | 4 |  | Manatee County | FL081 | 81 | Electric Utility | 27.6058 | -82.3456 | Florida Power & Light Company (Owner),Florida Power & Light Company (Operator) | Phase 2 |  | Combined cycle | Pipeline Natural Gas |  |  | Dry Low NOx Burners,Selective Catalytic Reduction |  |  | 2005-05-23 | Operating | 2294.5 | 3 (471.8), D (188.2) | 6042 MTCT3D | 306.15 | Y
FL | Manatee | 6042 | PMT1 |  | 2023 | ARP | 606322 | 4 |  | Manatee County | FL081 | 81 | Electric Utility | 27.6058 | -82.3456 | Florida Power & Light Company (Owner),Florida Power & Light Company (Operator) | Phase 2 |  | Dry bottom wall-fired boiler | Pipeline Natural Gas | Residual Oil |  | Low NOx Burner Technology (Dry Bottom only) | Cyclone |  | 1976-10-26 | Operating | 8650 | 1 (863.3) | 6042 PMT1 | 863.3
FL | Manatee | 6042 | PMT2 |  | 2023 | ARP | 606322 | 4 |  | Manatee County | FL081 | 81 | Electric Utility | 27.6058 | -82.3456 | Florida Power & Light Company (Owner),Florida Power & Light Company (Operator) | Phase 2 |  | Dry bottom wall-fired boiler | Pipeline Natural Gas | Residual Oil |  | Low NOx Burner Technology (Dry Bottom only) | Cyclone |  | 1977-12-07 | Operating | 8650 | 2 (863.3) | 6042 PMT2 | 863.3
FL | Martin | 6043 | HRSG3A |  | 2023 | ARP | 606322 | 4 | SERC | Martin County | FL085 | 85 | Electric Utility | 27.0536 | -80.5628 | Florida Power & Light Company (Owner),Florida Power & Light Company (Operator) | Phase 2 |  | Combined cycle | Pipeline Natural Gas |  |  | Dry Low NOx Burners |  |  | 1993-06-01 | Operating | 2022 | 3ST (204), 3GT1 (204) | 6043 HRSG3A | 306
FL | Martin | 6043 | HRSG3B |  | 2023 | ARP | 606322 | 4 | SERC | Martin County | FL085 | 85 | Electric Utility | 27.0536 | -80.5628 | Florida Power & Light Company (Owner),Florida Power & Light Company (Operator) | Phase 2 |  | Combined cycle | Pipeline Natural Gas |  |  | Dry Low NOx Burners |  |  | 1993-06-01 | Operating | 2022 | 3GT2 (204), 3ST (204) | 6043 HRSG3B | 306
FL | Martin | 6043 | HRSG4A |  | 2023 | ARP | 606322 | 4 | SERC | Martin County | FL085 | 85 | Electric Utility | 27.0536 | -80.5628 | Florida Power & Light Company (Owner),Florida Power & Light Company (Operator) | Phase 2 |  | Combined cycle | Pipeline Natural Gas |  |  | Dry Low NOx Burners |  |  | 1993-06-12 | Operating | 2022 | 4GT1 (204), 4ST (204) | 6043 HRSG4A | 306
FL | Martin | 6043 | HRSG4B |  | 2023 | ARP | 606322 | 4 | SERC | Martin County | FL085 | 85 | Electric Utility | 27.0536 | -80.5628 | Florida Power & Light Company (Owner),Florida Power & Light Company (Operator) | Phase 2 |  | Combined cycle | Pipeline Natural Gas |  |  | Dry Low NOx Burners |  |  | 1993-06-12 | Operating | 2022 | 4GT2 (204), 4ST (204) | 6043 HRSG4B | 306
FL | Martin | 6043 | PMR8A |  | 2023 | ARP | 606322 | 4 | SERC | Martin County | FL085 | 85 | Electric Utility | 27.0536 | -80.5628 | Florida Power & Light Company (Owner),Florida Power & Light Company (Operator) | Phase 2 |  | Combined cycle | Pipeline Natural Gas | Diesel Oil |  | Selective Catalytic Reduction,Dry Low NOx Burners,Water Injection |  |  | 2001-06-14 | Operating | 2306 | 8 (471.7), 8A (188.2) | 6043 PMR8A | 306.125 | Y
FL | Martin | 6043 | PMR8B |  | 2023 | ARP | 606322 | 4 | SERC | Martin County | FL085 | 85 | Electric Utility | 27.0536 | -80.5628 | Florida Power & Light Company (Owner),Florida Power & Light Company (Operator) | Phase 2 |  | Combined cycle | Pipeline Natural Gas | Diesel Oil |  | Selective Catalytic Reduction,Dry Low NOx Burners,Water Injection |  |  | 2001-06-14 | Operating | 2306 | 8B (188.2), 8 (471.7) | 6043 PMR8B | 306.125 | Y
FL | Martin | 6043 | PMR8C |  | 2023 | ARP | 606322 | 4 | SERC | Martin County | FL085 | 85 | Electric Utility | 27.0536 | -80.5628 | Florida Power & Light Company (Owner),Florida Power & Light Company (Operator) | Phase 2 |  | Combined cycle | Pipeline Natural Gas | Diesel Oil |  | Dry Low NOx Burners,Water Injection,Selective Catalytic Reduction |  |  | 2004-12-15 | Operating | 2306 | 8C (188.2), 8 (471.7) | 6043 PMR8C | 306.125 | Y
FL | Martin | 6043 | PMR8D |  | 2023 | ARP | 606322 | 4 | SERC | Martin County | FL085 | 85 | Electric Utility | 27.0536 | -80.5628 | Florida Power & Light Company (Owner),Florida Power & Light Company (Operator) | Phase 2 |  | Combined cycle | Pipeline Natural Gas | Diesel Oil |  | Dry Low NOx Burners,Water Injection,Selective Catalytic Reduction |  |  | 2004-12-10 | Operating | 2306 | 8 (471.7), 8D (188.2) | 6043 PMR8D | 306.125 | Y
FL | Debary | 6046 | **10 |  | 2023 | ARP | 610088 | 4 | FRCC | Volusia County | FL127 | 127 | Electric Utility | 28.9047 | -81.3319 | Duke Energy Florida, LLC (Owner),Duke Energy Florida, LLC (Operator) | Phase 2 |  | Combustion turbine | Diesel Oil |  |  | Water Injection |  |  | 1992-11-01 | Operating | 1159 | 10 (115) | 6046 **10 | 115
FL | Debary | 6046 | **7 |  | 2023 | ARP | 610088 | 4 | FRCC | Volusia County | FL127 | 127 | Electric Utility | 28.9047 | -81.3319 | Duke Energy Florida, LLC (Owner),Duke Energy Florida, LLC (Operator) | Phase 2 |  | Combustion turbine | Pipeline Natural Gas | Diesel Oil |  | Water Injection |  |  | 1992-11-01 | Operating | 1228.5 | 7 (115) | 6046 **7 | 115
FL | Debary | 6046 | **8 |  | 2023 | ARP | 610088 | 4 | FRCC | Volusia County | FL127 | 127 | Electric Utility | 28.9047 | -81.3319 | Duke Energy Florida, LLC (Owner),Duke Energy Florida, LLC (Operator) | Phase 2 |  | Combustion turbine | Pipeline Natural Gas | Diesel Oil |  | Water Injection |  |  | 1992-11-01 | Operating | 1228.5 | 8 (115) | 6046 **8 | 115
FL | Debary | 6046 | **9 |  | 2023 | ARP | 610088 | 4 | FRCC | Volusia County | FL127 | 127 | Electric Utility | 28.9047 | -81.3319 | Duke Energy Florida, LLC (Owner),Duke Energy Florida, LLC (Operator) | Phase 2 |  | Combustion turbine | Pipeline Natural Gas | Diesel Oil |  | Water Injection |  |  | 1992-11-01 | Operating | 1228.5 | 9 (115) | 6046 **9 | 115
LA | Big Cajun 2 | 6055 | 2B1 |  | 2023 | ARP, CSOSG2E, MATS | 605667 | 6 | SPP | Pointe Coupee Parish | LA077 | 77 | Electric Utility | 30.7261 | -91.3669 | Louisiana Generating, LLC (Owner),Louisiana Generating, LLC (Operator) | Phase 2 | Early Election | Dry bottom wall-fired boiler | Coal | Pipeline Natural Gas | Dry Sorbent Injection | Low NOx Burner Technology w/ Overfire Air,Selective Non-catalytic Reduction | Electrostatic Precipitator | Halogenated PAC Sorbent Injection | 1980-07-01 | Operating | 6420 | 1 (611) | 6055 2B1 | 611 | Y
LA | Big Cajun 2 | 6055 | 2B2 |  | 2023 | ARP, CSOSG2E | 605667 | 6 | SPP | Pointe Coupee Parish | LA077 | 77 | Electric Utility | 30.7261 | -91.3669 | Louisiana Generating, LLC (Owner),Louisiana Generating, LLC (Operator) | Phase 2 | Early Election | Dry bottom wall-fired boiler | Pipeline Natural Gas |  |  | Low NOx Burner Technology w/ Overfire Air,Selective Non-catalytic Reduction,Other |  |  | 1981-03-01 | Operating | 6420 | 2 (611) | 6055 2B2 | 611 | Y
LA | Big Cajun 2 | 6055 | 2B3 |  | 2023 | ARP, CSOSG2E, MATS | 605667 | 6 | SPP | Pointe Coupee Parish | LA077 | 77 | Electric Utility | 30.7261 | -91.3669 | Louisiana Generating, LLC (Owner),Entergy Corporation (Owner),Louisiana Generating, LLC (Operator) | Phase 2 | Early Election | Dry bottom wall-fired boiler | Coal | Pipeline Natural Gas |  | Low NOx Burner Technology w/ Overfire Air,Selective Non-catalytic Reduction | Electrostatic Precipitator | Additives to Enhance PAC and Existing Equipment Performance | 1984-01-01 | Operating | 6420 | 3 (611) | 6055 2B3 | 611 | Y
MN | Cascade Creek | 6058 | CT1 |  | 2023 | CSNOX, CSSO2G2 | 608452 | 5 |  | Olmsted County | MN109 | 109 | Electric Utility | 44.0322 | -92.4908 | Rochester Public Utilities (Owner),Rochester Public Utilities (Operator) |  |  | Combustion turbine | Pipeline Natural Gas | Diesel Oil |  | Water Injection |  |  | 1976-09-01 | Operating | 448 | 1 (35) | 6058 CT1 | 35
MN | Cascade Creek | 6058 | CT2 |  | 2023 | ARP, CSNOX, CSSO2G2 | 608452 | 5 |  | Olmsted County | MN109 | 109 | Electric Utility | 44.0322 | -92.4908 | Rochester Public Utilities (Owner),Rochester Public Utilities (Operator) | Phase 2 |  | Combustion turbine | Pipeline Natural Gas | Diesel Oil |  | Water Injection |  |  | 2002-04-18 | Operating | 290 | 2 (49.9) | 6058 CT2 | 49.9
MN | Cascade Creek | 6058 | CT3 |  | 2023 | ARP, CSNOX, CSSO2G2 | 608452 | 5 |  | Olmsted County | MN109 | 109 | Electric Utility | 44.0322 | -92.4908 | Rochester Public Utilities (Owner),Rochester Public Utilities (Operator) | Phase 2 |  | Combustion turbine | Pipeline Natural Gas | Diesel Oil |  | Water Injection |  |  | 2002-04-18 | Operating | 305.9 | 2 (49.9) | 6058 CT3 | 49.9
MS | R D Morrow Senior Generating Plant | 6061 | 3 |  | 2023 | ARP, CSOSG2, NSPS4T | 609473 | 4 | SERC | Lamar County | MS073 | 73 | Electric Utility | 31.2194 | -89.3933 | Cooperative Energy (Owner),Cooperative Energy (Operator) | Phase 2 |  | Combined cycle | Pipeline Natural Gas |  |  | Dry Low NOx Burners,Selective Catalytic Reduction |  |  | 2022-08-26 | Operating | 4122 | CTG (402), STG (155) | 6061 3 | 557 | Y
IA | Electrifarm | 6063 | 1 |  | 2023 | CSNOX, CSOSG2, CSSO2G1 | 609505 (Ended May 19, 2023), 610382 (Started May 19, 2023) | 7 |  | Black Hawk County | IA013 | 13 | Electric Utility | 42.4407 | -92.4205 | MidAmerican Energy Company (Owner),MidAmerican Energy Company (Operator) |  |  | Combustion turbine | Pipeline Natural Gas | Diesel Oil |  |  |  |  | 1975-05-01 | Operating | 843.6 | 1 (71.2) | 6063 1 | 71.2
IA | Electrifarm | 6063 | 2 |  | 2023 | CSNOX, CSOSG2, CSSO2G1 | 609505 (Ended May 19, 2023), 610382 (Started May 19, 2023) | 7 |  | Black Hawk County | IA013 | 13 | Electric Utility | 42.4407 | -92.4205 | MidAmerican Energy Company (Owner),MidAmerican Energy Company (Operator) |  |  | Combustion turbine | Pipeline Natural Gas | Diesel Oil |  | Water Injection |  |  | 1977-04-29 | Operating | 903.1 | 2 (89) | 6063 2 | 89
IA | Electrifarm | 6063 | 3 |  | 2023 | CSNOX, CSOSG2, CSSO2G1 | 609505 (Ended May 19, 2023), 610382 (Started May 19, 2023) | 7 |  | Black Hawk County | IA013 | 13 | Electric Utility | 42.4407 | -92.4205 | MidAmerican Energy Company (Owner),MidAmerican Energy Company (Operator) |  |  | Combustion turbine | Pipeline Natural Gas | Diesel Oil |  | Water Injection |  |  | 1976-04-17 | Operating | 925.1 | 3 (103.9) | 6063 3 | 103.9
KS | Nearman Creek | 6064 | CT4 |  | 2023 | ARP, CSNOX, CSOSG2, CSSO2G2 | 607775 | 7 | SPP | Wyandotte County | KS209 | 209 | Electric Utility | 39.1714 | -94.6958 | Kansas City Board of Public Utilities (Owner),Kansas City Board of Public Utilities (Operator) | Phase 2 |  | Combustion turbine | Pipeline Natural Gas | Diesel Oil |  | Dry Low NOx Burners,Water Injection |  |  | 2005-11-15 | Operating | 1136 | CT4 (97) | 6064 CT4 | 97
KS | Nearman Creek | 6064 | N1 |  | 2023 | ARP, CSNOX, CSOSG2, CSSO2G2, MATS | 607775 | 7 | SPP | Wyandotte County | KS209 | 209 | Electric Utility | 39.1714 | -94.6958 | Kansas City Board of Public Utilities (Owner),Kansas City Board of Public Utilities (Operator) | Phase 2 | Early Election | Dry bottom wall-fired boiler | Coal |  | Dry Lime FGD | Low NOx Burner Technology w/ Overfire Air,Selective Catalytic Reduction | Baghouse | Untreated PAC Sorbent Injection | 1981-02-01 | Operating | 2510 | 1 (261) | 6064 N1 | 261 | Y
MO | Iatan | 6065 | 1 |  | 2023 | ARP, CSNOX, CSOSG2, CSSO2G1, MATS | 605879 | 7 | SPP | Platte County | MO165 | 165 | Electric Utility | 39.4472 | -94.98 | Evergy, Inc. (Owner),The Empire District Electric Co - a Liberty Utilities Co (Owner),Evergy, Inc. (Operator) | Phase 2 | Phase 1 Group 1 | Dry bottom wall-fired boiler | Coal |  | Wet Lime FGD | Low NOx Burner Technology w/ Overfire Air,Overfire Air,Selective Catalytic Reduction | Baghouse | Halogenated PAC Sorbent Injection | 1980-05-08 | Operating | 7800 | 1 (725) | 6065 1 | 725 | Y
MO | Iatan | 6065 | 2 |  | 2023 | ARP, CSNOX, CSOSG2, CSSO2G1, MATS | 605879 | 7 | SPP | Platte County | MO165 | 165 | Electric Utility | 39.4472 | -94.98 | Kansas Electric Power Cooperative (Owner),Evergy, Inc. (Owner),Missouri Joint Municipal Electric Utility Commission (Owner),The Empire District Electric Co - a Liberty Utilities Co (Owner),Evergy, Inc. (Operator) | Phase 2 |  | Dry bottom wall-fired boiler | Coal |  | Wet Lime FGD | Low NOx Burner Technology w/ Overfire Air,Overfire Air,Selective Catalytic Reduction | Baghouse | Halogenated PAC Sorbent Injection | 2010-07-20 | Operating | 8100 | 2 (914) | 6065 2 | 914 | Y
KS | Jeffrey Energy Center | 6068 | 1 |  | 2023 | ARP, CSNOX, CSOSG2, CSSO2G2, MATS | 605879 | 7 |  | Pottawatomie County | KS149 | 149 | Electric Utility | 39.2825 | -96.1153 | Evergy, Inc. (Owner),Evergy, Inc. (Operator) | Phase 2 | Phase 2 Group 1 | Tangentially-fired | Coal |  | Wet Limestone | Low NOx Burner Technology w/ Closed-coupled/Separated OFA,Selective Catalytic Reduction | Electrostatic Precipitator | Halogenated PAC Sorbent Injection | 1978-07-31 | Operating | 8500 | 1 (800) | 6068 1 | 800 | Y
KS | Jeffrey Energy Center | 6068 | 2 |  | 2023 | ARP, CSNOX, CSOSG2, CSSO2G2, MATS | 605879 | 7 |  | Pottawatomie County | KS149 | 149 | Electric Utility | 39.2825 | -96.1153 | Evergy, Inc. (Owner),Evergy, Inc. (Operator) | Phase 2 | Phase 2 Group 1 | Tangentially-fired | Coal |  | Wet Limestone | Low NOx Burner Technology w/ Closed-coupled/Separated OFA,Selective Non-catalytic Reduction | Electrostatic Precipitator | Halogenated PAC Sorbent Injection | 1980-05-01 | Operating | 8500 | 2 (800) | 6068 2 | 800 | Y
KS | Jeffrey Energy Center | 6068 | 3 |  | 2023 | ARP, CSNOX, CSOSG2, CSSO2G2, MATS | 605879 | 7 |  | Pottawatomie County | KS149 | 149 | Electric Utility | 39.2825 | -96.1153 | Evergy, Inc. (Owner),Evergy, Inc. (Operator) | Phase 2 | Phase 2 Group 1 | Tangentially-fired | Coal |  | Wet Limestone | Low NOx Burner Technology w/ Closed-coupled/Separated OFA,Selective Non-catalytic Reduction | Electrostatic Precipitator | Halogenated PAC Sorbent Injection | 1983-05-27 | Operating | 8500 | 3 (800) | 6068 3 | 800 | Y
KY | Trimble County | 6071 | 1 |  | 2023 | ARP, CSNOX, CSOSG2E, CSSO2G1, MATS | 604155 | 4 | ECAR | Trimble County | KY223 | 223 | Electric Utility | 38.5847 | -85.4117 | Illinois Municipal Electric Agency (Owner),Indiana Municipal Power Agency (Owner),LGE and KU Energy LLC (Owner),LGE and KU Energy LLC (Operator) | Phase 2 | Early Election | Tangentially-fired | Coal | Diesel Oil | Wet Limestone | Low NOx Burner Technology w/ Closed-coupled OFA,Selective Catalytic Reduction | Baghouse,Electrostatic Precipitator,Wet Scrubber | Additives to Enhance PAC and Existing Equipment Performance,Untreated PAC Sorbent Injection | 1990-01-01 | Operating | 6000 | 1 (566.1) | 6071 1 | 566.1 | Y
KY | Trimble County | 6071 | 2 | MS-2A, MS-2B | 2023 | ARP, CSNOX, CSOSG2E, CSSO2G1, MATS | 604155 | 4 | ECAR | Trimble County | KY223 | 223 | Electric Utility | 38.5847 | -85.4117 | Illinois Municipal Electric Agency (Owner),Indiana Municipal Power Agency (Owner),Kentucky Utilities Company (Owner),LGE and KU Energy LLC (Owner),LGE and KU Energy LLC (Operator) | Phase 2 |  | Dry bottom wall-fired boiler | Coal |  | Wet Limestone | Selective Catalytic Reduction | Baghouse,Electrostatic Precipitator,Wet ESP,Wet Scrubber | Additives to Enhance PAC and Existing Equipment Performance,Untreated PAC Sorbent Injection | 2010-05-18 | Operating | 7490 | 2 (750) | 6071 2 | 750 | Y
KY | Trimble County | 6071 | 5 |  | 2023 | ARP, CSNOX, CSOSG2E, CSSO2G1 | 604155 | 4 | ECAR | Trimble County | KY223 | 223 | Electric Utility | 38.5847 | -85.4117 | LGE and KU Energy LLC (Owner),LGE and KU Energy LLC (Operator) | Phase 2 |  | Combustion turbine | Pipeline Natural Gas |  |  | Dry Low NOx Burners |  |  | 2002-05-15 | Operating | 2050 | 5 (174) | 6071 5 | 174
KY | Trimble County | 6071 | 6 |  | 2023 | ARP, CSNOX, CSOSG2E, CSSO2G1 | 604155 | 4 | ECAR | Trimble County | KY223 | 223 | Electric Utility | 38.5847 | -85.4117 | LGE and KU Energy LLC (Owner),LGE and KU Energy LLC (Operator) | Phase 2 |  | Combustion turbine | Pipeline Natural Gas |  |  | Dry Low NOx Burners |  |  | 2002-05-15 | Operating | 2065 | 6 (174) | 6071 6 | 174
KY | Trimble County | 6071 | 7 |  | 2023 | ARP, CSNOX, CSOSG2E, CSSO2G1 | 604155 | 4 | ECAR | Trimble County | KY223 | 223 | Electric Utility | 38.5847 | -85.4117 | LGE and KU Energy LLC (Owner),LGE and KU Energy LLC (Operator) | Phase 2 |  | Combustion turbine | Pipeline Natural Gas |  |  | Dry Low NOx Burners |  |  | 2004-02-18 | Operating | 2050 | 7 (174) | 6071 7 | 174
KY | Trimble County | 6071 | 8 |  | 2023 | ARP, CSNOX, CSOSG2E, CSSO2G1 | 604155 | 4 | ECAR | Trimble County | KY223 | 223 | Electric Utility | 38.5847 | -85.4117 | LGE and KU Energy LLC (Owner),LGE and KU Energy LLC (Operator) | Phase 2 |  | Combustion turbine | Pipeline Natural Gas |  |  | Dry Low NOx Burners |  |  | 2004-02-21 | Operating | 2050 | 8 (174) | 6071 8 | 174
KY | Trimble County | 6071 | 9 |  | 2023 | ARP, CSNOX, CSOSG2E, CSSO2G1 | 604155 | 4 | ECAR | Trimble County | KY223 | 223 | Electric Utility | 38.5847 | -85.4117 | LGE and KU Energy LLC (Owner),LGE and KU Energy LLC (Operator) | Phase 2 |  | Combustion turbine | Pipeline Natural Gas |  |  | Dry Low NOx Burners |  |  | 2004-03-26 | Operating | 2050 | 9 (174) | 6071 9 | 174
KY | Trimble County | 6071 | 10 |  | 2023 | ARP, CSNOX, CSOSG2E, CSSO2G1 | 604155 | 4 | ECAR | Trimble County | KY223 | 223 | Electric Utility | 38.5847 | -85.4117 | LGE and KU Energy LLC (Owner),LGE and KU Energy LLC (Operator) | Phase 2 |  | Combustion turbine | Pipeline Natural Gas |  |  | Dry Low NOx Burners |  |  | 2004-04-07 | Operating | 2050 | 10 (174) | 6071 10 | 174
MS | Daniel Electric Generating Plant | 6073 | 1 |  | 2023 | ARP, CSOSG2, MATS | 610389 | 4 | SERC | Jackson County | MS059 | 59 | Electric Utility | 30.5335 | -88.5574 | Gulf Power Company (Owner),Mississippi Power Company (Owner),Mississippi Power Company (Operator) | Phase 2 | Phase 1 Group 1 | Tangentially-fired | Coal | Residual Oil | Wet Limestone |  | Electrostatic Precipitator |  | 1977-09-06 | Operating | 5461 | 1 (500) | 6073 1 | 500
MS | Daniel Electric Generating Plant | 6073 | 2 |  | 2023 | ARP, CSOSG2, MATS | 610389 | 4 | SERC | Jackson County | MS059 | 59 | Electric Utility | 30.5335 | -88.5574 | Gulf Power Company (Owner),Mississippi Power Company (Owner),Mississippi Power Company (Operator) | Phase 2 | Phase 1 Group 1 | Tangentially-fired | Coal | Residual Oil |  |  | Electrostatic Precipitator |  | 1981-06-01 | Operating | 5461 | 2 (500) | 6073 2 | 500
MS | Daniel Electric Generating Plant | 6073 | 3A |  | 2023 | ARP, CSOSG2 | 610389 | 4 | SERC | Jackson County | MS059 | 59 | Electric Utility | 30.5335 | -88.5574 | Mississippi Power Company (Owner),Mississippi Power Company (Operator) | Phase 2 |  | Combined cycle | Pipeline Natural Gas |  |  | Dry Low NOx Burners,Selective Catalytic Reduction |  |  | 2001-01-08 | Operating | 2105 | 3 (185.5), 3ST (195.2) | 6073 3A | 283.1 | Y
MS | Daniel Electric Generating Plant | 6073 | 3B |  | 2023 | ARP, CSOSG2 | 610389 | 4 | SERC | Jackson County | MS059 | 59 | Electric Utility | 30.5335 | -88.5574 | Mississippi Power Company (Owner),Mississippi Power Company (Operator) | Phase 2 |  | Combined cycle | Pipeline Natural Gas |  |  | Dry Low NOx Burners,Selective Catalytic Reduction |  |  | 2001-01-18 | Operating | 2105 | 3ST (195.2), 3CT (185.5) | 6073 3B | 283.1 | Y
MS | Daniel Electric Generating Plant | 6073 | 4A |  | 2023 | ARP, CSOSG2 | 610389 | 4 | SERC | Jackson County | MS059 | 59 | Electric Utility | 30.5335 | -88.5574 | Mississippi Power Company (Owner),Mississippi Power Company (Operator) | Phase 2 |  | Combined cycle | Pipeline Natural Gas |  |  | Dry Low NOx Burners,Selective Catalytic Reduction |  |  | 2000-12-07 | Operating | 2105 | 4 (185.5), 4ST (195.2) | 6073 4A | 283.1 | Y
MS | Daniel Electric Generating Plant | 6073 | 4B |  | 2023 | ARP, CSOSG2 | 610389 | 4 | SERC | Jackson County | MS059 | 59 | Electric Utility | 30.5335 | -88.5574 | Mississippi Power Company (Owner),Mississippi Power Company (Operator) | Phase 2 |  | Combined cycle | Pipeline Natural Gas |  |  | Dry Low NOx Burners,Selective Catalytic Reduction |  |  | 2000-12-12 | Operating | 2105 | 4CT (185.5), 4ST (195.2) | 6073 4B | 283.1 | Y
MO | Greenwood Energy Center | 6074 | 1 |  | 2023 | CSNOX, CSOSG2, CSSO2G1 | 605879 | 7 |  | Jackson County | MO095 | 95 | Electric Utility | 38.8615 | -94.2982 | Evergy, Inc. (Owner),Evergy, Inc. (Operator) |  |  | Combustion turbine | Pipeline Natural Gas | Diesel Oil |  |  |  |  | 1975-06-01 | Operating | 1010 | GEC1 (58) | 6074 1 | 58
MO | Greenwood Energy Center | 6074 | 2 |  | 2023 | CSNOX, CSOSG2, CSSO2G1 | 605879 | 7 |  | Jackson County | MO095 | 95 | Electric Utility | 38.8615 | -94.2982 | Evergy, Inc. (Owner),Evergy, Inc. (Operator) |  |  | Combustion turbine | Pipeline Natural Gas | Diesel Oil |  |  |  |  | 1975-06-01 | Operating | 1010 | GEC2 (58) | 6074 2 | 58
MO | Greenwood Energy Center | 6074 | 3 |  | 2023 | CSNOX, CSOSG2, CSSO2G1 | 605879 | 7 |  | Jackson County | MO095 | 95 | Electric Utility | 38.8615 | -94.2982 | Evergy, Inc. (Owner),Evergy, Inc. (Operator) |  |  | Combustion turbine | Pipeline Natural Gas | Diesel Oil |  |  |  |  | 1977-06-01 | Operating | 1010 | GEC3 (58) | 6074 3 | 58
MO | Greenwood Energy Center | 6074 | 4 |  | 2023 | CSNOX, CSOSG2, CSSO2G1 | 605879 | 7 |  | Jackson County | MO095 | 95 | Electric Utility | 38.8615 | -94.2982 | Evergy, Inc. (Owner),Evergy, Inc. (Operator) |  |  | Combustion turbine | Pipeline Natural Gas | Diesel Oil |  |  |  |  | 1979-06-01 | Operating | 1010 | GEC4 (58) | 6074 4 | 58
MT | Colstrip | 6076 | 3 |  | 2023 | ARP, MATS | 609730 (Ended May 10, 2023), 605006 (Started May 10, 2023) | 8 | WECC | Rosebud County | MT087 | 87 | Electric Utility | 45.8831 | -106.614 | Avista Corporation (Owner),Pacificorp Energy Generation (Owner),Portland General Electric Company (Owner),Talen Montana, LLC (Owner),Puget Sound Energy, Inc. (Owner),Talen Montana, LLC (Operator) | Phase 2 | Early Election | Tangentially-fired | Coal |  | Wet Lime FGD | Low NOx Burner Technology w/ Closed-coupled/Separated OFA | Wet Scrubber | Additives to Enhance PAC and Existing Equipment Performance | 1984-01-10 | Operating | 8900 | 3 (778) | 6076 3 | 778
MT | Colstrip | 6076 | 4 |  | 2023 | ARP, MATS | 609730 (Ended May 10, 2023), 605006 (Started May 10, 2023) | 8 | WECC | Rosebud County | MT087 | 87 | Electric Utility | 45.8831 | -106.614 | Avista Corporation (Owner),NorthWestern Energy, LLC (Owner),Pacificorp Energy Generation (Owner),Portland General Electric Company (Owner),Talen Montana, LLC (Owner),Puget Sound Energy, Inc. (Owner),Talen Montana, LLC (Operator) | Phase 2 | Early Election | Tangentially-fired | Coal |  | Wet Lime FGD | Low NOx Burner Technology w/ Closed-coupled/Separated OFA | Wet Scrubber | Additives to Enhance PAC and Existing Equipment Performance | 1986-04-01 | Operating | 8900 | 4 (778) | 6076 4 | 778
NE | Gerald Gentleman Station | 6077 | 1 |  | 2023 | ARP, CSNOX, CSSO2G2, MATS | 609180 | 7 | MAPP | Lincoln County | NE111 | 111 | Electric Utility | 41.0808 | -101.1408 | Lincoln Electric System (Owner),Nebraska Public Power District (Owner),Nebraska Public Power District (Operator) | Phase 2 | Early Election | Dry bottom wall-fired boiler | Coal |  |  | Low NOx Burner Technology w/ Overfire Air | Baghouse | Halogenated PAC Sorbent Injection | 1979-04-02 | Operating | 7964 | 1 (681.3) | 6077 1 | 681.3
NE | Gerald Gentleman Station | 6077 | 2 |  | 2023 | ARP, CSNOX, CSSO2G2, MATS | 609180 | 7 | MAPP | Lincoln County | NE111 | 111 | Electric Utility | 41.0808 | -101.1408 | Lincoln Electric System (Owner),Nebraska Public Power District (Owner),Nebraska Public Power District (Operator) | Phase 2 | Early Election | Dry bottom wall-fired boiler | Coal |  |  | Low NOx Burner Technology w/ Overfire Air | Baghouse | Halogenated PAC Sorbent Injection | 1982-01-01 | Operating | 8251 | 2 (681.3) | 6077 2 | 681.3
MA | Stony Brook Energy Center | 6081 | 1 |  | 2023 | RGGI, SIPNOX | 608883 (Ended Sep 26, 2023), 610790 (Started Sep 26, 2023) | 1 | NPCC | Hampden County | MA013 | 13 | Electric Utility | 42.1977 | -72.5103 | Massachusetts Municipal Wholesale Electric (Owner),Green Mountain Power Corporation (Owner),Village of Lydonville (Owner),Massachusetts Municipal Wholesale Electric (Operator) |  |  | Combined cycle | Pipeline Natural Gas | Diesel Oil |  | Steam Injection |  |  | 1981-11-30 | Operating | 1050 | CT1 (85), CA1 (105) | 6081 1 | 120
MA | Stony Brook Energy Center | 6081 | 2 |  | 2023 | RGGI, SIPNOX | 608883 (Ended Sep 26, 2023), 610790 (Started Sep 26, 2023) | 1 | NPCC | Hampden County | MA013 | 13 | Electric Utility | 42.1977 | -72.5103 | Massachusetts Municipal Wholesale Electric (Owner),Green Mountain Power Corporation (Owner),Village of Lydonville (Owner),Massachusetts Municipal Wholesale Electric (Operator) |  |  | Combined cycle | Pipeline Natural Gas | Diesel Oil |  | Water Injection,Dry Low NOx Burners |  |  | 1981-11-30 | Operating | 1050 | CA1 (105), CT2 (85) | 6081 2 | 120
MA | Stony Brook Energy Center | 6081 | 3 |  | 2023 | RGGI, SIPNOX | 608883 (Ended Sep 26, 2023), 610790 (Started Sep 26, 2023) | 1 | NPCC | Hampden County | MA013 | 13 | Electric Utility | 42.1977 | -72.5103 | Massachusetts Municipal Wholesale Electric (Owner),Green Mountain Power Corporation (Owner),Village of Lydonville (Owner),Massachusetts Municipal Wholesale Electric (Operator) |  |  | Combined cycle | Pipeline Natural Gas | Diesel Oil |  | Steam Injection |  |  | 1981-11-30 | Operating | 1050 | CT3 (85), CA1 (105) | 6081 3 | 120
MA | Stony Brook Energy Center | 6081 | 4 |  | 2023 | RGGI, SIPNOX | 608883 (Ended Sep 26, 2023), 610790 (Started Sep 26, 2023) | 1 | NPCC | Hampden County | MA013 | 13 | Electric Utility | 42.1977 | -72.5103 | Massachusetts Municipal Wholesale Electric (Owner),Massachusetts Municipal Wholesale Electric (Operator) |  |  | Combustion turbine | Diesel Oil |  |  | Water Injection |  |  | 1982-11-30 | Operating | 1050 | 1 (85) | 6081 4 | 85
MA | Stony Brook Energy Center | 6081 | 5 |  | 2023 | RGGI, SIPNOX | 608883 (Ended Sep 26, 2023), 610790 (Started Sep 26, 2023) | 1 | NPCC | Hampden County | MA013 | 13 | Electric Utility | 42.1977 | -72.5103 | Massachusetts Municipal Wholesale Electric (Owner),Massachusetts Municipal Wholesale Electric (Operator) |  |  | Combustion turbine | Diesel Oil |  |  | Water Injection |  |  | 1982-11-30 | Operating | 1050 | 2 (85) | 6081 5 | 85
IN | R M Schahfer Generating Station | 6085 | 17 |  | 2023 | ARP, CSNOX, CSOSG3, CSSO2G1, MATS | 609545 | 5 | ECAR | Jasper County | IN073 | 73 | Electric Utility | 41.2175 | -87.0239 | Northern Indiana Public Service Company (Owner),Northern Indiana Public Service Company (Operator) | Phase 2 | Early Election | Tangentially-fired | Coal |  | Wet Limestone | Low NOx Burner Technology w/ Closed-coupled/Separated OFA | Electrostatic Precipitator |  | 1983-04-28 | Operating | 4950 | 17 (423.5) | 6085 17 | 423.5
IN | R M Schahfer Generating Station | 6085 | 18 |  | 2023 | ARP, CSNOX, CSOSG3, CSSO2G1, MATS | 609545 | 5 | ECAR | Jasper County | IN073 | 73 | Electric Utility | 41.2175 | -87.0239 | Northern Indiana Public Service Company (Owner),Northern Indiana Public Service Company (Operator) | Phase 2 | Early Election | Tangentially-fired | Coal |  | Wet Limestone | Low NOx Burner Technology w/ Closed-coupled/Separated OFA | Electrostatic Precipitator |  | 1986-02-14 | Operating | 4950 | 18 (423.5) | 6085 18 | 423.5
IN | R M Schahfer Generating Station | 6085 | 16A |  | 2023 | CSNOX, CSOSG3, CSSO2G1 | 609545 | 5 | ECAR | Jasper County | IN073 | 73 | Electric Utility | 41.2175 | -87.0239 | Northern Indiana Public Service Company (Owner),Northern Indiana Public Service Company (Operator) |  |  | Combustion turbine | Pipeline Natural Gas | [5 empty] | 1979-12-31 | Operating | 1490 | 16A (129) | 6085 16A | 129
IN | R M Schahfer Generating Station | 6085 | 16B |  | 2023 | CSNOX, CSOSG3, CSSO2G1 | 609545 | 5 | ECAR | Jasper County | IN073 | 73 | Electric Utility | 41.2175 | -87.0239 | Northern Indiana Public Service Company (Owner),Northern Indiana Public Service Company (Operator) |  |  | Combustion turbine | Pipeline Natural Gas | [5 empty] | 1979-12-31 | Operating | 1450 | 16B (129) | 6085 16B | 129
MN | Sherburne County | 6090 | 1 | CS1 | 2023 | ARP, CSNOX, CSSO2G2, MATS | 608123 | 5 | MAPP | Sherburne County | MN141 | 141 | Electric Utility | 45.3792 | -93.8958 | Northern States Power (Xcel Energy) (Owner),Northern States Power (Xcel Energy) (Operator) | Phase 2 | Phase 1 Group 1 | Tangentially-fired | Coal | Diesel Oil | Wet Limestone | Low NOx Burner Technology w/ Closed-coupled/Separated OFA | Wet ESP,Wet Scrubber | Halogenated PAC Sorbent Injection | 1976-05-01 | Operating | 7935 | 1 (660) | 6090 1 | 660
MN | Sherburne County | 6090 | 2 | CS1 | 2023 | ARP, CSNOX, CSSO2G2, MATS | 608123 | 5 | MAPP | Sherburne County | MN141 | 141 | Electric Utility | 45.3792 | -93.8958 | Northern States Power (Xcel Energy) (Owner),Northern States Power (Xcel Energy) (Operator) | Phase 2 | Phase 1 Group 1 | Tangentially-fired | Coal | Diesel Oil | Wet Limestone | Low NOx Burner Technology w/ Closed-coupled/Separated OFA | Wet ESP,Wet Scrubber | Halogenated PAC Sorbent Injection | 1977-04-01 | Operating | 8115 | 2 (660) | 6090 2 | 660
MN | Sherburne County | 6090 | 3 |  | 2023 | ARP, CSNOX, CSSO2G2, MATS | 608123 | 5 | MAPP | Sherburne County | MN141 | 141 | Electric Utility | 45.3792 | -93.8958 | Northern States Power (Xcel Energy) (Owner),Southern Minnesota Municipal Power Agency (Owner),Northern States Power (Xcel Energy) (Operator) | Phase 2 | Phase 2 Group 1 | Dry bottom wall-fired boiler | Coal | Diesel Oil | Dry Lime FGD | Low NOx Burner Technology (Dry Bottom only) | Baghouse | Halogenated PAC Sorbent Injection | 1987-11-01 | Operating | 10696 | 3 (809) | 6090 3 | 809
OK | Sooner | 6095 | 1 |  | 2023 | ARP, CSOSG2, MATS | 603925 | 6 | SPP | Noble County | OK103 | 103 | Electric Utility | 36.4537 | -97.0527 | Oklahoma Gas & Electric Company (Owner),Oklahoma Gas & Electric Company (Operator) | Phase 2 | Early Election | Tangentially-fired | Coal | Diesel Oil | Fluidized Bed Limestone Injection | Low NOx Burner Technology w/ Closed-coupled/Separated OFA,Overfire Air | Electrostatic Precipitator | Halogenated PAC Sorbent Injection | 1979-11-10 | Operating | 6128 | 1 (568) | 6095 1 | 568
OK | Sooner | 6095 | 2 |  | 2023 | ARP, CSOSG2, MATS | 603925 | 6 | SPP | Noble County | OK103 | 103 | Electric Utility | 36.4537 | -97.0527 | Oklahoma Gas & Electric Company (Owner),Oklahoma Gas & Electric Company (Operator) | Phase 2 | Early Election | Tangentially-fired | Coal | Diesel Oil | Fluidized Bed Limestone Injection | Low NOx Burner Technology w/ Closed-coupled/Separated OFA,Overfire Air | Electrostatic Precipitator | Halogenated PAC Sorbent Injection | 1980-12-29 | Operating | 6115 | 2 (568) | 6095 2 | 568
NE | Nebraska City Station | 6096 | 1 |  | 2023 | ARP, CSNOX, CSSO2G2, MATS | 610192 (Ended Aug 22, 2023), 610761 (Started Aug 22, 2023) | 7 | MAPP | Otoe County | NE131 | 131 | Electric Utility | 40.6215 | -95.7765 | Omaha Public Power District (Owner),Omaha Public Power District (Operator) | Phase 2 | Early Election | Dry bottom wall-fired boiler | Coal |  |  | Low NOx Burner Technology w/ Overfire Air | Electrostatic Precipitator | Halogenated PAC Sorbent Injection | 1979-05-30 | Operating | 7100 | 1 (691) | 6096 1 | 691
NE | Nebraska City Station | 6096 | 2 |  | 2023 | ARP, CSNOX, CSSO2G2, MATS | 610192 (Ended Aug 22, 2023), 610761 (Started Aug 22, 2023) | 7 | MAPP | Otoe County | NE131 | 131 | Electric Utility | 40.6215 | -95.7765 | Omaha Public Power District (Owner),Omaha Public Power District (Operator) | Phase 2 |  | Dry bottom wall-fired boiler | Coal |  | Dry Lime FGD | Selective Catalytic Reduction | Baghouse |  | 2008-10-31 | Operating | 7900 | 2 (725) | 6096 2 | 725 | Y
SD | Big Stone | 6098 | 1 |  | 2023 | ARP, MATS | 607660 | 8 | MAPP | Grant County | SD051 | 51 | Electric Utility | 45.3047 | -96.5103 | Montana Dakota Utilities Company (Owner),Northwestern Public Service Company (Owner),Otter Tail Power Company (Owner),Otter Tail Power Company (Operator) | Phase 2 | Phase 2 Group 2 | Cyclone boiler | Coal | Diesel Oil, Wood | Dry Lime FGD | Overfire Air,Selective Catalytic Reduction | Baghouse | Halogenated PAC Sorbent Injection | 1975-05-01 | Operating | 5609 | 1 (456) | 6098 1 | 456 | Y
WY | Wyodak | 6101 | BW91 |  | 2023 | ARP, MATS | 608875 | 8 | WECC | Campbell County | WY005 | 5 | Electric Utility | 44.2886 | -105.3847 | Black Hills Corporation (Owner),Pacificorp (Owner),Pacificorp (Operator) | Phase 2 | Phase 1 Group 1 | Dry bottom wall-fired boiler | Coal |  | Dry Lime FGD | Low NOx Burner Technology w/ Overfire Air | Baghouse | Untreated PAC Sorbent Injection,Additives to Enhance PAC and Existing Equipment Performance | 1978-09-01 | Operating | 5302 | 1 (335) | 6101 BW91 | 335
CO | Fort St. Vrain | 6112 | 2 |  | 2023 | ARP | 608791 | 8 | WECC | Weld County | CO123 | 123 | Electric Utility | 40.2461 | -104.8742 | Public Service Company of Colorado (Owner),Public Service Company of Colorado (Operator) | Phase 2 |  | Combined cycle | Pipeline Natural Gas |  |  | Dry Low NOx Burners |  |  | 1996-05-06 | Operating | 2242 | 2 (130), 1 (336) | 6112 2 | 242
CO | Fort St. Vrain | 6112 | 3 |  | 2023 | ARP | 608791 | 8 | WECC | Weld County | CO123 | 123 | Electric Utility | 40.2461 | -104.8742 | Public Service Company of Colorado (Owner),Public Service Company of Colorado (Operator) | Phase 2 |  | Combined cycle | Pipeline Natural Gas |  |  | Dry Low NOx Burners |  |  | 1999-03-01 | Operating | 2242 | 3 (135), 1 (336) | 6112 3 | 242
CO | Fort St. Vrain | 6112 | 4 |  | 2023 | ARP | 608791 | 8 | WECC | Weld County | CO123 | 123 | Electric Utility | 40.2461 | -104.8742 | Public Service Company of Colorado (Owner),Public Service Company of Colorado (Operator) | Phase 2 |  | Combined cycle | Pipeline Natural Gas |  |  | Selective Catalytic Reduction |  |  | 2001-05-03 | Operating | 2242 | 4 (130), 1 (336) | 6112 4 | 242 | Y
CO | Fort St. Vrain | 6112 | 5 |  | 2023 | ARP | 608791 | 8 | WECC | Weld County | CO123 | 123 | Electric Utility | 40.2461 | -104.8742 | Public Service Company of Colorado (Owner),Public Service Company of Colorado (Operator) | Phase 2 |  | Combustion turbine | Pipeline Natural Gas |  |  | Dry Low NOx Burners |  |  | 2009-04-22 | Operating | 1700 | 5 (146) | 6112 5 | 146
CO | Fort St. Vrain | 6112 | 6 |  | 2023 | ARP | 608791 | 8 | WECC | Weld County | CO123 | 123 | Electric Utility | 40.2461 | -104.8742 | Public Service Company of Colorado (Owner),Public Service Company of Colorado (Operator) | Phase 2 |  | Combustion turbine | Pipeline Natural Gas |  |  | Dry Low NOx Burners |  |  | 2009-04-25 | Operating | 1700 | 6 (146) | 6112 6 | 146
IN | Gibson | 6113 | 1 |  | 2023 | ARP, CSNOX, CSOSG3, CSSO2G1, MATS | 609289 | 5 |  | Gibson County | IN051 | 51 | Electric Utility | 38.3722 | -87.7661 | Duke Energy Indiana, LLC (Owner),Duke Energy Indiana, LLC (Operator) | Table 1 | Phase 1 Group 1 | Dry bottom wall-fired boiler | Coal | Diesel Oil | Wet Limestone | Low NOx Burner Technology w/ Overfire Air,Selective Catalytic Reduction | Electrostatic Precipitator,Wet Scrubber |  | 1976-05-03 | Operating | 6500 | 1 (668) | 6113 1 | 668 | Y
IN | Gibson | 6113 | 2 |  | 2023 | ARP, CSNOX, CSOSG3, CSSO2G1, MATS | 609289 | 5 |  | Gibson County | IN051 | 51 | Electric Utility | 38.3722 | -87.7661 | Duke Energy Indiana, LLC (Owner),Duke Energy Indiana, LLC (Operator) | Table 1 | Phase 1 Group 1 | Dry bottom wall-fired boiler | Coal | Diesel Oil | Wet Limestone | Low NOx Burner Technology w/ Overfire Air,Selective Catalytic Reduction | Electrostatic Precipitator,Wet Scrubber |  | 1975-04-16 | Operating | 7100 | 2 (668) | 6113 2 | 668 | Y
IN | Gibson | 6113 | 3 |  | 2023 | ARP, CSNOX, CSOSG3, CSSO2G1, MATS | 609289 | 5 |  | Gibson County | IN051 | 51 | Electric Utility | 38.3722 | -87.7661 | Duke Energy Indiana, LLC (Owner),Duke Energy Indiana, LLC (Operator) | Table 1 | Phase 1 Group 1 | Dry bottom wall-fired boiler | Coal | Diesel Oil | Wet Limestone | Low NOx Burner Technology w/ Overfire Air,Selective Catalytic Reduction | Wet Scrubber,Electrostatic Precipitator |  | 1978-03-28 | Operating | 7300 | 3 (668) | 6113 3 | 668 | Y
IN | Gibson | 6113 | 4 |  | 2023 | ARP, CSNOX, CSOSG3, CSSO2G1, MATS | 609289 | 5 |  | Gibson County | IN051 | 51 | Electric Utility | 38.3722 | -87.7661 | Duke Energy Indiana, LLC (Owner),Duke Energy Indiana, LLC (Operator) | Table 1 | Phase 1 Group 1 | Dry bottom wall-fired boiler | Coal | Diesel Oil | Wet Limestone | Low NOx Burner Technology w/ Overfire Air,Selective Catalytic Reduction | Wet Scrubber,Electrostatic Precipitator |  | 1979-03-27 | Operating | 7100 | 4 (668) | 6113 4 | 668 | Y
IN | Gibson | 6113 | 5 |  | 2023 | ARP, CSNOX, CSOSG3, CSSO2G1, MATS | 609289 | 5 |  | Gibson County | IN051 | 51 | Electric Utility | 38.3722 | -87.7661 | Indiana Municipal Power Agency (Owner),Wabash Valley Power Alliance (Owner),Duke Energy Indiana, LLC (Owner),Duke Energy Indiana, LLC (Operator) | Phase 2 | Phase 2 Group 1 | Dry bottom wall-fired boiler | Coal | Diesel Oil | Wet Limestone | Low NOx Burner Technology w/ Overfire Air,Selective Catalytic Reduction | Electrostatic Precipitator,Wet Scrubber |  | 1982-10-01 | Operating | 6700 | 5 (668) | 6113 5 | 668 | Y
GA | McIntosh (6124) | 6124 | CT1 |  | 2023 | ARP, CSNOX, CSOSG1, CSSO2G2 | 609716 (Ended May 09, 2023), 610669 (Started May 09, 2023) | 4 | SERC | Effingham County | GA103 | 103 | Electric Utility | 32.3558 | -81.1683 | Georgia Power Company (Owner),Georgia Power Company (Operator) | Phase 2 |  | Combustion turbine | Pipeline Natural Gas | Diesel Oil |  | Water Injection |  |  | 1995-05-18 | Operating | 1419 | CT1 (80) | 6124 CT1 | 80
GA | McIntosh (6124) | 6124 | CT2 |  | 2023 | ARP, CSNOX, CSOSG1, CSSO2G2 | 609716 (Ended May 09, 2023), 610669 (Started May 09, 2023) | 4 | SERC | Effingham County | GA103 | 103 | Electric Utility | 32.3558 | -81.1683 | Georgia Power Company (Owner),Georgia Power Company (Operator) | Phase 2 |  | Combustion turbine | Pipeline Natural Gas | Diesel Oil |  | Water Injection |  |  | 1995-04-13 | Operating | 1419 | CT2 (80) | 6124 CT2 | 80
GA | McIntosh (6124) | 6124 | CT3 |  | 2023 | ARP, CSNOX, CSOSG1, CSSO2G2 | 609716 (Ended May 09, 2023), 610669 (Started May 09, 2023) | 4 | SERC | Effingham County | GA103 | 103 | Electric Utility | 32.3558 | -81.1683 | Georgia Power Company (Owner),Georgia Power Company (Operator) | Phase 2 |  | Combustion turbine | Pipeline Natural Gas | Diesel Oil |  | Water Injection |  |  | 1994-06-04 | Operating | 1419 | CT3 (80) | 6124 CT3 | 80
GA | McIntosh (6124) | 6124 | CT4 |  | 2023 | ARP, CSNOX, CSOSG1, CSSO2G2 | 609716 (Ended May 09, 2023), 610669 (Started May 09, 2023) | 4 | SERC | Effingham County | GA103 | 103 | Electric Utility | 32.3558 | -81.1683 | Georgia Power Company (Owner),Georgia Power Company (Operator) | Phase 2 |  | Combustion turbine | Pipeline Natural Gas | Diesel Oil |  | Water Injection |  |  | 1994-05-31 | Operating | 1419 | CT4 (80) | 6124 CT4 | 80
GA | McIntosh (6124) | 6124 | CT5 |  | 2023 | ARP, CSNOX, CSOSG1, CSSO2G2 | 609716 (Ended May 09, 2023), 610669 (Started May 09, 2023) | 4 | SERC | Effingham County | GA103 | 103 | Electric Utility | 32.3558 | -81.1683 | Georgia Power Company (Owner),Georgia Power Company (Operator) | Phase 2 |  | Combustion turbine | Pipeline Natural Gas | Diesel Oil |  | Water Injection |  |  | 1994-05-01 | Operating | 1419 | CT5 (80) | 6124 CT5 | 80
GA | McIntosh (6124) | 6124 | CT6 |  | 2023 | ARP, CSNOX, CSOSG1, CSSO2G2 | 609716 (Ended May 09, 2023), 610669 (Started May 09, 2023) | 4 | SERC | Effingham County | GA103 | 103 | Electric Utility | 32.3558 | -81.1683 | Georgia Power Company (Owner),Georgia Power Company (Operator) | Phase 2 |  | Combustion turbine | Pipeline Natural Gas | Diesel Oil |  | Water Injection |  |  | 1994-05-07 | Operating | 1419 | CT6 (80) | 6124 CT6 | 80
GA | McIntosh (6124) | 6124 | CT7 |  | 2023 | ARP, CSNOX, CSOSG1, CSSO2G2 | 609716 (Ended May 09, 2023), 610669 (Started May 09, 2023) | 4 | SERC | Effingham County | GA103 | 103 | Electric Utility | 32.3558 | -81.1683 | Georgia Power Company (Owner),Georgia Power Company (Operator) | Phase 2 |  | Combustion turbine | Pipeline Natural Gas | Diesel Oil |  | Water Injection |  |  | 1994-04-27 | Operating | 1419 | CT7 (80) | 6124 CT7 | 80
GA | McIntosh (6124) | 6124 | CT8 |  | 2023 | ARP, CSNOX, CSOSG1, CSSO2G2 | 609716 (Ended May 09, 2023), 610669 (Started May 09, 2023) | 4 | SERC | Effingham County | GA103 | 103 | Electric Utility | 32.3558 | -81.1683 | Georgia Power Company (Owner),Georgia Power Company (Operator) | Phase 2 |  | Combustion turbine | Pipeline Natural Gas | Diesel Oil |  | Water Injection |  |  | 1994-02-28 | Operating | 1419 | CT8 (80) | 6124 CT8 | 80
IN | A B Brown Generating Station | 6137 | 1 |  | 2023 | ARP, CSNOX, CSOSG3, CSSO2G1, MATS | 606261 (Ended Mar 30, 2023), 610621 (Started Mar 30, 2023) | 5 | ECAR | Posey County | IN129 | 129 | Electric Utility | 37.9053 | -87.715 | Southern Indiana Gas and Electric Company (Owner),Southern Indiana Gas and Electric Company (Operator) | Phase 2 | Early Election | Dry bottom wall-fired boiler | Coal |  | Dual Alkali | Selective Catalytic Reduction | Baghouse | Sodium Based | 1979-04-19 | Operating | 3632 | 1 (265) | 6137 1 | 265 | Y
IN | A B Brown Generating Station | 6137 | 2 |  | 2023 | ARP, CSNOX, CSOSG3, CSSO2G1, MATS | 606261 (Ended Mar 30, 2023), 610621 (Started Mar 30, 2023) | 5 | ECAR | Posey County | IN129 | 129 | Electric Utility | 37.9053 | -87.715 | Southern Indiana Gas and Electric Company (Owner),Southern Indiana Gas and Electric Company (Operator) | Phase 2 | Early Election | Dry bottom wall-fired boiler | Coal |  | Dual Alkali | Selective Catalytic Reduction | Electrostatic Precipitator | Sodium Based | 1984-02-19 | Operating | 4469 | 2 (265) | 6137 2 | 265 | Y
IN | A B Brown Generating Station | 6137 | 3 |  | 2023 | ARP, CSNOX, CSOSG3, CSSO2G1 | 606261 (Ended Mar 30, 2023), 610621 (Started Mar 30, 2023) | 5 | ECAR | Posey County | IN129 | 129 | Electric Utility | 37.9053 | -87.715 | Southern Indiana Gas and Electric Company (Owner),Southern Indiana Gas and Electric Company (Operator) | Phase 2 |  | Combustion turbine | Pipeline Natural Gas | Diesel Oil |  | Water Injection |  |  | 1991-06-03 | Operating | 1108 | 4 (80) | 6137 3 | 80
IN | A B Brown Generating Station | 6137 | 4 |  | 2023 | ARP, CSNOX, CSOSG3, CSSO2G1 | 606261 (Ended Mar 30, 2023), 610621 (Started Mar 30, 2023) | 5 | ECAR | Posey County | IN129 | 129 | Electric Utility | 37.9053 | -87.715 | Southern Indiana Gas and Electric Company (Owner),Southern Indiana Gas and Electric Company (Operator) | Phase 2 |  | Combustion turbine | Pipeline Natural Gas |  |  | Dry Low NOx Burners,Water Injection |  |  | 2002-07-01 | Operating | 1406 | 5 (80) | 6137 4 | 80
AR | Flint Creek Power Plant | 6138 | 1 |  | 2023 | ARP, CSOSG2, MATS | 608993 (Ended Apr 12, 2023), 610620 (Started Apr 12, 2023) | 6 |  | Benton County | AR007 | 7 | Electric Utility | 36.2561 | -94.5241 | Arkansas Electric Cooperative Corporation (Owner),Southwestern Electric Power Company (Owner),Southwestern Electric Power Company (Operator) | Phase 2 | Early Election | Dry bottom wall-fired boiler | Coal |  | Dry Lime FGD | Low NOx Burner Technology w/ Overfire Air | Baghouse,Electrostatic Precipitator | Halogenated PAC Sorbent Injection | 1978-01-30 | Operating | 6324 | 1 (510.8) | 6138 1 | 510.8
TX | Welsh Power Plant | 6139 | 1 |  | 2023 | ARP, CSOSG2, MATS, TXSO2 | 608993 (Ended Apr 12, 2023), 610620 (Started Apr 12, 2023) | 6 | ERCOT | Titus County | TX449 | 449 | Electric Utility | 33.0583 | -94.844 | Southwestern Electric Power Company (Owner),Southwestern Electric Power Company (Operator) | Phase 2 | Early Election | Dry bottom wall-fired boiler | Coal |  |  | Low NOx Burner Technology w/ Overfire Air | Baghouse,Electrostatic Precipitator | Halogenated PAC Sorbent Injection | 1977-03-31 | Operating | 6896 | 1 (558) | 6139 1 | 558
TX | Welsh Power Plant | 6139 | 3 |  | 2023 | ARP, CSOSG2, MATS, TXSO2 | 608993 (Ended Apr 12, 2023), 610620 (Started Apr 12, 2023) | 6 | ERCOT | Titus County | TX449 | 449 | Electric Utility | 33.0583 | -94.844 | Southwestern Electric Power Company (Owner),Southwestern Electric Power Company (Operator) | Phase 2 | Early Election | Dry bottom wall-fired boiler | Coal |  |  | Low NOx Burner Technology w/ Overfire Air | Baghouse,Electrostatic Precipitator | Halogenated PAC Sorbent Injection | 1982-02-10 | Operating | 6909 | 3 (558) | 6139 3 | 558
TX | Martin Lake | 6146 | 1 |  | 2023 | ARP, CSOSG2, MATS, TXSO2 | 603383 | 6 |  | Rusk County | TX401 | 401 | Electric Utility | 32.2597 | -94.5703 | Luminant Generation Company LLC (Owner),Luminant Generation Company LLC (Operator) | Phase 2 | Early Election | Tangentially-fired | Coal |  | Wet Limestone | Low NOx Burner Technology w/ Separated OFA | Electrostatic Precipitator | Untreated PAC Sorbent Injection | 1977-05-16 | Operating | 9210 | 1 (793.2) | 6146 1 | 793.2
TX | Martin Lake | 6146 | 2 |  | 2023 | ARP, CSOSG2, MATS, TXSO2 | 603383 | 6 |  | Rusk County | TX401 | 401 | Electric Utility | 32.2597 | -94.5703 | Luminant Generation Company LLC (Owner),Luminant Generation Company LLC (Operator) | Phase 2 | Early Election | Tangentially-fired | Coal |  | Wet Limestone | Low NOx Burner Technology w/ Separated OFA | Electrostatic Precipitator |  | 1978-05-23 | Operating | 9257 | 2 (793.2) | 6146 2 | 793.2
TX | Martin Lake | 6146 | 3 |  | 2023 | ARP, CSOSG2, MATS, TXSO2 | 603383 | 6 |  | Rusk County | TX401 | 401 | Electric Utility | 32.2597 | -94.5703 | Luminant Generation Company LLC (Owner),Luminant Generation Company LLC (Operator) | Phase 2 | Early Election | Tangentially-fired | Coal |  | Wet Limestone | Low NOx Burner Technology w/ Separated OFA | Electrostatic Precipitator |  | 1979-04-01 | Operating | 9484 | 3 (793.2) | 6146 3 | 793.2
MO | Rush Island | 6155 | 1 |  | 2023 | ARP, CSNOX, CSOSG2, CSSO2G1, MATS | 607655 | 7 |  | Jefferson County | MO099 | 99 | Electric Utility | 38.1306 | -90.2625 | Union Electric Company (Owner),Union Electric Company (Operator) | Phase 2 | Phase 1 Group 1 | Tangentially-fired | Coal |  |  | Low NOx Burner Technology w/ Closed-coupled/Separated OFA | Electrostatic Precipitator |  | 1976-02-01 | Operating | 5922 | 1 (621) | 6155 1 | 621
MO | Rush Island | 6155 | 2 |  | 2023 | ARP, CSNOX, CSOSG2, CSSO2G1, MATS | 607655 | 7 |  | Jefferson County | MO099 | 99 | Electric Utility | 38.1306 | -90.2625 | Union Electric Company (Owner),Union Electric Company (Operator) | Phase 2 | Phase 1 Group 1 | Tangentially-fired | Coal |  |  | Low NOx Burner Technology w/ Closed-coupled/Separated OFA | Electrostatic Precipitator |  | 1977-02-01 | Operating | 5922 | 2 (621) | 6155 2 | 621
CT | New Haven Harbor | 6156 | NHB1 |  | 2023 | ARP, MATS, RGGI, SIPNOX | 601740 | 1 |  | New Haven County | CT009 | 9 | Electric Utility | 41.2836 | -72.9042 | PSEG Power Connecticut, LLC (Owner) (Ended Apr 13, 2023),GB II Connecticut LLC (Owner) (Started Apr 13, 2023),PSEG Power Connecticut, LLC (Operator) (Ended Apr 13, 2023),Consolidated Asset Management Services, LLC (Operator) (Started Apr 13, 2023) | Phase 2 |  | Tangentially-fired | Residual Oil | Diesel Oil, Pipeline Natural Gas |  |  | Electrostatic Precipitator |  | 1975-08-31 | Operating | 5130 | 1 (460) | 6156 NHB1 | 460
CT | New Haven Harbor | 6156 | NHHS2 |  | 2023 | ARP, RGGI, SIPNOX | 601740 | 1 |  | New Haven County | CT009 | 9 | Electric Utility | 41.2836 | -72.9042 | PSEG New Haven LLC (Owner) (Ended Apr 13, 2023),GB II New Haven LLC (Owner) (Started Apr 13, 2023),PSEG New Haven LLC (Operator) (Ended Apr 13, 2023),Consolidated Asset Management Services, LLC (Operator) (Started Apr 13, 2023) | Phase 2 |  | Combustion turbine | Diesel Oil | Pipeline Natural Gas |  | Water Injection,Selective Catalytic Reduction |  |  | 2012-05-07 | Operating | 485 | 2 (60.5) | 6156 NHHS2 | 60.5 | Y
CT | New Haven Harbor | 6156 | NHHS3 |  | 2023 | ARP, RGGI, SIPNOX | 601740 | 1 |  | New Haven County | CT009 | 9 | Electric Utility | 41.2836 | -72.9042 | PSEG New Haven LLC (Owner) (Ended Apr 13, 2023),GB II New Haven LLC (Owner) (Started Apr 13, 2023),PSEG New Haven LLC (Operator) (Ended Apr 13, 2023),Consolidated Asset Management Services, LLC (Operator) (Started Apr 13, 2023) | Phase 2 |  | Combustion turbine | Diesel Oil | Pipeline Natural Gas |  | Water Injection,Selective Catalytic Reduction |  |  | 2012-04-26 | Operating | 485 | 3 (60.5) | 6156 NHHS3 | 60.5 | Y
CT | New Haven Harbor | 6156 | NHHS4 |  | 2023 | ARP, RGGI, SIPNOX | 601740 | 1 |  | New Haven County | CT009 | 9 | Electric Utility | 41.2836 | -72.9042 | PSEG New Haven LLC (Owner) (Ended Apr 13, 2023),GB II New Haven LLC (Owner) (Started Apr 13, 2023),PSEG New Haven LLC (Operator) (Ended Apr 13, 2023),Consolidated Asset Management Services, LLC (Operator) (Started Apr 13, 2023) | Phase 2 |  | Combustion turbine | Diesel Oil | Pipeline Natural Gas |  | Water Injection,Selective Catalytic Reduction |  |  | 2012-04-11 | Operating | 485 | 4 (60.5) | 6156 NHHS4 | 60.5 | Y
UT | Hunter | 6165 | 1 |  | 2023 | ARP, MATS | 608875 | 8 | WECC | Emery County | UT015 | 15 | Electric Utility | 39.1747 | -111.0289 | Utah Municipal Power Agency (Owner),Pacificorp (Owner),Pacificorp (Operator) | Phase 2 | Early Election | Tangentially-fired | Coal |  | Wet Lime FGD | Low NOx Burner Technology w/ Closed-coupled/Separated OFA | Baghouse |  | 1978-06-10 | Operating | 5348 | 1 (430) | 6165 1 | 430
UT | Hunter | 6165 | 2 |  | 2023 | ARP, MATS | 608875 | 8 | WECC | Emery County | UT015 | 15 | Electric Utility | 39.1747 | -111.0289 | Deseret Generation & Transmission (Owner),Utah Associated Municipal Power Systems (Owner),Pacificorp (Owner),Pacificorp (Operator) | Phase 2 | Early Election | Tangentially-fired | Coal |  | Wet Lime FGD | Low NOx Burner Technology w/ Closed-coupled/Separated OFA | Baghouse |  | 1980-06-04 | Operating | 6130 | 2 (430) | 6165 2 | 430
UT | Hunter | 6165 | 3 |  | 2023 | ARP, MATS | 608875 | 8 | WECC | Emery County | UT015 | 15 | Electric Utility | 39.1747 | -111.0289 | Pacificorp (Owner),Pacificorp (Operator) | Phase 2 | Phase 2 Group 1 | Dry bottom wall-fired boiler | Coal |  | Wet Lime FGD | Low NOx Burner Technology w/ Overfire Air | Wet Scrubber,Baghouse |  | 1983-06-01 | Operating | 5742 | 3 (460) | 6165 3 | 460
IN | Rockport | 6166 | MB1 | CS012 | 2023 | ARP, CSNOX, CSOSG3, CSSO2G1, MATS | 608993 (Ended Apr 12, 2023), 610620 (Started Apr 12, 2023) | 5 | ECAR | Spencer County | IN147 | 147 | Electric Utility | 37.9256 | -87.0372 | Indiana Michigan Power Company (Owner),Indiana Michigan Power Company (Operator) | Phase 2 | Early Election | Dry bottom wall-fired boiler | Coal |  | Sodium Based | Low NOx Burner Technology (Dry Bottom only),Selective Catalytic Reduction | Electrostatic Precipitator | Halogenated PAC Sorbent Injection | 1984-12-10 | Operating | 13400 | 1 (1300) | 6166 MB1 | 1300 | Y
IN | Rockport | 6166 | MB2 | CS012 | 2023 | ARP, CSNOX, CSOSG3, CSSO2G1, MATS | 608993 (Ended Apr 12, 2023), 610620 (Started Apr 12, 2023) | 5 | ECAR | Spencer County | IN147 | 147 | Electric Utility | 37.9256 | -87.0372 | Passive Lessors (Owner),Indiana Michigan Power Company (Operator) | Phase 2 | Early Election | Dry bottom wall-fired boiler | Coal |  | Sodium Based | Low NOx Burner Technology (Dry Bottom only),Selective Catalytic Reduction | Electrostatic Precipitator | Halogenated PAC Sorbent Injection | 1989-12-01 | Operating | 13400 | 2 (1300) | 6166 MB2 | 1300 | Y
AZ | Coronado Generating Station | 6177 | U1B |  | 2023 | ARP, MATS | 608572 | 9 | WECC | Apache County | AZ001 | 1 | Electric Utility | 34.5778 | -109.2717 | Salt River Project (Owner),Salt River Project (Operator) | Phase 2 | Early Election | Dry bottom turbo-fired boiler | Coal | Diesel Oil | Wet Limestone | Low NOx Burner Technology w/ Overfire Air | Electrostatic Precipitator |  | 1979-12-01 | Operating | 4829.9 | CO1 (410.9) | 6177 U1B | 410.9
AZ | Coronado Generating Station | 6177 | U2B |  | 2023 | ARP, MATS | 608572 | 9 | WECC | Apache County | AZ001 | 1 | Electric Utility | 34.5778 | -109.2717 | Salt River Project (Owner),Salt River Project (Operator) | Phase 2 | Early Election | Dry bottom turbo-fired boiler | Coal | Diesel Oil | Wet Limestone | Low NOx Burner Technology w/ Overfire Air,Selective Catalytic Reduction | Electrostatic Precipitator |  | 1980-10-01 | Operating | 4963 | CO2 (410.9) | 6177 U2B | 410.9 | Y
TX | Coleto Creek | 6178 | 1 |  | 2023 | ARP, CSOSG2, MATS, TXSO2 | 603383 | 6 | ERCOT | Goliad County | TX175 | 175 | Electric Utility | 28.7128 | -97.2142 | Coleto Creek Power, LLC (Owner),Coleto Creek Power, LLC (Operator) | Phase 2 | Early Election | Tangentially-fired | Coal |  |  | Low NOx Burner Technology w/ Closed-coupled/Separated OFA | Baghouse | Additives to Enhance PAC and Existing Equipment Performance | 1980-06-30 | Operating | 7685 | 1 (632) | 6178 1 | 632
TX | Sam Seymour | 6179 | 1 |  | 2023 | ARP, CSOSG2, MATS, TXSO2 | 605940 | 6 | ERCOT | Fayette County | TX149 | 149 | Electric Utility | 29.9172 | -96.7506 | City of Austin (Owner),Lower Colorado River Authority (Owner),Lower Colorado River Authority (Operator) | Phase 2 | Early Election | Tangentially-fired | Coal | Diesel Oil, Other Solid Fuel | Wet Limestone | Low NOx Burner Technology w/ Closed-coupled/Separated OFA | Electrostatic Precipitator |  | 1979-06-01 | Operating | 8673.9 | 1 (615) | 6179 1 | 615
TX | Sam Seymour | 6179 | 2 |  | 2023 | ARP, CSOSG2, MATS, TXSO2 | 605940 | 6 | ERCOT | Fayette County | TX149 | 149 | Electric Utility | 29.9172 | -96.7506 | City of Austin (Owner),Lower Colorado River Authority (Owner),Lower Colorado River Authority (Operator) | Phase 2 | Early Election | Tangentially-fired | Coal | Diesel Oil, Other Solid Fuel | Wet Limestone | Low NOx Burner Technology w/ Closed-coupled/Separated OFA | Electrostatic Precipitator |  | 1980-05-21 | Operating | 8673.9 | 2 (615) | 6179 2 | 615
TX | Sam Seymour | 6179 | 3 |  | 2023 | ARP, CSOSG2, MATS | 605940 | 6 | ERCOT | Fayette County | TX149 | 149 | Electric Utility | 29.9172 | -96.7506 | Lower Colorado River Authority (Owner),Lower Colorado River Authority (Operator) | Phase 2 | Early Election | Tangentially-fired | Coal | Diesel Oil, Other Solid Fuel | Wet Limestone | Low NOx Burner Technology w/ Closed-coupled/Separated OFA | Electrostatic Precipitator |  | 1988-04-29 | Operating | 6333.3 | 3 (460) | 6179 3 | 460
TX | Oak Grove | 6180 | 1 |  | 2023 | ARP, CSOSG2, MATS | 603383 | 6 | ERCOT | Robertson County | TX395 | 395 | Electric Utility | 31.185 | -96.4853 | Oak Grove Management Company LLC (Owner),Oak Grove Management Company LLC (Operator) | Phase 2 |  | Tangentially-fired | Coal | Pipeline Natural Gas | Wet Limestone | Low NOx Burner Technology w/ Separated OFA,Ammonia Injection,Selective Catalytic Reduction | Baghouse |  | 2009-08-07 | Operating | 9940 | OG1 (916.8) | 6180 1 | 916.8 | Y
TX | Oak Grove | 6180 | 2 |  | 2023 | ARP, CSOSG2, MATS | 603383 | 6 | ERCOT | Robertson County | TX395 | 395 | Electric Utility | 31.185 | -96.4853 | Oak Grove Management Company LLC (Owner),Oak Grove Management Company LLC (Operator) | Phase 2 |  | Dry bottom wall-fired boiler | Coal | Pipeline Natural Gas | Wet Limestone | Low NOx Burner Technology (Dry Bottom only),Ammonia Injection,Selective Catalytic Reduction | Baghouse |  | 2010-01-01 | Operating | 9835 | OG2 (878.6) | 6180 2 | 878.6 | Y
TX | San Miguel | 6183 | SM-1 |  | 2023 | ARP, CSOSG2, MATS | 609372 | 6 | ERCOT | Atascosa County | TX013 | 13 | Electric Utility | 28.7044 | -98.4781 | San Miguel Electric Cooperative, Inc. (Owner),San Miguel Electric Cooperative, Inc. (Operator) | Phase 2 | Early Election | Dry bottom wall-fired boiler | Coal |  | Wet Limestone | Overfire Air,Low NOx Burner Technology (Dry Bottom only) | Electrostatic Precipitator,Wet Scrubber |  | 1982-01-01 | Operating | 6815 | 1 (410) | 6183 SM-1 | 410
LA | Brame Energy Center | 6190 | 1 |  | 2023 | ARP, CSOSG2E | 610205 | 6 | SPP | Rapides Parish | LA079 | 79 | Electric Utility | 31.395 | -92.7167 | Cleco Power LLC (Owner),Cleco Power LLC (Operator) | Phase 2 |  | Dry bottom wall-fired boiler | Pipeline Natural Gas | [5 empty] | 1975-06-01 | Operating | 5004 | 1 (445.5) | 6190 1 | 445.5
LA | Brame Energy Center | 6190 | 2 |  | 2023 | ARP, CSOSG2E, MATS | 610205 | 6 | SPP | Rapides Parish | LA079 | 79 | Electric Utility | 31.395 | -92.7167 | Lafayette Public Power Authority (Owner),Louisiana Energy & Power Authority (Owner),Cleco Power LLC (Owner),Cleco Power LLC (Operator) | Phase 2 | Early Election | Dry bottom wall-fired boiler | Coal |  |  | Low NOx Burner Technology w/ Overfire Air,Selective Non-catalytic Reduction | Baghouse,Electrostatic Precipitator | Untreated PAC Sorbent Injection | 1982-08-01 | Operating | 6534 | 2 (558) | 6190 2 | 558 | Y
LA | Brame Energy Center | 6190 | 2024-03-01 |  | 2023 | ARP, CSOSG2E, MATS | 610205 | 6 | SPP | Rapides Parish | LA079 | 79 | Electric Utility | 31.395 | -92.7167 | Cleco Power LLC (Owner),Cleco Power LLC (Operator) | Phase 2 |  | Circulating fluidized bed boiler | Petroleum Coke | Coal | Dry Lime FGD | Selective Non-catalytic Reduction | Baghouse | Untreated PAC Sorbent Injection | 2009-11-14 | Operating | 3750 | 3 (703.8) | 6190 45352 | 703.8 | Y
LA | Brame Energy Center | 6190 | 2024-03-02 |  | 2023 | ARP, CSOSG2E, MATS | 610205 | 6 | SPP | Rapides Parish | LA079 | 79 | Electric Utility | 31.395 | -92.7167 | Cleco Power LLC (Owner),Cleco Power LLC (Operator) | Phase 2 |  | Circulating fluidized bed boiler | Petroleum Coke | Coal | Dry Lime FGD | Selective Non-catalytic Reduction | Baghouse | Untreated PAC Sorbent Injection | 2009-11-05 | Operating | 3750 | 3 (703.8) | 6190 45353 | 703.8 | Y
TX | Harrington Station | 6193 | 061B |  | 2023 | ARP, CSOSG2, MATS, TXSO2 | 606233 | 6 | SPP | Potter County | TX375 | 375 | Electric Utility | 35.2972 | -101.7475 | Southwestern Public Service Company (Owner),Southwestern Public Service Company (Operator) | Phase 2 | Early Election | Tangentially-fired | Coal | Pipeline Natural Gas |  | Low NOx Burner Technology w/ Separated OFA,Overfire Air | Electrostatic Precipitator | Halogenated PAC Sorbent Injection | 1976-07-01 | Operating | 4631 | 1 (360) | 6193 061B | 360
TX | Harrington Station | 6193 | 062B |  | 2023 | ARP, CSOSG2, MATS, TXSO2 | 606233 | 6 | SPP | Potter County | TX375 | 375 | Electric Utility | 35.2972 | -101.7475 | Southwestern Public Service Company (Owner),Southwestern Public Service Company (Operator) | Phase 2 | Early Election | Tangentially-fired | Coal | Pipeline Natural Gas |  | Low NOx Burner Technology w/ Closed-coupled/Separated OFA,Overfire Air | Baghouse | Halogenated PAC Sorbent Injection | 1978-05-01 | Operating | 4222 | 2 (360) | 6193 062B | 360
TX | Harrington Station | 6193 | 063B |  | 2023 | ARP, CSOSG2, MATS, TXSO2 | 606233 | 6 | SPP | Potter County | TX375 | 375 | Electric Utility | 35.2972 | -101.7475 | Southwestern Public Service Company (Owner),Southwestern Public Service Company (Operator) | Phase 2 | Early Election | Tangentially-fired | Coal | Pipeline Natural Gas |  | Low NOx Burner Technology w/ Closed-coupled/Separated OFA,Overfire Air | Baghouse | Halogenated PAC Sorbent Injection | 1980-05-01 | Operating | 4397 | 3 (360) | 6193 063B | 360
TX | Tolk Station | 6194 | 171B |  | 2023 | ARP, CSOSG2, MATS, TXSO2 | 606233 | 6 | SPP | Lamb County | TX279 | 279 | Electric Utility | 34.1847 | -102.5686 | Southwestern Public Service Company (Owner),Southwestern Public Service Company (Operator) | Phase 2 | Early Election | Tangentially-fired | Coal |  |  | Low NOx Burner Technology w/ Separated OFA,Overfire Air | Baghouse | Halogenated PAC Sorbent Injection | 1982-07-01 | Operating | 6331 | 1 (568) | 6194 171B | 568
TX | Tolk Station | 6194 | 172B |  | 2023 | ARP, CSOSG2, MATS, TXSO2 | 606233 | 6 | SPP | Lamb County | TX279 | 279 | Electric Utility | 34.1847 | -102.5686 | Southwestern Public Service Company (Owner),Southwestern Public Service Company (Operator) | Phase 2 | Early Election | Tangentially-fired | Coal |  |  | Low NOx Burner Technology w/ Separated OFA,Overfire Air | Baghouse | Halogenated PAC Sorbent Injection | 1985-04-01 | Operating | 6454 | 2 (568) | 6194 172B | 568
MO | John Twitty Energy Center | 6195 | 1 |  | 2023 | ARP, CSNOX, CSOSG2, CSSO2G1, MATS | 500501 | 7 | SPP | Greene County | MO077 | 77 | Electric Utility | 37.1519 | -93.3892 | City of Springfield, MO (Owner),City of Springfield, MO (Operator) | Phase 2 | Phase 1 Group 1 | Dry bottom wall-fired boiler | Coal | Diesel Oil, Natural Gas, Pipeline Natural Gas |  | Other,Selective Catalytic Reduction | Baghouse | Halogenated PAC Sorbent Injection | 1976-06-01 | Operating | 1990 | ST1 (233) | 6195 1 | 233 | Y
MO | John Twitty Energy Center | 6195 | 2 |  | 2023 | ARP, CSNOX, CSOSG2, CSSO2G1, MATS | 500501 | 7 | SPP | Greene County | MO077 | 77 | Electric Utility | 37.1519 | -93.3892 | City of Springfield, MO (Owner),City of Springfield, MO (Operator) | Phase 2 |  | Dry bottom wall-fired boiler | Coal | Natural Gas, Pipeline Natural Gas | Dry Lime FGD | Selective Catalytic Reduction | Baghouse | Other (Non PAC) Sorbent Injection | 2010-11-01 | Operating | 2724 | ST2 (310) | 6195 2 | 310 | Y
MO | John Twitty Energy Center | 6195 | CT1A |  | 2023 | CSNOX, CSOSG2, CSSO2G1 | 500501 | 7 | SPP | Greene County | MO077 | 77 | Electric Utility | 37.1519 | -93.3892 | City of Springfield, MO (Owner),City of Springfield, MO (Operator) |  |  | Combustion turbine | Natural Gas |  |  | Water Injection |  |  | 1982-12-18 | Operating | 376 | GT1 (57) | 6195 CT1A | 57
MO | John Twitty Energy Center | 6195 | CT1B |  | 2023 | CSNOX, CSOSG2, CSSO2G1 | 500501 | 7 | SPP | Greene County | MO077 | 77 | Electric Utility | 37.1519 | -93.3892 | City of Springfield, MO (Owner),City of Springfield, MO (Operator) |  |  | Combustion turbine | Natural Gas |  |  | Water Injection |  |  | 1982-12-18 | Operating | 376 | GT1 (57) | 6195 CT1B | 57
MO | John Twitty Energy Center | 6195 | CT2A |  | 2023 | CSNOX, CSOSG2, CSSO2G1 | 500501 | 7 | SPP | Greene County | MO077 | 77 | Electric Utility | 37.1519 | -93.3892 | City of Springfield, MO (Owner),City of Springfield, MO (Operator) |  |  | Combustion turbine | Natural Gas |  |  | Water Injection |  |  | 1982-12-18 | Operating | 376 | GT2 (51.6) | 6195 CT2A | 51.6
MO | John Twitty Energy Center | 6195 | CT2B |  | 2023 | CSNOX, CSOSG2, CSSO2G1 | 500501 | 7 | SPP | Greene County | MO077 | 77 | Electric Utility | 37.1519 | -93.3892 | City of Springfield, MO (Owner),City of Springfield, MO (Operator) |  |  | Combustion turbine | Natural Gas |  |  | Water Injection |  |  | 1982-12-18 | Operating | 376 | GT2 (51.6) | 6195 CT2B | 51.6
WY | Laramie River | 6204 | 1 |  | 2023 | ARP, MATS | 609771 | 8 | MAPP | Platte County | WY031 | 31 | Electric Utility | 42.1103 | -104.8828 | Basin Electric Power Cooperative (Owner),County of Los Alamos (Owner),Heartland Consumers Power District (Owner),Lincoln Electric System (Owner),Nebraska Municipal Energy Agency (Owner),Tri-State Generation & Transmission (Owner),Western Minnesota Municipal Power (Owner),Wyoming Municipal Power Agency (Owner),Basin Electric Power Cooperative (Operator) | Phase 2 | Early Election | Dry bottom wall-fired boiler | Coal |  | Wet Limestone | Overfire Air,Selective Catalytic Reduction,Low NOx Burner Technology (Dry Bottom only) | Electrostatic Precipitator | Halogenated PAC Sorbent Injection | 1980-06-15 | Operating | 7540 | 1 (570) | 6204 1 | 570 | Y
WY | Laramie River | 6204 | 2 |  | 2023 | ARP, MATS | 609771 | 8 | MAPP | Platte County | WY031 | 31 | Electric Utility | 42.1103 | -104.8828 | Basin Electric Power Cooperative (Owner),County of Los Alamos (Owner),Heartland Consumers Power District (Owner),Lincoln Electric System (Owner),Nebraska Municipal Energy Agency (Owner),Tri-State Generation & Transmission (Owner),Western Minnesota Municipal Power (Owner),Wyoming Municipal Power Agency (Owner),Basin Electric Power Cooperative (Operator) | Phase 2 | Early Election | Dry bottom wall-fired boiler | Coal |  | Wet Limestone | Overfire Air,Selective Non-catalytic Reduction,Low NOx Burner Technology (Dry Bottom only) | Electrostatic Precipitator | Halogenated PAC Sorbent Injection | 1981-06-15 | Operating | 7000 | 2 (570) | 6204 2 | 570 | Y
WY | Laramie River | 6204 | 3 |  | 2023 | ARP, MATS | 609771 | 8 | MAPP | Platte County | WY031 | 31 | Electric Utility | 42.1103 | -104.8828 | Basin Electric Power Cooperative (Owner),County of Los Alamos (Owner),Heartland Consumers Power District (Owner),Lincoln Electric System (Owner),Nebraska Municipal Energy Agency (Owner),Tri-State Generation & Transmission (Owner),Western Minnesota Municipal Power (Owner),Wyoming Municipal Power Agency (Owner),Basin Electric Power Cooperative (Operator) | Phase 2 | Early Election | Dry bottom wall-fired boiler | Coal |  | Dry Lime FGD | Overfire Air,Selective Non-catalytic Reduction,Low NOx Burner Technology (Dry Bottom only) | Electrostatic Precipitator | Halogenated PAC Sorbent Injection | 1982-12-18 | Operating | 7750 | 3 (570) | 6204 3 | 570 | Y
IN | Merom | 6213 | 1SG1 |  | 2023 | ARP, CSNOX, CSOSG3, CSSO2G1, MATS | 610496 | 5 | ECAR | Sullivan County | IN153 | 153 | Electric Utility | 39.0694 | -87.5108 | Hallador Power Company LLC (Owner),Hallador Power Company LLC (Operator) | Phase 2 | Early Election | Dry bottom turbo-fired boiler | Coal |  | Wet Limestone | Selective Catalytic Reduction,Low NOx Burner Technology w/ Overfire Air | Electrostatic Precipitator | Untreated PAC Sorbent Injection | 1983-09-01 | Operating | 5800 | 1 (540) | 6213 1SG1 | 540 | Y
IN | Merom | 6213 | 2SG1 |  | 2023 | ARP, CSNOX, CSOSG3, CSSO2G1, MATS | 610496 | 5 | ECAR | Sullivan County | IN153 | 153 | Electric Utility | 39.0694 | -87.5108 | Hallador Power Company LLC (Owner),Hallador Power Company LLC (Operator) | Phase 2 | Early Election | Dry bottom turbo-fired boiler | Coal |  | Wet Limestone | Selective Catalytic Reduction,Low NOx Burner Technology w/ Overfire Air | Electrostatic Precipitator | Untreated PAC Sorbent Injection | 1982-02-01 | Operating | 7000 | 2 (540) | 6213 2SG1 | 540 | Y
MO | Empire District Elec Co Energy Ctr | 6223 | 1 |  | 2023 | CSNOX, CSOSG2, CSSO2G1 | 609869 (Ended Dec 19, 2023), 610864 (Started Dec 19, 2023) | 7 | SPP | Jasper County | MO097 | 97 | Electric Utility | 37.1385 | -94.1041 | Empire District Electric Company (Owner),Empire District Electric Company (Operator) |  |  | Combustion turbine | Pipeline Natural Gas | Diesel Oil |  | Water Injection |  |  | 1978-02-24 | Operating | 1336.9 | 1 (129) | 6223 1 | 129
MO | Empire District Elec Co Energy Ctr | 6223 | 2 |  | 2023 | CSNOX, CSOSG2, CSSO2G1 | 609869 (Ended Dec 19, 2023), 610864 (Started Dec 19, 2023) | 7 | SPP | Jasper County | MO097 | 97 | Electric Utility | 37.1385 | -94.1041 | Empire District Electric Company (Owner),Empire District Electric Company (Operator) |  |  | Combustion turbine | Pipeline Natural Gas | Diesel Oil |  | Water Injection |  |  | 1981-05-05 | Operating | 1352.6 | 2 (129) | 6223 2 | 129
MO | Empire District Elec Co Energy Ctr | 6223 | 3A |  | 2023 | ARP, CSNOX, CSOSG2, CSSO2G1 | 609869 (Ended Dec 19, 2023), 610864 (Started Dec 19, 2023) | 7 | SPP | Jasper County | MO097 | 97 | Electric Utility | 37.1385 | -94.1041 | Empire District Electric Company (Owner),Empire District Electric Company (Operator) | Phase 2 |  | Combustion turbine | Pipeline Natural Gas | Diesel Oil |  | Water Injection |  |  | 2003-03-15 | Operating | 313 | 3 (60.5) | 6223 3A | 60.5
MO | Empire District Elec Co Energy Ctr | 6223 | 3B |  | 2023 | ARP, CSNOX, CSOSG2, CSSO2G1 | 609869 (Ended Dec 19, 2023), 610864 (Started Dec 19, 2023) | 7 | SPP | Jasper County | MO097 | 97 | Electric Utility | 37.1385 | -94.1041 | Empire District Electric Company (Owner),Empire District Electric Company (Operator) | Phase 2 |  | Combustion turbine | Pipeline Natural Gas | Diesel Oil |  | Water Injection |  |  | 2003-03-15 | Operating | 313 | 3 (60.5) | 6223 3B | 60.5
MO | Empire District Elec Co Energy Ctr | 6223 | 4A |  | 2023 | ARP, CSNOX, CSOSG2, CSSO2G1 | 609869 (Ended Dec 19, 2023), 610864 (Started Dec 19, 2023) | 7 | SPP | Jasper County | MO097 | 97 | Electric Utility | 37.1385 | -94.1041 | Empire District Electric Company (Owner),Empire District Electric Company (Operator) | Phase 2 |  | Combustion turbine | Pipeline Natural Gas | Diesel Oil |  | Water Injection |  |  | 2003-04-01 | Operating | 313 | 4 (60.5) | 6223 4A | 60.5
MO | Empire District Elec Co Energy Ctr | 6223 | 4B |  | 2023 | ARP, CSNOX, CSOSG2, CSSO2G1 | 609869 (Ended Dec 19, 2023), 610864 (Started Dec 19, 2023) | 7 | SPP | Jasper County | MO097 | 97 | Electric Utility | 37.1385 | -94.1041 | Empire District Electric Company (Owner),Empire District Electric Company (Operator) | Phase 2 |  | Combustion turbine | Pipeline Natural Gas | Diesel Oil |  | Water Injection |  |  | 2003-04-01 | Operating | 315 | 4 (60.5) | 6223 4B | 60.5
TX | Roland C. Dansby Power Plant | 6243 | 1 |  | 2023 | ARP, CSOSG2 | 606822 | 6 | ERCOT | Brazos County | TX041 | 41 | Electric Utility | 30.7217 | -96.4599 | Bryan Texas Utilities (Owner),Bryan Texas Utilities (Operator) | Phase 2 |  | Dry bottom wall-fired boiler | Pipeline Natural Gas | Diesel Oil |  | Overfire Air |  |  | 1978-09-01 | Operating | 1300 | 1 (105) | 6243 1 | 105
TX | Roland C. Dansby Power Plant | 6243 | 2 |  | 2023 | ARP, CSOSG2 | 606822 | 6 | ERCOT | Brazos County | TX041 | 41 | Electric Utility | 30.7217 | -96.4599 | Bryan Texas Utilities (Owner),Bryan Texas Utilities (Operator) | Phase 2 |  | Combustion turbine | Pipeline Natural Gas |  |  | Water Injection,Selective Catalytic Reduction |  |  | 2003-12-12 | Operating | 500 | 2 (50) | 6243 2 | 50 | Y
TX | Roland C. Dansby Power Plant | 6243 | 3 |  | 2023 | ARP, CSOSG2 | 606822 | 6 | ERCOT | Brazos County | TX041 | 41 | Electric Utility | 30.7217 | -96.4599 | Bryan Texas Utilities (Owner),Bryan Texas Utilities (Operator) | Phase 2 |  | Combustion turbine | Pipeline Natural Gas | Diesel Oil |  | Water Injection,Selective Catalytic Reduction |  |  | 2010-01-19 | Operating | 932 | 3 (50) | 6243 3 | 50 | Y
CO | Pawnee | 6248 | 1 |  | 2023 | ARP, MATS | 608791 | 8 | WECC | Morgan County | CO087 | 87 | Electric Utility | 40.2217 | -103.6803 | Public Service Company of Colorado (Owner),Public Service Company of Colorado (Operator) | Phase 2 | Early Election | Dry bottom wall-fired boiler | Coal | Natural Gas | Dry Lime FGD | Low NOx Burner Technology w/ Overfire Air,Selective Catalytic Reduction | Baghouse | Halogenated PAC Sorbent Injection | 1981-12-02 | Operating | 6700 | 1 (547) | 6248 1 | 547 | Y
SC | Winyah | 6249 | 1 |  | 2023 | ARP, CSNOX, CSSO2G2, MATS, SIPNOX | 610491 | 4 | SERC | Georgetown County | SC043 | 43 | Electric Utility | 33.3303 | -79.3611 | Santee Cooper (Owner),Santee Cooper (Operator) | Phase 2 | Phase 2 Group 1 | Dry bottom wall-fired boiler | Coal |  | Wet Limestone | Low NOx Burner Technology w/ Overfire Air,Selective Catalytic Reduction | Electrostatic Precipitator |  | 1975-03-01 | Operating | 3224 | 1 (315) | 6249 1 | 315 | Y
SC | Winyah | 6249 | 2 |  | 2023 | ARP, CSNOX, CSSO2G2, MATS, SIPNOX | 610491 | 4 | SERC | Georgetown County | SC043 | 43 | Electric Utility | 33.3303 | -79.3611 | Santee Cooper (Owner),Santee Cooper (Operator) | Phase 2 | Phase 2 Group 1 | Dry bottom turbo-fired boiler | Coal |  | Wet Limestone | Overfire Air,Selective Catalytic Reduction | Electrostatic Precipitator |  | 1977-07-01 | Operating | 3858 | 2 (315) | 6249 2 | 315 | Y
SC | Winyah | 6249 | 3 |  | 2023 | ARP, CSNOX, CSSO2G2, MATS, SIPNOX | 610491 | 4 | SERC | Georgetown County | SC043 | 43 | Electric Utility | 33.3303 | -79.3611 | Santee Cooper (Owner),Santee Cooper (Operator) | Phase 2 | Phase 2 Group 1 | Dry bottom turbo-fired boiler | Coal |  | Wet Limestone | Selective Catalytic Reduction | Electrostatic Precipitator |  | 1980-05-01 | Operating | 3864 | 3 (315) | 6249 3 | 315 | Y
SC | Winyah | 6249 | 4 |  | 2023 | ARP, CSNOX, CSSO2G2, MATS, SIPNOX | 610491 | 4 | SERC | Georgetown County | SC043 | 43 | Electric Utility | 33.3303 | -79.3611 | Santee Cooper (Owner),Santee Cooper (Operator) | Phase 2 | Phase 2 Group 1 | Dry bottom turbo-fired boiler | Coal |  | Wet Limestone | Selective Catalytic Reduction | Electrostatic Precipitator |  | 1981-11-01 | Operating | 3605 | 4 (315) | 6249 4 | 315 | Y
NC | Mayo | 6250 | 1A | CS005A | 2023 | ARP, CSNOX, CSSO2G1, MATS, SIPNOX | 608414 | 4 | SERC | Person County | NC145 | 145 | Electric Utility | 36.5278 | -78.8917 | NC Eastern Municipal Power Agency (Owner),Duke Energy Progress, LLC (Owner),Duke Energy Progress, LLC (Operator) | Phase 2 | Phase 2 Group 1 | Dry bottom wall-fired boiler | Coal | Diesel Oil | Wet Lime FGD | Low NOx Burner Technology (Dry Bottom only),Selective Catalytic Reduction | Wet Scrubber,Electrostatic Precipitator |  | 1982-12-01 | Operating | 4900 | 1 (735.8) | 6250 1A | 735.8 | Y
NC | Mayo | 6250 | 1B | CS005A | 2023 | ARP, CSNOX, CSSO2G1, MATS, SIPNOX | 608414 | 4 | SERC | Person County | NC145 | 145 | Electric Utility | 36.5278 | -78.8917 | NC Eastern Municipal Power Agency (Owner),Duke Energy Progress, LLC (Owner),Duke Energy Progress, LLC (Operator) | Phase 2 | Phase 2 Group 1 | Dry bottom wall-fired boiler | Coal | Diesel Oil | Wet Lime FGD | Low NOx Burner Technology (Dry Bottom only),Selective Catalytic Reduction | Wet Scrubber,Electrostatic Precipitator |  | 1982-12-01 | Operating | 4900 | 1 (735.8) | 6250 1B | 735.8 | Y
WI | Germantown Power Plant | 6253 | **5 |  | 2023 | ARP, CSNOX, CSOSG3, CSSO2G1 | 605792 (Ended Oct 02, 2023), 610765 (Started Oct 02, 2023) | 5 |  | Washington County | WI131 | 131 | Electric Utility | 43.1952 | -88.1496 | Wisconsin Electric Power Company (Owner),Wisconsin Electric Power Company (Operator) | Phase 2 |  | Combustion turbine | Pipeline Natural Gas | Diesel Oil |  | Water Injection |  |  | 2000-05-08 | Operating | 1219 | 5 (85.4) | 6253 **5 | 85.4
WI | Germantown Power Plant | 6253 | P30 |  | 2023 | CSNOX, CSOSG3, CSSO2G1 | 605792 (Ended Oct 02, 2023), 610765 (Started Oct 02, 2023) | 5 |  | Washington County | WI131 | 131 | Electric Utility | 43.1952 | -88.1496 | Wisconsin Electric Power Company (Owner),Wisconsin Electric Power Company (Operator) |  |  | Combustion turbine | Diesel Oil | [5 empty] | 1978-04-15 | Operating | 632 | 1 (61.2) | 6253 P30 | 61.2
WI | Germantown Power Plant | 6253 | P31 |  | 2023 | CSNOX, CSOSG3, CSSO2G1 | 605792 (Ended Oct 02, 2023), 610765 (Started Oct 02, 2023) | 5 |  | Washington County | WI131 | 131 | Electric Utility | 43.1952 | -88.1496 | Wisconsin Electric Power Company (Owner),Wisconsin Electric Power Company (Operator) |  |  | Combustion turbine | Diesel Oil | [5 empty] | 1978-04-03 | Operating | 632 | 1 (61.2) | 6253 P31 | 61.2
WI | Germantown Power Plant | 6253 | P32 |  | 2023 | CSNOX, CSOSG3, CSSO2G1 | 605792 (Ended Oct 02, 2023), 610765 (Started Oct 02, 2023) | 5 |  | Washington County | WI131 | 131 | Electric Utility | 43.1952 | -88.1496 | Wisconsin Electric Power Company (Owner),Wisconsin Electric Power Company (Operator) |  |  | Combustion turbine | Diesel Oil | [5 empty] | 1978-04-03 | Operating | 632 | 2 (61.2) | 6253 P32 | 61.2
WI | Germantown Power Plant | 6253 | P33 |  | 2023 | CSNOX, CSOSG3, CSSO2G1 | 605792 (Ended Oct 02, 2023), 610765 (Started Oct 02, 2023) | 5 |  | Washington County | WI131 | 131 | Electric Utility | 43.1952 | -88.1496 | Wisconsin Electric Power Company (Owner),Wisconsin Electric Power Company (Operator) |  |  | Combustion turbine | Diesel Oil | [5 empty] | 1978-03-21 | Operating | 632 | 2 (61.2) | 6253 P33 | 61.2
WI | Germantown Power Plant | 6253 | P34 |  | 2023 | CSNOX, CSOSG3, CSSO2G1 | 605792 (Ended Oct 02, 2023), 610765 (Started Oct 02, 2023) | 5 |  | Washington County | WI131 | 131 | Electric Utility | 43.1952 | -88.1496 | Wisconsin Electric Power Company (Owner),Wisconsin Electric Power Company (Operator) |  |  | Combustion turbine | Diesel Oil | [5 empty] | 1978-03-21 | Operating | 632 | 3 (61.2) | 6253 P34 | 61.2
WI | Germantown Power Plant | 6253 | P35 |  | 2023 | CSNOX, CSOSG3, CSSO2G1 | 605792 (Ended Oct 02, 2023), 610765 (Started Oct 02, 2023) | 5 |  | Washington County | WI131 | 131 | Electric Utility | 43.1952 | -88.1496 | Wisconsin Electric Power Company (Owner),Wisconsin Electric Power Company (Operator) |  |  | Combustion turbine | Diesel Oil | [5 empty] | 1978-03-21 | Operating | 632 | 3 (61.2) | 6253 P35 | 61.2
WI | Germantown Power Plant | 6253 | P36 |  | 2023 | CSNOX, CSOSG3, CSSO2G1 | 605792 (Ended Oct 02, 2023), 610765 (Started Oct 02, 2023) | 5 |  | Washington County | WI131 | 131 | Electric Utility | 43.1952 | -88.1496 | Wisconsin Electric Power Company (Owner),Wisconsin Electric Power Company (Operator) |  |  | Combustion turbine | Diesel Oil | [5 empty] | 1978-03-21 | Operating | 632 | 4 (61.2) | 6253 P36 | 61.2
WI | Germantown Power Plant | 6253 | P37 |  | 2023 | CSNOX, CSOSG3, CSSO2G1 | 605792 (Ended Oct 02, 2023), 610765 (Started Oct 02, 2023) | 5 |  | Washington County | WI131 | 131 | Electric Utility | 43.1952 | -88.1496 | Wisconsin Electric Power Company (Owner),Wisconsin Electric Power Company (Operator) |  |  | Combustion turbine | Diesel Oil | [5 empty] | 1978-03-21 | Operating | 632 | 4 (61.2) | 6253 P37 | 61.2
IA | Ottumwa | 6254 | 1 |  | 2023 | ARP, CSNOX, CSOSG2, CSSO2G1, MATS | 608055 | 7 | MAPP | Wapello County | IA179 | 179 | Electric Utility | 41.0961 | -92.5556 | MidAmerican Energy Company (Owner),Interstate Power & Light Company (Owner),Interstate Power & Light Company (Operator) | Phase 2 | Early Election | Tangentially-fired | Coal |  | Dry Lime FGD | Low NOx Burner Technology w/ Separated OFA,Selective Catalytic Reduction | Other,Baghouse,Electrostatic Precipitator | Additives to Enhance PAC and Existing Equipment Performance | 1981-05-05 | Operating | 10060 | 1 (726) | 6254 1 | 726 | Y
GA | Scherer | 6257 | 1 | MS1BYP, MS1FGD | 2023 | ARP, CSNOX, CSOSG1, CSSO2G2, MATS | 609716 (Ended May 09, 2023), 610669 (Started May 09, 2023) | 4 | SERC | Monroe County | GA207 | 207 | Electric Utility | 33.0583 | -83.8072 | Dalton Utilities (Owner),Municipal Electric Authority of Georgia (Owner),Georgia Power Company (Owner),Oglethorpe Power Company (Owner),Georgia Power Company (Operator) | Phase 2 | Phase 2 Group 1 | Tangentially-fired | Coal |  | Wet Lime FGD | Other,Selective Catalytic Reduction | Baghouse,Electrostatic Precipitator | Halogenated PAC Sorbent Injection | 1982-03-19 | Operating | 10200 | 1 (891) | 6257 1 | 891 | Y
GA | Scherer | 6257 | 2 | MS2BYP, MS2FGD | 2023 | ARP, CSNOX, CSOSG1, CSSO2G2, MATS | 609716 (Ended May 09, 2023), 610669 (Started May 09, 2023) | 4 | SERC | Monroe County | GA207 | 207 | Electric Utility | 33.0583 | -83.8072 | Dalton Utilities (Owner),Municipal Electric Authority of Georgia (Owner),Georgia Power Company (Owner),Oglethorpe Power Company (Owner),Georgia Power Company (Operator) | Phase 2 | Phase 2 Group 1 | Tangentially-fired | Coal |  | Wet Lime FGD | Other,Selective Catalytic Reduction | Baghouse,Electrostatic Precipitator | Halogenated PAC Sorbent Injection | 1984-02-01 | Operating | 10200 | 2 (891) | 6257 2 | 891 | Y
GA | Scherer | 6257 | 3 | MS3BYP, MS3FGD | 2023 | ARP, CSNOX, CSOSG1, CSSO2G2, MATS | 609716 (Ended May 09, 2023), 610669 (Started May 09, 2023) | 4 | SERC | Monroe County | GA207 | 207 | Electric Utility | 33.0583 | -83.8072 | Georgia Power Company (Owner),Georgia Power Company (Operator) | Phase 2 | Phase 1 Group 1 | Tangentially-fired | Coal |  | Wet Lime FGD | Other,Selective Catalytic Reduction | Baghouse,Electrostatic Precipitator | Halogenated PAC Sorbent Injection | 1987-01-01 | Operating | 11000 | 3 (891) | 6257 3 | 891 | Y
GA | Allen B Wilson Combustion Turbine Plant | 6258 | 1A |  | 2023 | CSNOX, CSOSG1, CSSO2G2 | 608132 (Ended Jan 11, 2023), 610511 (Started Jan 11, 2023) | 4 |  | Burke County | GA033 | 33 | Electric Utility | 33.138 | -81.748 | Georgia Power Company (Owner),Southern Company (Operator) |  |  | Combustion turbine | Diesel Oil | [5 empty] | 1972-12-01 | Operating | 840 | 5A (60.5) | 6258 1A | 60.5
GA | Allen B Wilson Combustion Turbine Plant | 6258 | 1B |  | 2023 | CSNOX, CSOSG1, CSSO2G2 | 608132 (Ended Jan 11, 2023), 610511 (Started Jan 11, 2023) | 4 |  | Burke County | GA033 | 33 | Electric Utility | 33.138 | -81.748 | Georgia Power Company (Owner),Southern Company (Operator) |  |  | Combustion turbine | Diesel Oil | [5 empty] | 1972-12-01 | Operating | 840 | 5B (60.5) | 6258 1B | 60.5
GA | Allen B Wilson Combustion Turbine Plant | 6258 | 1C |  | 2023 | CSNOX, CSOSG1, CSSO2G2 | 608132 (Ended Jan 11, 2023), 610511 (Started Jan 11, 2023) | 4 |  | Burke County | GA033 | 33 | Electric Utility | 33.138 | -81.748 | Georgia Power Company (Owner),Southern Company (Operator) |  |  | Combustion turbine | Diesel Oil | [5 empty] | 1973-02-01 | Operating | 840 | 5C (60.5) | 6258 1C | 60.5
GA | Allen B Wilson Combustion Turbine Plant | 6258 | 1D |  | 2023 | CSNOX, CSOSG1, CSSO2G2 | 608132 (Ended Jan 11, 2023), 610511 (Started Jan 11, 2023) | 4 |  | Burke County | GA033 | 33 | Electric Utility | 33.138 | -81.748 | Georgia Power Company (Owner),Southern Company (Operator) |  |  | Combustion turbine | Diesel Oil | [5 empty] | 1973-02-01 | Operating | 840 | 5D (60.5) | 6258 1D | 60.5
GA | Allen B Wilson Combustion Turbine Plant | 6258 | 1E |  | 2023 | CSNOX, CSOSG1, CSSO2G2 | 608132 (Ended Jan 11, 2023), 610511 (Started Jan 11, 2023) | 4 |  | Burke County | GA033 | 33 | Electric Utility | 33.138 | -81.748 | Georgia Power Company (Owner),Southern Company (Operator) |  |  | Combustion turbine | Diesel Oil | [5 empty] | 1973-04-01 | Operating | 840 | 5E (60.5) | 6258 1E | 60.5
GA | Allen B Wilson Combustion Turbine Plant | 6258 | 1F |  | 2023 | CSNOX, CSOSG1, CSSO2G2 | 608132 (Ended Jan 11, 2023), 610511 (Started Jan 11, 2023) | 4 |  | Burke County | GA033 | 33 | Electric Utility | 33.138 | -81.748 | Georgia Power Company (Owner),Southern Company (Operator) |  |  | Combustion turbine | Diesel Oil | [5 empty] | 1973-04-01 | Operating | 840 | 5F (60.5) | 6258 1F | 60.5
WV | Mountaineer (1301) | 6264 | 1 |  | 2023 | ARP, CSNOX, CSOSG2E, CSSO2G1, MATS | 608993 (Ended Apr 12, 2023), 610620 (Started Apr 12, 2023) | 3 | ECAR | Mason County | WV053 | 53 | Electric Utility | 38.9794 | -81.9344 | Appalachian Power Company (Owner),Appalachian Power Company (Operator) | Phase 2 | Early Election | Dry bottom wall-fired boiler | Coal |  | Wet Limestone | Low NOx Burner Technology (Dry Bottom only),Selective Catalytic Reduction | Electrostatic Precipitator |  | 1980-09-15 | Operating | 11960 | 1 (1300) | 6264 1 | 1300 | Y
MN | Hutchinson - Plant 2 | 6358 | 1 |  | 2023 | ARP, CSNOX, CSSO2G2 | 610341 | 5 |  | McLeod County | MN085 | 85 | Electric Utility | 44.8889 | -94.35 | Hutchinson Utilities Commission (Owner),Hutchinson Utilities Commission (Operator) | Phase 2 |  | Combined cycle | Pipeline Natural Gas |  |  | Water Injection |  |  | 1994-11-01 | Operating | 530 | 2 (54), 3 (11.5) | 6358 1 | 65.5
NE | Rokeby | 6373 | 1 |  | 2023 | CSNOX, CSSO2G2 | 608164 | 7 |  | Lancaster County | NE109 | 109 | Electric Utility | 40.7316 | -96.7364 | Lincoln Electric System (Owner),Lincoln Electric System (Operator) |  |  | Combustion turbine | Pipeline Natural Gas | Diesel Oil |  | Water Injection |  |  | 1975-06-01 | Operating | 860 | 1 (72.4) | 6373 1 | 72.4
NE | Rokeby | 6373 | 2 |  | 2023 | ARP, CSNOX, CSSO2G2 | 608164 | 7 |  | Lancaster County | NE109 | 109 | Electric Utility | 40.7316 | -96.7364 | Lincoln Electric System (Owner),Lincoln Electric System (Operator) | Phase 2 |  | Combustion turbine | Pipeline Natural Gas | Diesel Oil |  | Dry Low NOx Burners,Water Injection |  |  | 1996-11-26 | Operating | 882 | 2 (95.4) | 6373 2 | 95.4
NE | Rokeby | 6373 | 3 |  | 2023 | ARP, CSNOX, CSSO2G2 | 608164 | 7 |  | Lancaster County | NE109 | 109 | Electric Utility | 40.7316 | -96.7364 | Lincoln Electric System (Owner),Lincoln Electric System (Operator) | Phase 2 |  | Combustion turbine | Pipeline Natural Gas | Diesel Oil |  | Dry Low NOx Burners,Water Injection |  |  | 2001-03-26 | Operating | 1037 | 3 (95.4) | 6373 3 | 95.4
IA | Dayton Avenue Substation | 6463 | GT2 |  | 2023 | ARP, CSNOX, CSOSG2, CSSO2G1 | 602968 | 7 | MAPP | Story County | IA169 | 169 | Electric Utility | 42.0269 | -93.5828 | City of Ames (Owner),City of Ames (Operator) | Phase 2 |  | Combustion turbine | Diesel Oil |  |  | Water Injection |  |  | 2005-06-12 | Operating | 313 | GT2 (57.4) | 6463 GT2 | 57.4
ND | Antelope Valley | 6469 | B1 |  | 2023 | ARP, MATS | 609771 | 8 | MAPP | Mercer County | ND057 | 57 | Electric Utility | 47.3714 | -101.8344 | Basin Electric Power Cooperative (Owner),Basin Electric Power Cooperative (Operator) | Phase 2 | Early Election | Tangentially-fired | Coal |  | Dry Lime FGD | Low NOx Burner Technology w/ Closed-coupled/Separated OFA | Baghouse | Additives to Enhance PAC and Existing Equipment Performance,Untreated PAC Sorbent Injection,Other (Non PAC) Sorbent Injection | 1984-07-01 | Operating | 6275 | 1 (435) | 6469 B1 | 435
ND | Antelope Valley | 6469 | B2 |  | 2023 | ARP, MATS | 609771 | 8 | MAPP | Mercer County | ND057 | 57 | Electric Utility | 47.3714 | -101.8344 | Basin Electric Power Cooperative (Owner),Basin Electric Power Cooperative (Operator) | Phase 2 | Early Election | Tangentially-fired | Coal |  | Dry Lime FGD | Low NOx Burner Technology w/ Closed-coupled/Separated OFA | Baghouse | Additives to Enhance PAC and Existing Equipment Performance,Untreated PAC Sorbent Injection,Other (Non PAC) Sorbent Injection | 1986-06-01 | Operating | 6275 | 2 (435) | 6469 B2 | 435
UT | Intermountain | 6481 | 1SGA |  | 2023 | ARP, MATS | 609567 | 8 | WECC | Millard County | UT027 | 27 | Electric Utility | 39.5035 | -112.5811 | Intermountain Power Agency (Owner),Intermountain Power Service Corporation (Operator) | Phase 2 | Early Election | Dry bottom wall-fired boiler | Coal |  | Wet Limestone | Low NOx Burner Technology (Dry Bottom only) | Baghouse |  | 1986-07-01 | Operating | 10274 | 1 (820) | 6481 1SGA | 820
UT | Intermountain | 6481 | 2SGA |  | 2023 | ARP, MATS | 609567 | 8 | WECC | Millard County | UT027 | 27 | Electric Utility | 39.5035 | -112.5811 | Intermountain Power Agency (Owner),Intermountain Power Service Corporation (Operator) | Phase 2 | Early Election | Dry bottom wall-fired boiler | Coal |  | Wet Limestone | Low NOx Burner Technology (Dry Bottom only) | Baghouse |  | 1987-07-01 | Operating | 10474 | 2 (820) | 6481 2SGA | 820
FL | Stock Island | 6584 | CT4 |  | 2023 | ARP | 605043 | 4 | SERC | Monroe County | FL087 | 87 | Electric Utility | 24.5636 | -81.7342 | Florida Municipal Power Agency (Owner),Keys Energy Service (Operator) | Phase 2 |  | Combustion turbine | Diesel Oil |  |  | Water Injection |  |  | 2006-06-28 | Operating | 484 | GT4 (42) | 6584 CT4 | 42
CT | Alfred L Pierce Generating Station | 6635 | AP-1 |  | 2023 | ARP, RGGI, SIPNOX | 609773 (Ended Apr 06, 2023), 609382 (Started Apr 06, 2023)(Ended Oct 20, 2023), 604966 (Started Oct 20, 2023) | 1 | NPCC | New Haven County | CT009 | 9 | Electric Utility | 41.4485 | -72.834 | MPH AL Pierce, LLC (Owner),MPH AL Pierce, LLC (Operator) | Phase 2 |  | Combustion turbine | Pipeline Natural Gas | Diesel Oil |  | Dry Low NOx Burners,Water Injection |  |  | 2007-08-25 | Operating | 1560 | 4 (84) | 6635 AP-1 | 84
KY | R D Green | 6639 | G1 |  | 2023 | ARP, CSNOX, CSOSG2E, CSSO2G1, MATS | 606335 | 4 | ECAR | Webster County | KY233 | 233 | Electric Utility | 37.6467 | -87.5006 | Big Rivers Electric Corporation (Owner),Big Rivers Electric Corporation (Operator) | Phase 2 | Phase 1 Group 1 | Dry bottom wall-fired boiler | Pipeline Natural Gas | [5 empty] | 1979-10-12 | Operating | 3000 | 1 (263.7) | 6639 G1 | 263.7
KY | R D Green | 6639 | G2 |  | 2023 | ARP, CSNOX, CSOSG2E, CSSO2G1, MATS | 606335 | 4 | ECAR | Webster County | KY233 | 233 | Electric Utility | 37.6467 | -87.5006 | Big Rivers Electric Corporation (Owner),Big Rivers Electric Corporation (Operator) | Phase 2 | Phase 1 Group 1 | Dry bottom wall-fired boiler | Pipeline Natural Gas | [5 empty] | 1980-11-01 | Operating | 3000 | 2 (263.7) | 6639 G2 | 263.7
AR | Independence | 6641 | 1 |  | 2023 | ARP, CSOSG2, MATS | 609775 (Ended Mar 31, 2023), 610584 (Started Mar 31, 2023) | 6 | SPP | Independence County | AR063 | 63 | Electric Utility | 35.6733 | -91.4083 | Arkansas Electric Cooperative Corporation (Owner),City of Jonesboro (Owner),City of Osceola (Owner),Conway Corporation (Owner),West Memphis Utilities (Owner),Entergy Corporation (Owner),Entergy Corporation (Operator) | Phase 2 | Early Election | Tangentially-fired | Coal | Residual Oil |  | Low NOx Burner Technology w/ Separated OFA | Electrostatic Precipitator | Additives to Enhance PAC and Existing Equipment Performance | 1983-01-18 | Operating | 9900 | 1 (850) | 6641 1 | 850
AR | Independence | 6641 | 2 |  | 2023 | ARP, CSOSG2, MATS | 609775 (Ended Mar 31, 2023), 610584 (Started Mar 31, 2023) | 6 | SPP | Independence County | AR063 | 63 | Electric Utility | 35.6733 | -91.4083 | Arkansas Electric Cooperative Corporation (Owner),City of Jonesboro (Owner),City of Osceola (Owner),Conway Corporation (Owner),West Memphis Utilities (Owner),Entergy Corporation (Owner),Entergy Corporation (Operator) | Phase 2 | Early Election | Tangentially-fired | Coal | Residual Oil |  | Low NOx Burner Technology w/ Separated OFA | Electrostatic Precipitator | Additives to Enhance PAC and Existing Equipment Performance | 1984-12-06 | Operating | 10480 | 2 (850) | 6641 2 | 850
MO | Mexico | 6650 | CT01 |  | 2023 | CSNOX, CSOSG2, CSSO2G1 | 607655 | 7 |  | Audrain County | MO007 | 7 | Electric Utility | 39.1481 | -91.8306 | Union Electric Company (Owner),Union Electric Company (Operator) |  |  | Combustion turbine | Diesel Oil | [5 empty] | 1977-08-31 | Operating | 891 | 1 (69) | 6650 CT01 | 69
MO | Moberly | 6651 | CT01 |  | 2023 | CSNOX, CSOSG2, CSSO2G1 | 607655 | 7 |  | Randolph County | MO175 | 175 | Electric Utility | 39.4244 | -92.4837 | Union Electric Company (Owner),Union Electric Company (Operator) |  |  | Combustion turbine | Diesel Oil | [5 empty] | 1977-09-11 | Operating | 891 | 1 (69) | 6651 CT01 | 69
MO | Moreau | 6652 | CT01 |  | 2023 | CSNOX, CSOSG2, CSSO2G1 | 607655 | 7 |  | Cole County | MO051 | 51 | Electric Utility | 38.5553 | -92.102 | Union Electric Company (Owner),Union Electric Company (Operator) |  |  | Combustion turbine | Diesel Oil | [5 empty] | 1977-10-02 | Operating | 891 | 1 (69) | 6652 CT01 | 69
IA | Louisa | 6664 | 101 |  | 2023 | ARP, CSNOX, CSOSG2, CSSO2G1, MATS | 609505 (Ended May 19, 2023), 610382 (Started May 19, 2023) | 7 | MAPP | Louisa County | IA115 | 115 | Electric Utility | 41.3153 | -91.0936 | Central Iowa Power Cooperative (Owner),MidAmerican Energy Company (Owner),Geneseo Municipal Electric Utility (Owner),Waverly Light & Power (Owner),Tipton Municipal Utilities (Owner),Harlan Municipal Utilities (Owner),Eldridge Electric and Water Utilities (Owner),Alliant Energy - Interstate Power & Light (Owner),MidAmerican Energy Company (Operator) | Phase 2 | Early Election | Dry bottom wall-fired boiler | Coal |  | Dry Lime FGD | Low NOx Burner Technology w/ Overfire Air | Baghouse | Halogenated PAC Sorbent Injection | 1983-10-13 | Operating | 8000 | 1 (738) | 6664 101 | 738
IN | Alcoa Allowance Management Inc | 6705 | 4 |  | 2023 | ARP, CSNOX, CSOSG3, CSSO2G1, MATS | 608228 | 5 | ECAR | Warrick County | IN173 | 173 | Industrial Boiler | 37.915 | -87.3328 | Vectren Corporation (Owner),Alcoa Allowance Management, Inc. (Owner),Alcoa Allowance Management, Inc. (Operator) | Table 1 | Phase 2 Group 2 | Cell burner boiler | Coal |  | Wet Lime FGD | Low NOx Cell Burner,Selective Catalytic Reduction | Electrostatic Precipitator | Additives to Enhance PAC and Existing Equipment Performance | 1970-10-01 | Operating | 4455.2 | 4 (323) | 6705 4 | 323 | Y
MN | Rock Lake Station | 6741 | 1 |  | 2023 | CSNOX, CSSO2G2 | 607684 | 5 | MAPP | Pine County | MN115 | 115 | Electric Utility | 45.8054 | -92.9718 | Great River Energy (Owner),Great River Energy (Operator) |  |  | Combustion turbine | Diesel Oil | [5 empty] | 1978-04-08 | Operating | 363.3 | 1 (29.3) | 6741 1 | 29.3
CO | Rawhide Energy Station | 6761 | 101 |  | 2023 | ARP, MATS | 610410 | 8 | WECC | Larimer County | CO069 | 69 | Electric Utility | 40.8611 | -105.0206 | Platte River Power Authority (Owner),Platte River Power Authority (Operator) | Phase 2 | Early Election | Tangentially-fired | Coal |  | Dry Lime FGD | Low NOx Burner Technology w/ Closed-coupled/Separated OFA | Baghouse | Halogenated PAC Sorbent Injection | 1984-04-01 | Operating | 3500 | 1 (305) | 6761 101 | 305
CO | Rawhide Energy Station | 6761 | A |  | 2023 | ARP | 610410 | 8 | WECC | Larimer County | CO069 | 69 | Electric Utility | 40.8611 | -105.0206 | Platte River Power Authority (Owner),Platte River Power Authority (Operator) | Phase 2 |  | Combustion turbine | Pipeline Natural Gas |  |  | Dry Low NOx Burners |  |  | 2002-06-07 | Operating | 950 | A (82) | 6761 A | 82
CO | Rawhide Energy Station | 6761 | B |  | 2023 | ARP | 610410 | 8 | WECC | Larimer County | CO069 | 69 | Electric Utility | 40.8611 | -105.0206 | Platte River Power Authority (Owner),Platte River Power Authority (Operator) | Phase 2 |  | Combustion turbine | Pipeline Natural Gas |  |  | Dry Low NOx Burners |  |  | 2002-08-24 | Operating | 950 | B (82) | 6761 B | 82
CO | Rawhide Energy Station | 6761 | C |  | 2023 | ARP | 610410 | 8 | WECC | Larimer County | CO069 | 69 | Electric Utility | 40.8611 | -105.0206 | Platte River Power Authority (Owner),Platte River Power Authority (Operator) | Phase 2 |  | Combustion turbine | Pipeline Natural Gas |  |  | Dry Low NOx Burners |  |  | 2002-10-01 | Operating | 950 | C (82) | 6761 C | 82
CO | Rawhide Energy Station | 6761 | D |  | 2023 | ARP | 610410 | 8 | WECC | Larimer County | CO069 | 69 | Electric Utility | 40.8611 | -105.0206 | Platte River Power Authority (Owner),Platte River Power Authority (Operator) | Phase 2 |  | Combustion turbine | Pipeline Natural Gas |  |  | Dry Low NOx Burners |  |  | 2004-06-03 | Operating | 950 | D (82) | 6761 D | 82
CO | Rawhide Energy Station | 6761 | F |  | 2023 | ARP | 610410 | 8 | WECC | Larimer County | CO069 | 69 | Electric Utility | 40.8611 | -105.0206 | Platte River Power Authority (Owner),Platte River Power Authority (Operator) | Phase 2 |  | Combustion turbine | Pipeline Natural Gas |  |  | Dry Low NOx Burners |  |  | 2008-06-08 | Operating | 1700 | F (150) | 6761 F | 150
MO | Sikeston | 6768 | 1 |  | 2023 | ARP, CSNOX, CSOSG2, CSSO2G1, MATS | 607376 | 7 | SPP | Scott County | MO201 | 201 | Electric Utility | 36.8791 | -89.6209 | City of Carthage (Owner),City of Columbia (Owner),City of Fulton (Owner),Sikeston Bd. of Municipal Utilities (Owner),Sikeston Bd. of Municipal Utilities (Operator) | Phase 2 | Early Election | Dry bottom wall-fired boiler | Coal | Other Oil |  | Low NOx Burner Technology (Dry Bottom only) | Electrostatic Precipitator | Additives to Enhance PAC and Existing Equipment Performance,Untreated PAC Sorbent Injection | 1981-09-01 | Operating | 2856 | 1 (261) | 6768 1 | 261
OK | Hugo | 6772 | 1 |  | 2023 | ARP, CSOSG2, MATS | 607703 | 6 | SPP | Choctaw County | OK023 | 23 | Electric Utility | 34.0158 | -95.3206 | Western Farmers Electric Cooperative, Inc. (Owner),Western Farmers Electric Cooperative, Inc. (Operator) | Phase 2 | Phase 2 Group 1 | Dry bottom wall-fired boiler | Coal | Diesel Oil |  | Low NOx Burner Technology w/ Overfire Air | Electrostatic Precipitator | Additives to Enhance PAC and Existing Equipment Performance | 1982-04-01 | Operating | 6450 | 1 (475) | 6772 1 | 475
NJ | West Station | 6776 | 2001 |  | 2023 | CSNOX, CSOSG3, CSSO2G1, RGGI | 609493 | 2 |  | Cumberland County | NJ011 | 11 | Electric Utility | 39.4903 | -75.0486 | City of Vineland (Owner),City of Vineland (Operator) |  |  | Combustion turbine | Diesel Oil |  |  | Water Injection,Selective Catalytic Reduction |  |  | 1972-06-01 | Operating | 485 | 1 (27) | 6776 2001 | 27 | Y
KY | D B Wilson | 6823 | W1 |  | 2023 | ARP, CSNOX, CSOSG2E, CSSO2G1, MATS | 606335 | 4 | ECAR | Ohio County | KY183 | 183 | Electric Utility | 37.4497 | -87.0803 | Big Rivers Electric Corporation (Owner),Big Rivers Electric Corporation (Operator) | Phase 2 | Early Election | Dry bottom wall-fired boiler | Coal |  | Wet Limestone | Selective Catalytic Reduction,Low NOx Burner Technology (Dry Bottom only) | Electrostatic Precipitator |  | 1984-09-01 | Operating | 6099 | 1 (509.5) | 6823 W1 | 509.5 | Y
MN | St. Bonifacius Station | 6824 | 1 |  | 2023 | CSNOX, CSSO2G2 | 607684 | 5 | MAPP | Carver County | MN019 | 19 | Electric Utility | 44.905 | -93.821 | Great River Energy (Owner),Great River Energy (Operator) |  |  | Combustion turbine | Diesel Oil | [5 empty] | 1978-05-01 | Operating | 291.9 | 1 (61.2) | 6824 1 | 61.2
MN | St. Bonifacius Station | 6824 | 2 |  | 2023 | CSNOX, CSSO2G2 | 607684 | 5 | MAPP | Carver County | MN019 | 19 | Electric Utility | 44.905 | -93.821 | Great River Energy (Owner),Great River Energy (Operator) |  |  | Combustion turbine | Diesel Oil | [5 empty] | 1978-05-01 | Operating | 291.9 | 1 (61.2) | 6824 2 | 61.2
KS | East 12th Street | 7013 | 4 |  | 2023 | ARP, CSNOX, CSOSG2, CSSO2G2 | 607418 | 7 | SPP | Cowley County | KS035 | 35 | Electric Utility | 37.2376 | -96.9619 | City of Winfield Kansas (Owner),City of Winfield Kansas (Operator) | Phase 2 |  | Dry bottom wall-fired boiler | Pipeline Natural Gas | [5 empty] | 1970-04-01 | Operating | 356 | 4 (26.5) | 7013 4 | 26.5
TX | Twin Oaks | 7030 | U1 |  | 2023 | ARP, CSOSG2, MATS | 610098 (Ended Sep 19, 2023), 606769 (Started Sep 19, 2023) | 6 | ERCOT | Robertson County | TX395 | 395 | Electric Utility | 31.0932 | -96.6965 | Major Oak Power, LLC (Owner),Major Oak Power, LLC (Operator) (Ended Sep 19, 2023),NAES Corporation (Operator) (Started Sep 19, 2023) | Phase 2 |  | Circulating fluidized bed boiler | Coal |  | Fluidized Bed Limestone Injection | Selective Non-catalytic Reduction | Baghouse | Untreated PAC Sorbent Injection | 1990-09-01 | Operating | 2188 | 1 (174.6) | 7030 U1 | 174.6 | Y
TX | Twin Oaks | 7030 | U2 |  | 2023 | ARP, CSOSG2, MATS | 610098 (Ended Sep 19, 2023), 606769 (Started Sep 19, 2023) | 6 | ERCOT | Robertson County | TX395 | 395 | Electric Utility | 31.0932 | -96.6965 | Major Oak Power, LLC (Owner),Major Oak Power, LLC (Operator) (Ended Sep 19, 2023),NAES Corporation (Operator) (Started Sep 19, 2023) | Phase 2 |  | Circulating fluidized bed boiler | Coal |  | Fluidized Bed Limestone Injection | Selective Non-catalytic Reduction | Baghouse | Untreated PAC Sorbent Injection | 1991-10-01 | Operating | 2047 | 2 (174.6) | 7030 U2 | 174.6 | Y
VA | Gravel Neck Combustion Turbine | 7032 | 3 | CP0 | 2023 | CSNOX, CSOSG3, CSSO2G1, RGGI | 1525 | 3 |  | Surry County | VA181 | 181 | Electric Utility | 37.1575 | -76.6911 | Virginia Electric & Power Company (Owner),Dominion Generation (Operator) |  |  | Combustion turbine | Pipeline Natural Gas | Diesel Oil |  | Water Injection |  |  | 1989-10-16 | Operating | 1308 | 3 (92) | 7032 3 | 92
VA | Gravel Neck Combustion Turbine | 7032 | 4 | CP0 | 2023 | CSNOX, CSOSG3, CSSO2G1, RGGI | 1525 | 3 |  | Surry County | VA181 | 181 | Electric Utility | 37.1575 | -76.6911 | Virginia Electric & Power Company (Owner),Dominion Generation (Operator) |  |  | Combustion turbine | Pipeline Natural Gas | Diesel Oil |  | Water Injection |  |  | 1989-07-10 | Operating | 1308 | 4 (92) | 7032 4 | 92
VA | Gravel Neck Combustion Turbine | 7032 | 5 | CP0 | 2023 | CSNOX, CSOSG3, CSSO2G1, RGGI | 1525 | 3 |  | Surry County | VA181 | 181 | Electric Utility | 37.1575 | -76.6911 | Virginia Electric & Power Company (Owner),Dominion Generation (Operator) |  |  | Combustion turbine | Pipeline Natural Gas | Diesel Oil |  | Water Injection |  |  | 1989-07-21 | Operating | 1308 | 5 (92) | 7032 5 | 92
VA | Gravel Neck Combustion Turbine | 7032 | 6 | CP0 | 2023 | CSNOX, CSOSG3, CSSO2G1, RGGI | 1525 | 3 |  | Surry County | VA181 | 181 | Electric Utility | 37.1575 | -76.6911 | Virginia Electric & Power Company (Owner),Dominion Generation (Operator) |  |  | Combustion turbine | Pipeline Natural Gas | Diesel Oil |  | Water Injection |  |  | 1989-11-17 | Operating | 1308 | 6 (92) | 7032 6 | 92
AL | McIntosh (7063) | 7063 | **1 |  | 2023 | ARP, CSNOX, CSOSG2, CSSO2G2 | 609045 | 4 |  | Washington County | AL129 | 129 | Electric Utility | 31.2546 | -88.0299 | PowerSouth Energy Cooperative, Inc. (Owner),PowerSouth Energy Cooperative, Inc. (Operator) | Phase 2 |  | Other turbine | Pipeline Natural Gas | [5 empty] | 1991-06-01 | Operating | 850 | 1 (110) | 7063 **1 | 110
AL | McIntosh (7063) | 7063 | **2 |  | 2023 | ARP, CSNOX, CSOSG2, CSSO2G2 | 609045 | 4 |  | Washington County | AL129 | 129 | Electric Utility | 31.2546 | -88.0299 | PowerSouth Energy Cooperative, Inc. (Owner),PowerSouth Energy Cooperative, Inc. (Operator) | Phase 2 |  | Combustion turbine | Pipeline Natural Gas | Diesel Oil |  | Dry Low NOx Burners,Water Injection |  |  | 1998-06-18 | Operating | 1423 | 2 (113) | 7063 **2 | 113
AL | McIntosh (7063) | 7063 | **3 |  | 2023 | ARP, CSNOX, CSOSG2, CSSO2G2 | 609045 | 4 |  | Washington County | AL129 | 129 | Electric Utility | 31.2546 | -88.0299 | PowerSouth Energy Cooperative, Inc. (Owner),PowerSouth Energy Cooperative, Inc. (Operator) | Phase 2 |  | Combustion turbine | Pipeline Natural Gas | Diesel Oil |  | Dry Low NOx Burners,Water Injection |  |  | 1998-06-28 | Operating | 1423 | 3 (113) | 7063 **3 | 113
AL | McIntosh (7063) | 7063 | **4 |  | 2023 | ARP, CSNOX, CSOSG2, CSSO2G2 | 609045 | 4 |  | Washington County | AL129 | 129 | Electric Utility | 31.2546 | -88.0299 | PowerSouth Energy Cooperative, Inc. (Owner),PowerSouth Energy Cooperative, Inc. (Operator) | Phase 2 |  | Combustion turbine | Pipeline Natural Gas |  |  | Dry Low NOx Burners |  |  | 2010-08-26 | Operating | 2200 | 4 (170) | 7063 **4 | 170
AL | McIntosh (7063) | 7063 | **5 |  | 2023 | ARP, CSNOX, CSOSG2, CSSO2G2 | 609045 | 4 |  | Washington County | AL129 | 129 | Electric Utility | 31.2546 | -88.0299 | PowerSouth Energy Cooperative, Inc. (Owner),PowerSouth Energy Cooperative, Inc. (Operator) | Phase 2 |  | Combustion turbine | Pipeline Natural Gas |  |  | Dry Low NOx Burners |  |  | 2010-09-08 | Operating | 2200 | 5 (170) | 7063 **5 | 170
NV | Harry Allen | 7082 | **3 |  | 2023 | ARP | 610268 | 9 |  | Clark County | NV003 | 3 | Electric Utility | 36.425 | -114.9 | NV Energy (Owner),NV Energy (Operator) | Phase 2 |  | Combustion turbine | Pipeline Natural Gas |  |  | Dry Low NOx Burners,Water Injection |  |  | 1995-07-25 | Operating | 960 | GT1 (78) | 7082 **3 | 78
NV | Harry Allen | 7082 | **4 |  | 2023 | ARP | 610268 | 9 |  | Clark County | NV003 | 3 | Electric Utility | 36.425 | -114.9 | NV Energy (Owner),NV Energy (Operator) | Phase 2 |  | Combustion turbine | Pipeline Natural Gas |  |  | Dry Low NOx Burners |  |  | 2006-04-04 | Operating | 1060 | GT4 (85) | 7082 **4 | 85
NV | Harry Allen | 7082 | **5 |  | 2023 | ARP | 610268 | 9 |  | Clark County | NV003 | 3 | Electric Utility | 36.425 | -114.9 | NV Energy (Owner),NV Energy (Operator) | Phase 2 |  | Combined cycle | Pipeline Natural Gas |  |  | Dry Low NOx Burners,Selective Catalytic Reduction |  |  | 2011-01-23 | Operating | 2100 | 7 (223.5), 5 (167.5) | 7082 **5 | 279.25 | Y
NV | Harry Allen | 7082 | **6 |  | 2023 | ARP | 610268 | 9 |  | Clark County | NV003 | 3 | Electric Utility | 36.425 | -114.9 | NV Energy (Owner),NV Energy (Operator) | Phase 2 |  | Combined cycle | Pipeline Natural Gas |  |  | Dry Low NOx Burners,Selective Catalytic Reduction |  |  | 2011-02-02 | Operating | 2100 | 6 (167.5), 7 (223.5) | 7082 **6 | 279.25 | Y
TX | J K Spruce | 7097 | **1 |  | 2023 | ARP, CSOSG2, MATS | 604200 | 6 | ERCOT | Bexar County | TX029 | 29 | Electric Utility | 29.3091 | -98.3205 | City of San Antonio (Owner),City of San Antonio (Operator) | Phase 2 | Early Election | Tangentially-fired | Coal |  | Wet Limestone | Low NOx Burner Technology w/ Closed-coupled/Separated OFA | Baghouse |  | 1992-12-10 | Operating | 6366 | 1 (546) | 7097 **1 | 546
TX | J K Spruce | 7097 | **2 |  | 2023 | ARP, CSOSG2, MATS | 604200 | 6 | ERCOT | Bexar County | TX029 | 29 | Electric Utility | 29.3091 | -98.3205 | City of San Antonio (Owner),City of San Antonio (Operator) | Phase 2 |  | Tangentially-fired | Coal |  | Wet Limestone | Selective Catalytic Reduction | Baghouse |  | 2009-11-22 | Operating | 9727.9 | 2 (750) | 7097 **2 | 750 | Y
NJ | Forked River Power | 7138 | 2001 | CPFG01 | 2023 | CSNOX, CSOSG3, CSSO2G1, RGGI | 609773 (Ended Apr 06, 2023), 609382 (Started Apr 06, 2023)(Ended Oct 20, 2023), 604966 (Started Oct 20, 2023) | 2 |  | Ocean County | NJ029 | 29 | Electric Utility | 39.8154 | -74.2098 | Forked River Power, LLC (Owner),IHI Power Services Corporation (Operator) |  |  | Combustion turbine | Diesel Oil | Pipeline Natural Gas |  | Water Injection |  |  | 1989-01-01 | Operating | 550 | 1 (38.4) | 7138 2001 | 38.4
NJ | Forked River Power | 7138 | 3001 | CPFG01 | 2023 | CSNOX, CSOSG3, CSSO2G1, RGGI | 609773 (Ended Apr 06, 2023), 609382 (Started Apr 06, 2023)(Ended Oct 20, 2023), 604966 (Started Oct 20, 2023) | 2 |  | Ocean County | NJ029 | 29 | Electric Utility | 39.8154 | -74.2098 | Forked River Power, LLC (Owner),IHI Power Services Corporation (Operator) |  |  | Combustion turbine | Diesel Oil | Pipeline Natural Gas |  | Dry Low NOx Burners,Water Injection |  |  | 1989-01-01 | Operating | 550 | 2 (38.4) | 7138 3001 | 38.4
IA | Pleasant Hill Energy Center | 7145 | 1 |  | 2023 | CSNOX, CSOSG2, CSSO2G1 | 609505 (Ended May 19, 2023), 610382 (Started May 19, 2023) | 7 | MAPP | Polk County | IA153 | 153 | Electric Utility | 41.5572 | -93.5242 | MidAmerican Energy Company (Owner),MidAmerican Energy Company (Operator) |  |  | Combustion turbine | Pipeline Natural Gas | Diesel Oil |  | Water Injection |  |  | 1990-06-08 | Operating | 506.8 | 1 (46.4) | 7145 1 | 46.4
IA | Pleasant Hill Energy Center | 7145 | 2 |  | 2023 | CSNOX, CSOSG2, CSSO2G1 | 609505 (Ended May 19, 2023), 610382 (Started May 19, 2023) | 7 | MAPP | Polk County | IA153 | 153 | Electric Utility | 41.5572 | -93.5242 | MidAmerican Energy Company (Owner),MidAmerican Energy Company (Operator) |  |  | Combustion turbine | Pipeline Natural Gas | Diesel Oil |  | Water Injection |  |  | 1990-06-08 | Operating | 506.8 | 2 (46.4) | 7145 2 | 46.4
IA | Pleasant Hill Energy Center | 7145 | 3 |  | 2023 | ARP, CSNOX, CSOSG2, CSSO2G1 | 609505 (Ended May 19, 2023), 610382 (Started May 19, 2023) | 7 | MAPP | Polk County | IA153 | 153 | Electric Utility | 41.5572 | -93.5242 | MidAmerican Energy Company (Owner),MidAmerican Energy Company (Operator) | Phase 2 |  | Combustion turbine | Pipeline Natural Gas | Diesel Oil |  | Water Injection |  |  | 1994-06-25 | Operating | 1387 | 3 (97) | 7145 3 | 97
NY | Wading River Facility | 7146 | UGT007 |  | 2023 | CSNOX, CSOSG3, CSSO2G1, RGGI | 606257 | 2 |  | Suffolk County | NY103 | 103 | Electric Utility | 40.9569 | -72.8774 | National Grid Generation LLC (Owner),National Grid Generation LLC (Operator) |  |  | Combustion turbine | Diesel Oil |  |  | Other,Water Injection |  |  | 1989-07-01 | Operating | 1164 | 1 (79.5) | 7146 UGT007 | 79.5
NY | Wading River Facility | 7146 | UGT008 |  | 2023 | CSNOX, CSOSG3, CSSO2G1, RGGI | 606257 | 2 |  | Suffolk County | NY103 | 103 | Electric Utility | 40.9569 | -72.8774 | National Grid Generation LLC (Owner),National Grid Generation LLC (Operator) |  |  | Combustion turbine | Diesel Oil |  |  | Other,Water Injection |  |  | 1989-07-01 | Operating | 1164 | 02 (79.5) | 7146 UGT008 | 79.5
NY | Wading River Facility | 7146 | UGT009 |  | 2023 | CSNOX, CSOSG3, CSSO2G1, RGGI | 606257 | 2 |  | Suffolk County | NY103 | 103 | Electric Utility | 40.9569 | -72.8774 | National Grid Generation LLC (Owner),National Grid Generation LLC (Operator) |  |  | Combustion turbine | Diesel Oil |  |  | Other,Water Injection |  |  | 1989-07-01 | Operating | 1164 | 03 (79.5) | 7146 UGT009 | 79.5
NY | Wading River Facility | 7146 | UGT013 | CP001 | 2023 | CSNOX, CSOSG3, CSSO2G1, RGGI | 606257 | 2 |  | Suffolk County | NY103 | 103 | Electric Utility | 40.9569 | -72.8774 | National Grid Generation LLC (Owner),National Grid Generation LLC (Operator) |  |  | Combustion turbine | Diesel Oil | [5 empty] | 1971-07-01 | Operating | 686 | GT1 (52.9) | 7146 UGT013 | 52.9
NY | Wading River Facility | 7146 | UGT014 | CP001 | 2023 | RGGI, SIPNOX | 606257 | 2 |  | Suffolk County | NY103 | 103 | Electric Utility | 40.9569 | -72.8774 | National Grid Generation LLC (Owner),National Grid Generation LLC (Operator) |  |  | Combustion turbine | Diesel Oil | [5 empty] | 1984-07-01 | Operating | 266 | GT2 (18.6) | 7146 UGT014 | 18.6
DE | Hay Road | 7153 | 1 |  | 2023 | RGGI, SIPNOX | 605947 | 3 |  | New Castle County | DE003 | 3 | Electric Utility | 39.7436 | -75.5072 | Calpine Mid-Atlantic Generation, LLC (Owner),Calpine Operating Services Company, Inc. (Operator) |  |  | Combined cycle | Pipeline Natural Gas | Diesel Oil |  | Water Injection,Overfire Air |  |  | 1989-07-01 | Operating | 1751 | HR1 (103.5), HR4 (207) | 7153 1 | 172.5
DE | Hay Road | 7153 | 2 |  | 2023 | RGGI, SIPNOX | 605947 | 3 |  | New Castle County | DE003 | 3 | Electric Utility | 39.7436 | -75.5072 | Calpine Mid-Atlantic Generation, LLC (Owner),Calpine Operating Services Company, Inc. (Operator) |  |  | Combined cycle | Pipeline Natural Gas | Diesel Oil |  | Water Injection,Overfire Air |  |  | 1989-05-01 | Operating | 1751 | HR4 (207), HR2 (103.5) | 7153 2 | 172.5
DE | Hay Road | 7153 | 5 |  | 2023 | ARP, RGGI, SIPNOX | 605947 | 3 |  | New Castle County | DE003 | 3 | Electric Utility | 39.7436 | -75.5072 | Calpine Mid-Atlantic Generation, LLC (Owner),Calpine Operating Services Company, Inc. (Operator) | Phase 2 |  | Combined cycle | Pipeline Natural Gas | Diesel Oil |  | Water Injection,Overfire Air,Selective Catalytic Reduction |  |  | 2001-04-01 | Operating | 1751 | HR8 (230), HR5 (144) | 7153 5 | 220.6667 | Y
DE | Hay Road | 7153 | 6 |  | 2023 | ARP, RGGI, SIPNOX | 605947 | 3 |  | New Castle County | DE003 | 3 | Electric Utility | 39.7436 | -75.5072 | Calpine Mid-Atlantic Generation, LLC (Owner),Calpine Operating Services Company, Inc. (Operator) | Phase 2 |  | Combined cycle | Pipeline Natural Gas | Diesel Oil |  | Water Injection,Overfire Air,Selective Catalytic Reduction |  |  | 2001-04-01 | Operating | 1751 | HR6 (144), HR8 (230) | 7153 6 | 220.6667 | Y
DE | Hay Road | 7153 | 7 |  | 2023 | ARP, RGGI, SIPNOX | 605947 | 3 |  | New Castle County | DE003 | 3 | Electric Utility | 39.7436 | -75.5072 | Calpine Mid-Atlantic Generation, LLC (Owner),Calpine Operating Services Company, Inc. (Operator) | Phase 2 |  | Combined cycle | Pipeline Natural Gas | Diesel Oil |  | Water Injection,Overfire Air,Selective Catalytic Reduction |  |  | 2001-04-01 | Operating | 2045 | HR8 (230), HR7 (144) | 7153 7 | 220.6667 | Y
DE | Hay Road | 7153 | **3 |  | 2023 | ARP, RGGI, SIPNOX | 605947 | 3 |  | New Castle County | DE003 | 3 | Electric Utility | 39.7436 | -75.5072 | Calpine Mid-Atlantic Generation, LLC (Owner),Calpine Operating Services Company, Inc. (Operator) | Phase 2 |  | Combined cycle | Pipeline Natural Gas | Diesel Oil |  | Water Injection,Overfire Air |  |  | 1990-01-01 | Operating | 1751 | HR4 (207), HR3 (103.5) | 7153 **3 | 172.5
IA | Lime Creek | 7155 | **1 |  | 2023 | ARP, CSNOX, CSOSG2, CSSO2G1 | 608055 | 7 | MAPP | Cerro Gordo County | IA033 | 33 | Electric Utility | 43.2481 | -93.2046 | Interstate Power & Light Company (Owner),Interstate Power & Light Company (Operator) | Phase 2 |  | Combustion turbine | Diesel Oil |  |  | Water Injection |  |  | 1991-05-01 | Operating | 632 | 1 (41.4) | 7155 **1 | 41.4
IA | Lime Creek | 7155 | **2 |  | 2023 | ARP, CSNOX, CSOSG2, CSSO2G1 | 608055 | 7 | MAPP | Cerro Gordo County | IA033 | 33 | Electric Utility | 43.2481 | -93.2046 | Interstate Power & Light Company (Owner),Interstate Power & Light Company (Operator) | Phase 2 |  | Combustion turbine | Diesel Oil |  |  | Water Injection |  |  | 1991-05-01 | Operating | 611.7 | 2 (41.4) | 7155 **2 | 41.4
OH | Woodsdale | 7158 | **GT1 |  | 2023 | ARP, CSNOX, CSOSG3, CSSO2G1 | 609289 | 5 | ECAR | Butler County | OH017 | 17 | Electric Utility | 39.4492 | -84.4611 | Duke Energy Kentucky, Inc. (Owner),Duke Energy Kentucky, Inc. (Operator) | Phase 2 |  | Combustion turbine | Pipeline Natural Gas | Diesel Oil |  | Water Injection |  |  | 1993-05-31 | Operating | 1314 | GT1 (81.6) | 7158 **GT1 | 81.6
OH | Woodsdale | 7158 | **GT2 |  | 2023 | ARP, CSNOX, CSOSG3, CSSO2G1 | 609289 | 5 | ECAR | Butler County | OH017 | 17 | Electric Utility | 39.4492 | -84.4611 | Duke Energy Kentucky, Inc. (Owner),Duke Energy Kentucky, Inc. (Operator) | Phase 2 |  | Combustion turbine | Pipeline Natural Gas | Diesel Oil |  | Water Injection |  |  | 1992-07-31 | Operating | 1314 | GT2 (81.6) | 7158 **GT2 | 81.6
OH | Woodsdale | 7158 | **GT3 |  | 2023 | ARP, CSNOX, CSOSG3, CSSO2G1 | 609289 | 5 | ECAR | Butler County | OH017 | 17 | Electric Utility | 39.4492 | -84.4611 | Duke Energy Kentucky, Inc. (Owner),Duke Energy Kentucky, Inc. (Operator) | Phase 2 |  | Combustion turbine | Pipeline Natural Gas | Diesel Oil |  | Water Injection |  |  | 1992-05-31 | Operating | 1314 | GT3 (81.6) | 7158 **GT3 | 81.6
OH | Woodsdale | 7158 | **GT4 |  | 2023 | ARP, CSNOX, CSOSG3, CSSO2G1 | 609289 | 5 | ECAR | Butler County | OH017 | 17 | Electric Utility | 39.4492 | -84.4611 | Duke Energy Kentucky, Inc. (Owner),Duke Energy Kentucky, Inc. (Operator) | Phase 2 |  | Combustion turbine | Pipeline Natural Gas | Diesel Oil |  | Water Injection |  |  | 1992-07-31 | Operating | 3200 | GT4 (81.6) | 7158 **GT4 | 81.6
OH | Woodsdale | 7158 | **GT5 |  | 2023 | ARP, CSNOX, CSOSG3, CSSO2G1 | 609289 | 5 | ECAR | Butler County | OH017 | 17 | Electric Utility | 39.4492 | -84.4611 | Duke Energy Kentucky, Inc. (Owner),Duke Energy Kentucky, Inc. (Operator) | Phase 2 |  | Combustion turbine | Pipeline Natural Gas | Diesel Oil |  | Water Injection |  |  | 1992-05-31 | Operating | 1314 | GT5 (81.6) | 7158 **GT5 | 81.6
OH | Woodsdale | 7158 | **GT6 |  | 2023 | ARP, CSNOX, CSOSG3, CSSO2G1 | 609289 | 5 | ECAR | Butler County | OH017 | 17 | Electric Utility | 39.4492 | -84.4611 | Duke Energy Kentucky, Inc. (Owner),Duke Energy Kentucky, Inc. (Operator) | Phase 2 |  | Combustion turbine | Pipeline Natural Gas | Diesel Oil |  | Water Injection |  |  | 1992-05-31 | Operating | 1314 | GT6 (81.6) | 7158 **GT6 | 81.6
WI | Concord | 7159 | **1 |  | 2023 | ARP, CSNOX, CSOSG3, CSSO2G1 | 605792 (Ended Oct 02, 2023), 610765 (Started Oct 02, 2023) | 5 | MAIN | Jefferson County | WI055 | 55 | Electric Utility | 43.1669 | -88.69 | Wisconsin Electric Power Company (Owner),Wisconsin Electric Power Company (Operator) | Phase 2 |  | Combustion turbine | Pipeline Natural Gas | Diesel Oil |  | Water Injection |  |  | 1993-07-07 | Operating | 1282 | 1 (95.4) | 7159 **1 | 95.4
WI | Concord | 7159 | **2 |  | 2023 | ARP, CSNOX, CSOSG3, CSSO2G1 | 605792 (Ended Oct 02, 2023), 610765 (Started Oct 02, 2023) | 5 | MAIN | Jefferson County | WI055 | 55 | Electric Utility | 43.1669 | -88.69 | Wisconsin Electric Power Company (Owner),Wisconsin Electric Power Company (Operator) | Phase 2 |  | Combustion turbine | Pipeline Natural Gas | Diesel Oil |  | Water Injection |  |  | 1993-07-07 | Operating | 1282 | 2 (95.4) | 7159 **2 | 95.4
WI | Concord | 7159 | **3 |  | 2023 | ARP, CSNOX, CSOSG3, CSSO2G1 | 605792 (Ended Oct 02, 2023), 610765 (Started Oct 02, 2023) | 5 | MAIN | Jefferson County | WI055 | 55 | Electric Utility | 43.1669 | -88.69 | Wisconsin Electric Power Company (Owner),Wisconsin Electric Power Company (Operator) | Phase 2 |  | Combustion turbine | Pipeline Natural Gas | Diesel Oil |  | Water Injection |  |  | 1994-05-24 | Operating | 1282 | 3 (95.4) | 7159 **3 | 95.4
WI | Concord | 7159 | **4 |  | 2023 | ARP, CSNOX, CSOSG3, CSSO2G1 | 605792 (Ended Oct 02, 2023), 610765 (Started Oct 02, 2023) | 5 | MAIN | Jefferson County | WI055 | 55 | Electric Utility | 43.1669 | -88.69 | Wisconsin Electric Power Company (Owner),Wisconsin Electric Power Company (Operator) | Phase 2 |  | Combustion turbine | Pipeline Natural Gas | Diesel Oil |  | Water Injection |  |  | 1994-05-25 | Operating | 1282 | 4 (95.4) | 7159 **4 | 95.4
WI | South Fond Du Lac | 7203 | **CT1 |  | 2023 | ARP, CSNOX, CSOSG3, CSSO2G1 | 608055 | 5 | MAIN | Fond du Lac County | WI039 | 39 | Electric Utility | 43.7353 | -88.4968 | Wisconsin Public Power Inc (Owner),Wisconsin Power & Light Company (Operator) | Phase 2 |  | Combustion turbine | Pipeline Natural Gas |  |  | Water Injection |  |  | 1993-05-10 | Operating | 1332 | CT1 (86) | 7203 **CT1 | 86
WI | South Fond Du Lac | 7203 | **CT2 |  | 2023 | ARP, CSNOX, CSOSG3, CSSO2G1 | 608055 | 5 | MAIN | Fond du Lac County | WI039 | 39 | Electric Utility | 43.7353 | -88.4968 | Wisconsin Power & Light Company (Owner),Wisconsin Power & Light Company (Operator) | Phase 2 |  | Combustion turbine | Pipeline Natural Gas |  |  | Water Injection |  |  | 1994-08-18 | Operating | 1332 | CT2 (86) | 7203 **CT2 | 86
WI | South Fond Du Lac | 7203 | **CT3 |  | 2023 | ARP, CSNOX, CSOSG3, CSSO2G1 | 608055 | 5 | MAIN | Fond du Lac County | WI039 | 39 | Electric Utility | 43.7353 | -88.4968 | Wisconsin Power & Light Company (Owner),Wisconsin Power & Light Company (Operator) | Phase 2 |  | Combustion turbine | Pipeline Natural Gas |  |  | Water Injection |  |  | 1994-08-18 | Operating | 1332 | CT3 (86) | 7203 **CT3 | 86
WI | South Fond Du Lac | 7203 | **CT4 |  | 2023 | ARP, CSNOX, CSOSG3, CSSO2G1 | 608055 | 5 | MAIN | Fond du Lac County | WI039 | 39 | Electric Utility | 43.7353 | -88.4968 | Wisconsin Public Power Inc (Owner),Wisconsin Power & Light Company (Operator) | Phase 2 |  | Combustion turbine | Pipeline Natural Gas |  |  | Water Injection |  |  | 1996-06-01 | Operating | 1332 | CT4 (86) | 7203 **CT4 | 86
SC | Cope Station | 7210 | COP1 |  | 2023 | ARP, CSNOX, CSSO2G2, MATS, SIPNOX | 609991 | 4 | SERC | Orangeburg County | SC075 | 75 | Electric Utility | 33.3642 | -81.03 | South Carolina Electric & Gas Company (Owner),South Carolina Electric & Gas Company (Operator) | Phase 2 | Phase 2 Group 1 | Tangentially-fired | Pipeline Natural Gas | Coal | Dry Lime FGD | Selective Catalytic Reduction,Low NOx Burner Technology w/ Separated OFA | Baghouse |  | 1996-03-01 | Operating | 4850 | ST1 (417.4) | 7210 COP1 | 417.4 | Y
VA | Darbytown Combustion Turbine | 7212 | 1 | CP0 | 2023 | CSNOX, CSOSG3, CSSO2G1, RGGI | 1525 | 3 |  | Henrico County | VA087 | 87 | Electric Utility | 37.4978 | -77.368 | Virginia Electric & Power Company (Owner),Dominion Generation (Operator) |  |  | Combustion turbine | Pipeline Natural Gas | Diesel Oil |  | Water Injection |  |  | 1990-05-01 | Operating | 1308 | 1 (92.1) | 7212 1 | 92.1
VA | Darbytown Combustion Turbine | 7212 | 2 | CP0 | 2023 | CSNOX, CSOSG3, CSSO2G1, RGGI | 1525 | 3 |  | Henrico County | VA087 | 87 | Electric Utility | 37.4978 | -77.368 | Virginia Electric & Power Company (Owner),Dominion Generation (Operator) |  |  | Combustion turbine | Pipeline Natural Gas | Diesel Oil |  | Water Injection |  |  | 1990-05-05 | Operating | 1308 | 2 (92.1) | 7212 2 | 92.1
VA | Darbytown Combustion Turbine | 7212 | 3 | CP0 | 2023 | CSNOX, CSOSG3, CSSO2G1, RGGI | 1525 | 3 |  | Henrico County | VA087 | 87 | Electric Utility | 37.4978 | -77.368 | Virginia Electric & Power Company (Owner),Dominion Generation (Operator) |  |  | Combustion turbine | Pipeline Natural Gas | Diesel Oil |  | Water Injection |  |  | 1990-04-02 | Operating | 1308 | 3 (92.1) | 7212 3 | 92.1
VA | Darbytown Combustion Turbine | 7212 | 4 | CP0 | 2023 | CSNOX, CSOSG3, CSSO2G1, RGGI | 1525 | 3 |  | Henrico County | VA087 | 87 | Electric Utility | 37.4978 | -77.368 | Virginia Electric & Power Company (Owner),Dominion Generation (Operator) |  |  | Combustion turbine | Pipeline Natural Gas | Diesel Oil |  | Water Injection |  |  | 1990-04-02 | Operating | 1308 | 4 (92.1) | 7212 4 | 92.1
VA | Clover Power Station | 7213 | 1 |  | 2023 | ARP, CSNOX, CSOSG3, CSSO2G1, MATS, RGGI | 1525 | 3 | SERC | Halifax County | VA083 | 83 | Electric Utility | 36.8692 | -78.7046 | Old Dominion Electric Cooperative (Owner),Virginia Electric & Power Company (Owner),Dominion Generation (Operator) | Phase 2 | Phase 2 Group 1 | Tangentially-fired | Coal |  | Wet Limestone | Selective Non-catalytic Reduction,Other | Baghouse,Wet Scrubber |  | 1995-01-04 | Operating | 5173 | 1 (424) | 7213 1 | 424 | Y
VA | Clover Power Station | 7213 | 2 |  | 2023 | ARP, CSNOX, CSOSG3, CSSO2G1, MATS, RGGI | 1525 | 3 | SERC | Halifax County | VA083 | 83 | Electric Utility | 36.8692 | -78.7046 | Old Dominion Electric Cooperative (Owner),Virginia Electric & Power Company (Owner),Dominion Generation (Operator) | Phase 2 | Phase 2 Group 1 | Tangentially-fired | Coal |  | Wet Limestone | Selective Non-catalytic Reduction,Other | Baghouse,Wet Scrubber |  | 1995-12-17 | Operating | 5173 | 2 (424) | 7213 2 | 424 | Y
SD | Angus Anson | 7237 | 2 |  | 2023 | ARP | 608123 | 8 | MAPP | Minnehaha County | SD099 | 99 | Electric Utility | 43.6033 | -96.6369 | Northern States Power (Xcel Energy) (Owner),Northern States Power (Xcel Energy) (Operator) | Phase 2 |  | Combustion turbine | Pipeline Natural Gas | Diesel Oil |  | Water Injection |  |  | 1994-09-23 | Operating | 1622 | 1 (105) | 7237 2 | 105
SD | Angus Anson | 7237 | 3 |  | 2023 | ARP | 608123 | 8 | MAPP | Minnehaha County | SD099 | 99 | Electric Utility | 43.6033 | -96.6369 | Northern States Power (Xcel Energy) (Owner),Northern States Power (Xcel Energy) (Operator) | Phase 2 |  | Combustion turbine | Pipeline Natural Gas | Diesel Oil |  | Water Injection |  |  | 1994-09-23 | Operating | 1629 | 2 (105) | 7237 3 | 105
SD | Angus Anson | 7237 | 4 |  | 2023 | ARP | 608123 | 8 | MAPP | Minnehaha County | SD099 | 99 | Electric Utility | 43.6033 | -96.6369 | Northern States Power (Xcel Energy) (Owner),Northern States Power (Xcel Energy) (Operator) | Phase 2 |  | Combustion turbine | Pipeline Natural Gas |  |  | Dry Low NOx Burners |  |  | 2005-04-01 | Operating | 1960 | 4 (195.7) | 7237 4 | 195.7
FL | Cane Island | 7238 | 2 |  | 2023 | ARP | 605043 (Ended Oct 04, 2023), 610800 (Started Oct 04, 2023) | 4 | FRCC | Osceola County | FL097 | 97 | Electric Utility | 28.2764 | -81.533 | Florida Municipal Power Agency (Owner),Kissimmee Utility Authority (Operator) | Phase 2 |  | Combined cycle | Pipeline Natural Gas | Diesel Oil |  | Dry Low NOx Burners,Water Injection |  |  | 1995-07-01 | Operating | 987 | 2 (80), 2A (40) | 7238 2 | 120
FL | Cane Island | 7238 | 3 |  | 2023 | ARP | 605043 (Ended Oct 04, 2023), 610800 (Started Oct 04, 2023) | 4 | FRCC | Osceola County | FL097 | 97 | Electric Utility | 28.2764 | -81.533 | Florida Municipal Power Agency (Owner),Kissimmee Utility Authority (Operator) | Phase 2 |  | Combined cycle | Pipeline Natural Gas | Diesel Oil |  | Dry Low NOx Burners,Water Injection,Selective Catalytic Reduction |  |  | 2001-01-26 | Operating | 2076 | 3A (82.5), 3 (167.5) | 7238 3 | 250 | Y
FL | Cane Island | 7238 | 4 |  | 2023 | ARP | 605043 (Ended Oct 04, 2023), 610800 (Started Oct 04, 2023) | 4 | FRCC | Osceola County | FL097 | 97 | Electric Utility | 28.2764 | -81.533 | Florida Municipal Power Agency (Owner),Kissimmee Utility Authority (Operator) | Phase 2 |  | Combined cycle | Pipeline Natural Gas |  |  | Selective Catalytic Reduction |  |  | 2011-02-07 | Operating | 2560 | 4 (180), 4A (143.5) | 7238 4 | 208.6 | Y
FL | Cane Island | 7238 | **1 |  | 2023 | ARP | 605043 (Ended Oct 04, 2023), 610800 (Started Oct 04, 2023) | 4 | FRCC | Osceola County | FL097 | 97 | Electric Utility | 28.2764 | -81.533 | Florida Municipal Power Agency (Owner),Kissimmee Utility Authority (Operator) | Phase 2 |  | Combustion turbine | Pipeline Natural Gas | Diesel Oil |  | Dry Low NOx Burners,Water Injection |  |  | 1995-03-24 | Operating | 435 | 1 (50) | 7238 **1 | 50
FL | Polk | 7242 | **1 |  | 2023 | ARP, MATS | 602607 | 4 | FRCC | Polk County | FL105 | 105 | Electric Utility | 27.7286 | -81.9897 | Tampa Electric Company (Owner),Tampa Electric Company (Operator) | Phase 2 |  | Integrated gasification combined cycle | Pipeline Natural Gas | Other Gas |  | Other |  |  | 1996-08-04 | Operating | 2100 | 1CT (190), 1CA (133.4) | 7242 **1 | 323.4
FL | Polk | 7242 | **2 |  | 2023 | ARP | 602607 | 4 | FRCC | Polk County | FL105 | 105 | Electric Utility | 27.7286 | -81.9897 | Tampa Electric Company (Owner),Tampa Electric Company (Operator) | Phase 2 |  | Combined cycle | Pipeline Natural Gas | Diesel Oil |  | Selective Catalytic Reduction,Dry Low NOx Burners,Water Injection |  |  | 2000-06-25 | Operating | 2215 | 2CC (463), 2 (165) | 7242 **2 | 280.75 | Y
FL | Polk | 7242 | **3 |  | 2023 | ARP | 602607 | 4 | FRCC | Polk County | FL105 | 105 | Electric Utility | 27.7286 | -81.9897 | Tampa Electric Company (Owner),Tampa Electric Company (Operator) | Phase 2 |  | Combined cycle | Pipeline Natural Gas | Diesel Oil |  | Selective Catalytic Reduction,Dry Low NOx Burners,Water Injection |  |  | 2002-04-24 | Operating | 2215 | 2CC (463), 3 (165) | 7242 **3 | 280.75 | Y
FL | Polk | 7242 | **4 |  | 2023 | ARP | 602607 | 4 | FRCC | Polk County | FL105 | 105 | Electric Utility | 27.7286 | -81.9897 | Tampa Electric Company (Owner),Tampa Electric Company (Operator) | Phase 2 |  | Combined cycle | Pipeline Natural Gas |  |  | Selective Catalytic Reduction,Dry Low NOx Burners |  |  | 2007-02-23 | Operating | 2215 | 4 (165), 2CC (463) | 7242 **4 | 280.75 | Y
FL | Polk | 7242 | **5 |  | 2023 | ARP | 602607 | 4 | FRCC | Polk County | FL105 | 105 | Electric Utility | 27.7286 | -81.9897 | Tampa Electric Company (Owner),Tampa Electric Company (Operator) | Phase 2 |  | Combined cycle | Pipeline Natural Gas |  |  | Selective Catalytic Reduction,Dry Low NOx Burners |  |  | 2007-04-02 | Operating | 2215 | 5 (165), 2CC (463) | 7242 **5 | 280.75 | Y
FL | Reedy Creek Central Energy Plant | 7254 | 32432 |  | 2023 | ARP | 609927 | 4 |  | Orange County | FL095 | 95 | Cogeneration | 28.4272 | -81.5803 | Reedy Creek Improvement District (Owner),Reedy Creek Energy Services, Inc. (Operator) | Phase 2 |  | Combined cycle | Pipeline Natural Gas | Diesel Oil |  | Water Injection |  |  | 1989-03-01 | Operating | 505 | GTG (61.5), STG (8.5) | 7254 32432 | 70
MI | 48th Street Peaking Station | 7258 | 9 |  | 2023 | ARP, CSNOX, CSOSG3, CSSO2G1 | 609153 | 5 |  | Allegan County | MI005 | 5 | Electric Utility | 42.7553 | -86.0853 | City of Holland (Owner),City of Holland (Operator) | Phase 2 |  | Combustion turbine | Pipeline Natural Gas |  |  | Dry Low NOx Burners |  |  | 2000-04-21 | Operating | 975 | 9 (83.5) | 7258 9 | 83.5
MI | 48th Street Peaking Station | 7258 | **7 |  | 2023 | ARP, CSNOX, CSOSG3, CSSO2G1 | 609153 | 5 |  | Allegan County | MI005 | 5 | Electric Utility | 42.7553 | -86.0853 | City of Holland (Owner),City of Holland (Operator) | Phase 2 |  | Combustion turbine | Pipeline Natural Gas | Diesel Oil |  | Water Injection |  |  | 1992-05-01 | Operating | 484 | 7 (39.1) | 7258 **7 | 39.1
MI | 48th Street Peaking Station | 7258 | **8 |  | 2023 | ARP, CSNOX, CSOSG3, CSSO2G1 | 609153 | 5 |  | Allegan County | MI005 | 5 | Electric Utility | 42.7553 | -86.0853 | City of Holland (Owner),City of Holland (Operator) | Phase 2 |  | Combustion turbine | Pipeline Natural Gas | Diesel Oil |  | Water Injection |  |  | 1992-06-01 | Operating | 484 | 8 (39.1) | 7258 **8 | 39.1
CA | Woodland Generation Station | 7266 | 1 |  | 2023 | ARP | 609951 | 9 |  | Stanislaus County | CA099 | 99 | Electric Utility | 37.6528 | -121.0172 | Modesto Irrigation District (Owner),Modesto Irrigation District (Operator) | Phase 2 |  | Combustion turbine | Pipeline Natural Gas | Diesel Oil |  | Water Injection,Selective Catalytic Reduction,Steam Injection |  |  | 1993-12-03 | Operating | 525 | NA1 (50.4) | 7266 1 | 50.4 | Y
CA | Woodland Generation Station | 7266 | 2 |  | 2023 | ARP | 609951 | 9 |  | Stanislaus County | CA099 | 99 | Electric Utility | 37.6528 | -121.0172 | Modesto Irrigation District (Owner),Modesto Irrigation District (Operator) | Phase 2 |  | Combined cycle | Pipeline Natural Gas |  |  | Water Injection,Selective Catalytic Reduction |  |  | 2003-06-06 | Operating | 525 | 3 (37.73), 2 (60.49) | 7266 2 | 98.22 | Y
WI | Paris | 7270 | **1 |  | 2023 | ARP, CSNOX, CSOSG3, CSSO2G1 | 605792 (Ended Oct 02, 2023), 610765 (Started Oct 02, 2023) | 5 | MAIN | Kenosha County | WI059 | 59 | Electric Utility | 42.6658 | -88.0131 | Wisconsin Electric Power Company (Owner),Wisconsin Electric Power Company (Operator) | Phase 2 |  | Combustion turbine | Pipeline Natural Gas |  |  | Water Injection |  |  | 1995-03-10 | Operating | 1282 | 1 (95.4) | 7270 **1 | 95.4
WI | Paris | 7270 | **2 |  | 2023 | ARP, CSNOX, CSOSG3, CSSO2G1 | 605792 (Ended Oct 02, 2023), 610765 (Started Oct 02, 2023) | 5 | MAIN | Kenosha County | WI059 | 59 | Electric Utility | 42.6658 | -88.0131 | Wisconsin Electric Power Company (Owner),Wisconsin Electric Power Company (Operator) | Phase 2 |  | Combustion turbine | Pipeline Natural Gas |  |  | Water Injection |  |  | 1995-03-20 | Operating | 1282 | 2 (95.4) | 7270 **2 | 95.4
WI | Paris | 7270 | **3 |  | 2023 | ARP, CSNOX, CSOSG3, CSSO2G1 | 605792 (Ended Oct 02, 2023), 610765 (Started Oct 02, 2023) | 5 | MAIN | Kenosha County | WI059 | 59 | Electric Utility | 42.6658 | -88.0131 | Wisconsin Electric Power Company (Owner),Wisconsin Electric Power Company (Operator) | Phase 2 |  | Combustion turbine | Pipeline Natural Gas |  |  | Water Injection |  |  | 1995-06-21 | Operating | 1282 | 3 (95.4) | 7270 **3 | 95.4
WI | Paris | 7270 | **4 |  | 2023 | ARP, CSNOX, CSOSG3, CSSO2G1 | 605792 (Ended Oct 02, 2023), 610765 (Started Oct 02, 2023) | 5 | MAIN | Kenosha County | WI059 | 59 | Electric Utility | 42.6658 | -88.0131 | Wisconsin Electric Power Company (Owner),Wisconsin Electric Power Company (Operator) | Phase 2 |  | Combustion turbine | Pipeline Natural Gas |  |  | Water Injection |  |  | 1995-06-21 | Operating | 1282 | 4 (95.4) | 7270 **4 | 95.4
NC | Lincoln Combustion Turbine | 7277 | 1 |  | 2023 | ARP, CSNOX, CSSO2G1, SIPNOX | 609197 (Ended Feb 24, 2023), 608414 (Started Feb 24, 2023) | 4 |  | Lincoln County | NC109 | 109 | Electric Utility | 35.4317 | -81.0347 | Duke Energy Corporation (Owner),Duke Energy Corporation (Operator) | Phase 2 |  | Combustion turbine | Diesel Oil | Natural Gas |  | Water Injection |  |  | 1995-05-05 | Operating | 1446 | 1 (102) | 7277 1 | 102
NC | Lincoln Combustion Turbine | 7277 | 2 |  | 2023 | ARP, CSNOX, CSSO2G1, SIPNOX | 609197 (Ended Feb 24, 2023), 608414 (Started Feb 24, 2023) | 4 |  | Lincoln County | NC109 | 109 | Electric Utility | 35.4317 | -81.0347 | Duke Energy Corporation (Owner),Duke Energy Corporation (Operator) | Phase 2 |  | Combustion turbine | Diesel Oil | Natural Gas |  | Water Injection |  |  | 1995-05-05 | Operating | 1446 | 2 (102) | 7277 2 | 102
NC | Lincoln Combustion Turbine | 7277 | 3 |  | 2023 | ARP, CSNOX, CSSO2G1, SIPNOX | 609197 (Ended Feb 24, 2023), 608414 (Started Feb 24, 2023) | 4 |  | Lincoln County | NC109 | 109 | Electric Utility | 35.4317 | -81.0347 | Duke Energy Corporation (Owner),Duke Energy Corporation (Operator) | Phase 2 |  | Combustion turbine | Diesel Oil | Natural Gas |  | Water Injection |  |  | 1995-06-01 | Operating | 1446 | 3 (102) | 7277 3 | 102
NC | Lincoln Combustion Turbine | 7277 | 4 |  | 2023 | ARP, CSNOX, CSSO2G1, SIPNOX | 609197 (Ended Feb 24, 2023), 608414 (Started Feb 24, 2023) | 4 |  | Lincoln County | NC109 | 109 | Electric Utility | 35.4317 | -81.0347 | Duke Energy Corporation (Owner),Duke Energy Corporation (Operator) | Phase 2 |  | Combustion turbine | Diesel Oil | Natural Gas |  | Water Injection |  |  | 1995-06-01 | Operating | 1446 | 4 (102) | 7277 4 | 102
NC | Lincoln Combustion Turbine | 7277 | 5 |  | 2023 | ARP, CSNOX, CSSO2G1, SIPNOX | 609197 (Ended Feb 24, 2023), 608414 (Started Feb 24, 2023) | 4 |  | Lincoln County | NC109 | 109 | Electric Utility | 35.4317 | -81.0347 | Duke Energy Corporation (Owner),Duke Energy Corporation (Operator) | Phase 2 |  | Combustion turbine | Diesel Oil | Natural Gas |  | Water Injection |  |  | 1995-07-18 | Operating | 1446 | 5 (102) | 7277 5 | 102
NC | Lincoln Combustion Turbine | 7277 | 6 |  | 2023 | ARP, CSNOX, CSSO2G1, SIPNOX | 609197 (Ended Feb 24, 2023), 608414 (Started Feb 24, 2023) | 4 |  | Lincoln County | NC109 | 109 | Electric Utility | 35.4317 | -81.0347 | Duke Energy Corporation (Owner),Duke Energy Corporation (Operator) | Phase 2 |  | Combustion turbine | Diesel Oil | Natural Gas |  | Water Injection |  |  | 1995-07-18 | Operating | 1446 | 6 (102) | 7277 6 | 102
NC | Lincoln Combustion Turbine | 7277 | 7 |  | 2023 | ARP, CSNOX, CSSO2G1, SIPNOX | 609197 (Ended Feb 24, 2023), 608414 (Started Feb 24, 2023) | 4 |  | Lincoln County | NC109 | 109 | Electric Utility | 35.4317 | -81.0347 | Duke Energy Corporation (Owner),Duke Energy Corporation (Operator) | Phase 2 |  | Combustion turbine | Diesel Oil | Natural Gas |  | Water Injection |  |  | 1995-09-01 | Operating | 1446 | 7 (102) | 7277 7 | 102
NC | Lincoln Combustion Turbine | 7277 | 8 |  | 2023 | ARP, CSNOX, CSSO2G1, SIPNOX | 609197 (Ended Feb 24, 2023), 608414 (Started Feb 24, 2023) | 4 |  | Lincoln County | NC109 | 109 | Electric Utility | 35.4317 | -81.0347 | Duke Energy Corporation (Owner),Duke Energy Corporation (Operator) | Phase 2 |  | Combustion turbine | Diesel Oil | Natural Gas |  | Water Injection |  |  | 1995-09-01 | Operating | 1446 | 8 (102) | 7277 8 | 102
NC | Lincoln Combustion Turbine | 7277 | 9 |  | 2023 | ARP, CSNOX, CSSO2G1, SIPNOX | 609197 (Ended Feb 24, 2023), 608414 (Started Feb 24, 2023) | 4 |  | Lincoln County | NC109 | 109 | Electric Utility | 35.4317 | -81.0347 | Duke Energy Corporation (Owner),Duke Energy Corporation (Operator) | Phase 2 |  | Combustion turbine | Diesel Oil | Natural Gas |  | Water Injection |  |  | 1995-11-01 | Operating | 1446 | 9 (102) | 7277 9 | 102
NC | Lincoln Combustion Turbine | 7277 | 10 |  | 2023 | ARP, CSNOX, CSSO2G1, SIPNOX | 609197 (Ended Feb 24, 2023), 608414 (Started Feb 24, 2023) | 4 |  | Lincoln County | NC109 | 109 | Electric Utility | 35.4317 | -81.0347 | Duke Energy Corporation (Owner),Duke Energy Corporation (Operator) | Phase 2 |  | Combustion turbine | Diesel Oil | Natural Gas |  | Water Injection |  |  | 1995-11-01 | Operating | 1446 | 10 (102) | 7277 10 | 102
NC | Lincoln Combustion Turbine | 7277 | 11 |  | 2023 | ARP, CSNOX, CSSO2G1, SIPNOX | 609197 (Ended Feb 24, 2023), 608414 (Started Feb 24, 2023) | 4 |  | Lincoln County | NC109 | 109 | Electric Utility | 35.4317 | -81.0347 | Duke Energy Corporation (Owner),Duke Energy Corporation (Operator) | Phase 2 |  | Combustion turbine | Diesel Oil | Natural Gas |  | Water Injection |  |  | 1995-11-01 | Operating | 1446 | 11 (102) | 7277 11 | 102
NC | Lincoln Combustion Turbine | 7277 | 12 |  | 2023 | ARP, CSNOX, CSSO2G1, SIPNOX | 609197 (Ended Feb 24, 2023), 608414 (Started Feb 24, 2023) | 4 |  | Lincoln County | NC109 | 109 | Electric Utility | 35.4317 | -81.0347 | Duke Energy Corporation (Owner),Duke Energy Corporation (Operator) | Phase 2 |  | Combustion turbine | Diesel Oil | Natural Gas |  | Water Injection |  |  | 1995-12-01 | Operating | 1446 | 12 (102) | 7277 12 | 102
NC | Lincoln Combustion Turbine | 7277 | 13 |  | 2023 | ARP, CSNOX, CSSO2G1, SIPNOX | 609197 (Ended Feb 24, 2023), 608414 (Started Feb 24, 2023) | 4 |  | Lincoln County | NC109 | 109 | Electric Utility | 35.4317 | -81.0347 | Duke Energy Corporation (Owner),Duke Energy Corporation (Operator) | Phase 2 |  | Combustion turbine | Diesel Oil | Natural Gas |  | Water Injection |  |  | 1996-02-01 | Operating | 1446 | 13 (102) | 7277 13 | 102
NC | Lincoln Combustion Turbine | 7277 | 14 |  | 2023 | ARP, CSNOX, CSSO2G1, SIPNOX | 609197 (Ended Feb 24, 2023), 608414 (Started Feb 24, 2023) | 4 |  | Lincoln County | NC109 | 109 | Electric Utility | 35.4317 | -81.0347 | Duke Energy Corporation (Owner),Duke Energy Corporation (Operator) | Phase 2 |  | Combustion turbine | Diesel Oil | Natural Gas |  | Water Injection |  |  | 1996-02-01 | Operating | 1446 | 14 (102) | 7277 14 | 102
NC | Lincoln Combustion Turbine | 7277 | 15 |  | 2023 | ARP, CSNOX, CSSO2G1, SIPNOX | 609197 (Ended Feb 24, 2023), 608414 (Started Feb 24, 2023) | 4 |  | Lincoln County | NC109 | 109 | Electric Utility | 35.4317 | -81.0347 | Duke Energy Corporation (Owner),Duke Energy Corporation (Operator) | Phase 2 |  | Combustion turbine | Diesel Oil | Natural Gas |  | Water Injection |  |  | 1996-03-01 | Operating | 1446 | 15 (102) | 7277 15 | 102
NC | Lincoln Combustion Turbine | 7277 | 16 |  | 2023 | ARP, CSNOX, CSSO2G1, SIPNOX | 609197 (Ended Feb 24, 2023), 608414 (Started Feb 24, 2023) | 4 |  | Lincoln County | NC109 | 109 | Electric Utility | 35.4317 | -81.0347 | Duke Energy Corporation (Owner),Duke Energy Corporation (Operator) | Phase 2 |  | Combustion turbine | Diesel Oil | Natural Gas |  | Water Injection |  |  | 1996-03-01 | Operating | 1446 | 16 (102) | 7277 16 | 102
NC | Lincoln Combustion Turbine | 7277 | 17 |  | 2023 | ARP, CSNOX, CSSO2G1 | 609197 (Ended Feb 24, 2023), 608414 (Started Feb 24, 2023) | 4 |  | Lincoln County | NC109 | 109 | Electric Utility | 35.4317 | -81.0347 | Duke Energy Corporation (Owner),Duke Energy Corporation (Operator) | Phase 2 |  | Combustion turbine | Natural Gas | Diesel Oil |  | Dry Low NOx Burners,Selective Catalytic Reduction |  |  | 2020-05-08 | Operating | 3915 | 17 (571) | 7277 17 | 571 | Y
NJ | Sherman Avenue | 7288 | 1 |  | 2023 | ARP, CSNOX, CSOSG3, CSSO2G1, RGGI | 1277 | 2 | MAAC | Cumberland County | NJ011 | 11 | Electric Utility | 39.451 | -75.0578 | Calpine New Jersey Generation, LLC (Owner),Calpine Operating Services Company, Inc. (Operator) | Phase 2 |  | Combustion turbine | Pipeline Natural Gas | Diesel Oil |  | Water Injection |  |  | 1991-05-01 | Operating | 1210 | SHER (112.8) | 7288 1 | 112.8
MO | State Line (MO) | 7296 | 1 |  | 2023 | ARP, CSNOX, CSOSG2, CSSO2G1 | 609869 (Ended Dec 19, 2023), 610864 (Started Dec 19, 2023) | 7 |  | Jasper County | MO097 | 97 | Electric Utility | 37.0659 | -94.614 | Empire District Electric Company (Owner),Empire District Electric Company (Operator) | Phase 2 |  | Combustion turbine | Pipeline Natural Gas | Diesel Oil |  | Dry Low NOx Burners,Water Injection |  |  | 2000-01-01 | Operating | 1350 | 1 (123) | 7296 1 | 123
MO | State Line (MO) | 7296 | 2024-02-01 |  | 2023 | ARP, CSNOX, CSOSG2, CSSO2G1 | 609869 (Ended Dec 19, 2023), 610864 (Started Dec 19, 2023) | 7 |  | Jasper County | MO097 | 97 | Electric Utility | 37.0659 | -94.614 | Empire District Electric Company (Owner),Westar Energy, Inc. (Owner),Empire District Electric Company (Operator) | Phase 2 |  | Combined cycle | Pipeline Natural Gas |  |  | Selective Catalytic Reduction |  |  | 2000-09-01 | Operating | 2045 | 2-1 (181), 2-3 (206.5) | 7296 45323 | 284.25 | Y
MO | State Line (MO) | 7296 | 2024-02-02 |  | 2023 | ARP, CSNOX, CSOSG2, CSSO2G1 | 609869 (Ended Dec 19, 2023), 610864 (Started Dec 19, 2023) | 7 |  | Jasper County | MO097 | 97 | Electric Utility | 37.0659 | -94.614 | Empire District Electric Company (Owner),Westar Energy, Inc. (Owner),Empire District Electric Company (Operator) | Phase 2 |  | Combined cycle | Pipeline Natural Gas |  |  | Selective Catalytic Reduction |  |  | 2000-01-01 | Operating | 2045 | 2-2 (180), 2-3 (206.5) | 7296 45324 | 284.25 | Y
FL | Hines Energy Complex | 7302 | 1A |  | 2023 | ARP | 610088 | 4 | FRCC | Polk County | FL105 | 105 | Electric Utility | 27.7886 | -81.8694 | Duke Energy Florida, LLC (Owner),Duke Energy Florida, LLC (Operator) | Phase 2 |  | Combined cycle | Pipeline Natural Gas | Diesel Oil |  | Dry Low NOx Burners,Selective Catalytic Reduction |  |  | 1998-08-13 | Operating | 2050 | 1ST (199.8), 1GT (173.4) | 7302 1A | 273.3 | Y
FL | Hines Energy Complex | 7302 | 1B |  | 2023 | ARP | 610088 | 4 | FRCC | Polk County | FL105 | 105 | Electric Utility | 27.7886 | -81.8694 | Duke Energy Florida, LLC (Owner),Duke Energy Florida, LLC (Operator) | Phase 2 |  | Combined cycle | Pipeline Natural Gas | Diesel Oil |  | Dry Low NOx Burners,Selective Catalytic Reduction |  |  | 1998-08-09 | Operating | 2050 | 1GT2 (173.4), 1ST (199.8) | 7302 1B | 273.3 | Y
FL | Hines Energy Complex | 7302 | 2A |  | 2023 | ARP | 610088 | 4 | FRCC | Polk County | FL105 | 105 | Electric Utility | 27.7886 | -81.8694 | Duke Energy Florida, LLC (Owner),Duke Energy Florida, LLC (Operator) | Phase 2 |  | Combined cycle | Pipeline Natural Gas | Diesel Oil |  | Dry Low NOx Burners,Water Injection,Selective Catalytic Reduction |  |  | 2003-08-17 | Operating | 2100 | 2ST (190), 2GT (190) | 7302 2A | 285 | Y
FL | Hines Energy Complex | 7302 | 2B |  | 2023 | ARP | 610088 | 4 | FRCC | Polk County | FL105 | 105 | Electric Utility | 27.7886 | -81.8694 | Duke Energy Florida, LLC (Owner),Duke Energy Florida, LLC (Operator) | Phase 2 |  | Combined cycle | Pipeline Natural Gas | Diesel Oil |  | Dry Low NOx Burners,Water Injection,Selective Catalytic Reduction |  |  | 2003-08-19 | Operating | 2100 | 2GT2 (190), 2ST (190) | 7302 2B | 285 | Y
FL | Hines Energy Complex | 7302 | 3A |  | 2023 | ARP | 610088 | 4 | FRCC | Polk County | FL105 | 105 | Electric Utility | 27.7886 | -81.8694 | Duke Energy Florida, LLC (Owner),Duke Energy Florida, LLC (Operator) | Phase 2 |  | Combined cycle | Pipeline Natural Gas | Diesel Oil |  | Dry Low NOx Burners,Water Injection,Selective Catalytic Reduction |  |  | 2005-08-11 | Operating | 2155 | 3ST (190), 3GT (207) | 7302 3A | 302 | Y
FL | Hines Energy Complex | 7302 | 3B |  | 2023 | ARP | 610088 | 4 | FRCC | Polk County | FL105 | 105 | Electric Utility | 27.7886 | -81.8694 | Duke Energy Florida, LLC (Owner),Duke Energy Florida, LLC (Operator) | Phase 2 |  | Combined cycle | Pipeline Natural Gas | Diesel Oil |  | Dry Low NOx Burners,Water Injection,Selective Catalytic Reduction |  |  | 2005-08-12 | Operating | 2155 | 3GT2 (207), 3ST (190) | 7302 3B | 302 | Y
FL | Hines Energy Complex | 7302 | 4A |  | 2023 | ARP | 610088 | 4 | FRCC | Polk County | FL105 | 105 | Electric Utility | 27.7886 | -81.8694 | Duke Energy Florida, LLC (Owner),Duke Energy Florida, LLC (Operator) | Phase 2 |  | Combined cycle | Pipeline Natural Gas | Diesel Oil |  | Dry Low NOx Burners,Water Injection,Selective Catalytic Reduction |  |  | 2007-09-09 | Operating | 2122 | 4GT (170), 4ST (190) | 7302 4A | 265 | Y
FL | Hines Energy Complex | 7302 | 4B |  | 2023 | ARP | 610088 | 4 | FRCC | Polk County | FL105 | 105 | Electric Utility | 27.7886 | -81.8694 | Duke Energy Florida, LLC (Owner),Duke Energy Florida, LLC (Operator) | Phase 2 |  | Combined cycle | Pipeline Natural Gas | Diesel Oil |  | Dry Low NOx Burners,Water Injection,Selective Catalytic Reduction |  |  | 2007-09-06 | Operating | 2122 | 4ST (190), 4GT2 (170) | 7302 4B | 265 | Y
CA | Redding Power Plant | 7307 | 5 |  | 2023 | ARP | 608776 | 9 |  | Shasta County | CA089 | 89 | Electric Utility | 40.5083 | -122.4253 | Redding Electric Utility (Owner),Redding Electric Utility (Operator) | Phase 2 |  | Combined cycle | Pipeline Natural Gas |  |  | Other |  |  | 2002-06-01 | Operating | 508.5 | 5 (50) | 7307 5 | 50
CA | Redding Power Plant | 7307 | 6 |  | 2023 | ARP | 608776 | 9 |  | Shasta County | CA089 | 89 | Electric Utility | 40.5083 | -122.4253 | Redding Electric Utility (Owner),Redding Electric Utility (Operator) | Phase 2 |  | Combustion turbine | Pipeline Natural Gas |  |  | Other |  |  | 2010-11-12 | Operating | 508 | 6 (50) | 7307 6 | 50
NY | Richard M Flynn (Holtsville) | 7314 | 1 |  | 2023 | ARP, CSNOX, CSOSG3, CSSO2G1, RGGI | 605253 | 2 | NPCC | Suffolk County | NY103 | 103 | Electric Utility | 40.8153 | -73.0644 | New York Power Authority (Owner),New York Power Authority (Operator) | Phase 2 |  | Combined cycle | Pipeline Natural Gas | Diesel Oil |  | Dry Low NOx Burners |  |  | 1994-04-01 | Operating | 1325 | NA1 (108), NA2 (56) | 7314 1 | 164
CA | Almond Power Plant | 7315 | 1 |  | 2023 | ARP | 609358 | 9 | WECC | Stanislaus County | CA099 | 99 | Electric Utility | 37.5739 | -120.9854 | Turlock Irrigation District (Owner),Turlock Irrigation District (Operator) | Phase 2 |  | Combustion turbine | Pipeline Natural Gas |  |  | Selective Catalytic Reduction,Steam Injection |  |  | 1996-04-08 | Operating | 459 | 1 (55) | 7315 1 | 55 | Y
CA | Almond Power Plant | 7315 | 2 |  | 2023 | ARP | 609358 | 9 | WECC | Stanislaus County | CA099 | 99 | Electric Utility | 37.5739 | -120.9854 | Turlock Irrigation District (Owner),Turlock Irrigation District (Operator) | Phase 2 |  | Combustion turbine | Pipeline Natural Gas |  |  | Water Injection,Selective Catalytic Reduction |  |  | 2012-05-11 | Operating | 501.1 | 2 (54) | 7315 2 | 54 | Y
CA | Almond Power Plant | 7315 | 3 |  | 2023 | ARP | 609358 | 9 | WECC | Stanislaus County | CA099 | 99 | Electric Utility | 37.5739 | -120.9854 | Turlock Irrigation District (Owner),Turlock Irrigation District (Operator) | Phase 2 |  | Combustion turbine | Pipeline Natural Gas |  |  | Water Injection,Selective Catalytic Reduction |  |  | 2012-05-03 | Operating | 501.1 | 3 (54) | 7315 3 | 54 | Y
CA | Almond Power Plant | 7315 | 4 |  | 2023 | ARP | 609358 | 9 | WECC | Stanislaus County | CA099 | 99 | Electric Utility | 37.5739 | -120.9854 | Turlock Irrigation District (Owner),Turlock Irrigation District (Operator) | Phase 2 |  | Combustion turbine | Pipeline Natural Gas |  |  | Water Injection,Selective Catalytic Reduction |  |  | 2012-04-29 | Operating | 501.1 | 4 (54) | 7315 4 | 54 | Y
DE | Van Sant | 7318 | **11 |  | 2023 | ARP, RGGI, SIPNOX | 609861 | 3 | MAAC | Kent County | DE001 | 1 | Electric Utility | 39.15 | -75.5466 | City of Dover (Owner),City of Dover (Operator) | Phase 2 |  | Combustion turbine | Pipeline Natural Gas | Diesel Oil |  | Water Injection |  |  | 1991-06-01 | Operating | 572 | 1 (45.1) | 7318 **11 | 45.1
TX | San Jacinto Steam Electric Station | 7325 | SJS1 | CP1 | 2023 | ARP, CSOSG2 | 602998 | 6 | ERCOT | Harris County | TX201 | 201 | Electric Utility | 29.6967 | -95.0411 | NRG Energy, Inc (Owner),NRG Energy, Inc (Operator) | Phase 2 |  | Combustion turbine | Pipeline Natural Gas |  |  | Dry Low NOx Burners,Water Injection |  |  | 1995-04-21 | Operating | 2000 | 1 (88.2) | 7325 SJS1 | 88.2
TX | San Jacinto Steam Electric Station | 7325 | SJS2 | CP1 | 2023 | ARP, CSOSG2 | 602998 | 6 | ERCOT | Harris County | TX201 | 201 | Electric Utility | 29.6967 | -95.0411 | NRG Energy, Inc (Owner),NRG Energy, Inc (Operator) | Phase 2 |  | Combustion turbine | Pipeline Natural Gas |  |  | Dry Low NOx Burners,Water Injection |  |  | 1995-04-21 | Operating | 2000 | 2 (88.2) | 7325 SJS2 | 88.2
IN | Richmond (IN) | 7335 | RCT1 |  | 2023 | ARP, CSNOX, CSOSG3, CSSO2G1 | 2453 (Ended Jan 31, 2023), 610360 (Started Jan 31, 2023) | 5 |  | Wayne County | IN177 | 177 | Electric Utility | 39.8383 | -84.9665 | Indiana Municipal Power Agency (Owner),Indiana Municipal Power Agency (Operator) | Phase 2 |  | Combustion turbine | Pipeline Natural Gas | Diesel Oil |  | Water Injection |  |  | 1992-05-01 | Operating | 560 | RCT1 (38.7) | 7335 RCT1 | 38.7
IN | Richmond (IN) | 7335 | RCT2 |  | 2023 | ARP, CSNOX, CSOSG3, CSSO2G1 | 2453 (Ended Jan 31, 2023), 610360 (Started Jan 31, 2023) | 5 |  | Wayne County | IN177 | 177 | Electric Utility | 39.8383 | -84.9665 | Indiana Municipal Power Agency (Owner),Indiana Municipal Power Agency (Operator) | Phase 2 |  | Combustion turbine | Pipeline Natural Gas | Diesel Oil |  | Water Injection |  |  | 1992-05-01 | Operating | 560 | RCT2 (38.7) | 7335 RCT2 | 38.7
IN | Anderson | 7336 | ACT1 |  | 2023 | ARP, CSNOX, CSOSG3, CSSO2G1 | 2453 (Ended Jan 31, 2023), 610360 (Started Jan 31, 2023) | 5 | ECAR | Madison County | IN095 | 95 | Electric Utility | 40.0529 | -85.7389 | Indiana Municipal Power Agency (Owner),Indiana Municipal Power Agency (Operator) | Phase 2 |  | Combustion turbine | Pipeline Natural Gas | Diesel Oil |  | Water Injection |  |  | 1992-06-01 | Operating | 560 | ACT1 (38.7) | 7336 ACT1 | 38.7
IN | Anderson | 7336 | ACT2 |  | 2023 | ARP, CSNOX, CSOSG3, CSSO2G1 | 2453 (Ended Jan 31, 2023), 610360 (Started Jan 31, 2023) | 5 | ECAR | Madison County | IN095 | 95 | Electric Utility | 40.0529 | -85.7389 | Indiana Municipal Power Agency (Owner),Indiana Municipal Power Agency (Operator) | Phase 2 |  | Combustion turbine | Pipeline Natural Gas | Diesel Oil |  | Water Injection |  |  | 1992-10-01 | Operating | 560 | ACT2 (38.7) | 7336 ACT2 | 38.7
IN | Anderson | 7336 | ACT3 |  | 2023 | ARP, CSNOX, CSOSG3, CSSO2G1 | 2453 (Ended Jan 31, 2023), 610360 (Started Jan 31, 2023) | 5 | ECAR | Madison County | IN095 | 95 | Electric Utility | 40.0529 | -85.7389 | Indiana Municipal Power Agency (Owner),Indiana Municipal Power Agency (Operator) | Phase 2 |  | Combustion turbine | Pipeline Natural Gas | Diesel Oil |  | Dry Low NOx Burners,Water Injection |  |  | 2004-03-09 | Operating | 1103.8 | ACT3 (84) | 7336 ACT3 | 84
IA | George Neal South | 7343 | 4 |  | 2023 | ARP, CSNOX, CSOSG2, CSSO2G1, MATS | 609505 (Ended May 19, 2023), 610382 (Started May 19, 2023) | 7 | MAPP | Woodbury County | IA193 | 193 | Electric Utility | 42.3022 | -96.3622 | Algona Municipal Utilities (Owner),Bancroft Municipal Utilities (Owner),Corn Belt Power Cooperative (Owner),Graettinger Municipal Utilities (Owner),Laurens Municipal Light & Power (Owner),MidAmerican Energy Company (Owner),Milford Municipal Utilities (Owner),Northwest Iowa Power Cooperative (Owner),Spencer Municipal Utilities (Owner),Webster City Light & Power (Owner),Cedar Falls Utilities (Owner),NorthWestern Energy (Owner),Coon Rapids Municipal Utilities (Owner),Alliant Energy - Interstate Power & Light (Owner),MidAmerican Energy Company (Operator) | Phase 2 | Early Election | Dry bottom wall-fired boiler | Coal | Diesel Oil | Dry Lime FGD | Low NOx Burner Technology w/ Overfire Air,Selective Non-catalytic Reduction | Baghouse,Electrostatic Precipitator |  | 1979-07-01 | Operating | 7400 | 4 (639.9) | 7343 4 | 639.9 | Y
FL | University of Florida | 7345 | 1 |  | 2023 | ARP | 610088 | 4 | FRCC | Alachua County | FL001 | 1 | Cogeneration | 29.6397 | -82.3486 | Duke Energy Florida, LLC (Owner),Duke Energy Florida, LLC (Operator) | Phase 2 |  | Combined cycle | Pipeline Natural Gas |  |  | Steam Injection |  |  | 1993-12-17 | Operating | 586 | P1 (43) | 7345 1 | 43
GA | Robins | 7348 | CT1 |  | 2023 | ARP, CSNOX, CSOSG1, CSSO2G2 | 609716 (Ended May 09, 2023), 610669 (Started May 09, 2023) | 4 | SERC | Houston County | GA153 | 153 | Electric Utility | 32.5806 | -83.5831 | Georgia Power Company (Owner),Georgia Power Company (Operator) | Phase 2 |  | Combustion turbine | Pipeline Natural Gas | Diesel Oil |  | Water Injection |  |  | 1995-05-17 | Operating | 1155 | 1 (91.9) | 7348 CT1 | 91.9
GA | Robins | 7348 | CT2 |  | 2023 | ARP, CSNOX, CSOSG1, CSSO2G2 | 609716 (Ended May 09, 2023), 610669 (Started May 09, 2023) | 4 | SERC | Houston County | GA153 | 153 | Electric Utility | 32.5806 | -83.5831 | Georgia Power Company (Owner),Georgia Power Company (Operator) | Phase 2 |  | Combustion turbine | Pipeline Natural Gas | Diesel Oil |  | Water Injection |  |  | 1995-05-24 | Operating | 1155 | 2 (91.9) | 7348 CT2 | 91.9
OR | Coyote Springs | 7350 | CTG1 |  | 2023 | ARP | 608084 (Ended Oct 04, 2023), 610795 (Started Oct 04, 2023) | 10 |  | Morrow County | OR049 | 49 | Electric Utility | 45.8486 | -119.6744 | Portland General Electric Company (Owner),Portland General Electric Company (Operator) | Phase 2 |  | Combined cycle | Pipeline Natural Gas | Diesel Oil |  | Water Injection,Dry Low NOx Burners,Selective Catalytic Reduction |  |  | 1995-11-26 | Operating | 2000 | 2 (80.6), 1 (185.8) | 7350 CTG1 | 266.4 | Y
OR | Coyote Springs | 7350 | CTG2 |  | 2023 | ARP | 608084 (Ended Oct 04, 2023), 610795 (Started Oct 04, 2023) | 10 |  | Morrow County | OR049 | 49 | Electric Utility | 45.8486 | -119.6744 | Avista Corporation (Owner),Portland General Electric Company (Operator) | Phase 2 |  | Combined cycle | Pipeline Natural Gas |  |  | Dry Low NOx Burners,Selective Catalytic Reduction |  |  | 2003-06-03 | Operating | 2250 | CT2 (170), ST2 (117) | 7350 CTG2 | 287 | Y
FL | Midulla Generating Station | 7380 | 1 |  | 2023 | ARP | 609539 | 4 |  | Hardee County | FL049 | 49 | Electric Utility | 27.6417 | -81.9625 | Seminole Electric Cooperative, Inc. (Owner),Seminole Electric Cooperative, Inc. (Operator) | Phase 2 |  | Combined cycle | Pipeline Natural Gas | Diesel Oil |  | Dry Low NOx Burners,Water Injection,Selective Catalytic Reduction |  |  | 2001-09-13 | Operating | 2235 | CT1 (157.5), ST3 (189) | 7380 1 | 252 | Y
FL | Midulla Generating Station | 7380 | 2 |  | 2023 | ARP | 609539 | 4 |  | Hardee County | FL049 | 49 | Electric Utility | 27.6417 | -81.9625 | Seminole Electric Cooperative, Inc. (Owner),Seminole Electric Cooperative, Inc. (Operator) | Phase 2 |  | Combined cycle | Pipeline Natural Gas | Diesel Oil |  | Dry Low NOx Burners,Water Injection,Selective Catalytic Reduction |  |  | 2001-09-16 | Operating | 2235 | CT2 (157.5), ST3 (189) | 7380 2 | 252 | Y
FL | Midulla Generating Station | 7380 | 4A |  | 2023 | ARP | 609539 | 4 |  | Hardee County | FL049 | 49 | Electric Utility | 27.6417 | -81.9625 | Seminole Electric Cooperative, Inc. (Owner),Seminole Electric Cooperative, Inc. (Operator) | Phase 2 |  | Combustion turbine | Pipeline Natural Gas | Diesel Oil |  | Dry Low NOx Burners,Water Injection |  |  | 2006-09-04 | Operating | 572 | GT4 (60) | 7380 4A | 60
FL | Midulla Generating Station | 7380 | 4B |  | 2023 | ARP | 609539 | 4 |  | Hardee County | FL049 | 49 | Electric Utility | 27.6417 | -81.9625 | Seminole Electric Cooperative, Inc. (Owner),Seminole Electric Cooperative, Inc. (Operator) | Phase 2 |  | Combustion turbine | Pipeline Natural Gas | Diesel Oil |  | Dry Low NOx Burners,Water Injection |  |  | 2006-09-04 | Operating | 572 | GT4 (60) | 7380 4B | 60
FL | Midulla Generating Station | 7380 | 5A |  | 2023 | ARP | 609539 | 4 |  | Hardee County | FL049 | 49 | Electric Utility | 27.6417 | -81.9625 | Seminole Electric Cooperative, Inc. (Owner),Seminole Electric Cooperative, Inc. (Operator) | Phase 2 |  | Combustion turbine | Pipeline Natural Gas | Diesel Oil |  | Dry Low NOx Burners,Water Injection |  |  | 2006-09-01 | Operating | 572 | GT5 (60) | 7380 5A | 60
FL | Midulla Generating Station | 7380 | 5B |  | 2023 | ARP | 609539 | 4 |  | Hardee County | FL049 | 49 | Electric Utility | 27.6417 | -81.9625 | Seminole Electric Cooperative, Inc. (Owner),Seminole Electric Cooperative, Inc. (Operator) | Phase 2 |  | Combustion turbine | Pipeline Natural Gas | Diesel Oil |  | Dry Low NOx Burners,Water Injection |  |  | 2006-09-01 | Operating | 572 | GT5 (60) | 7380 5B | 60
FL | Midulla Generating Station | 7380 | 6A |  | 2023 | ARP | 609539 | 4 |  | Hardee County | FL049 | 49 | Electric Utility | 27.6417 | -81.9625 | Seminole Electric Cooperative, Inc. (Owner),Seminole Electric Cooperative, Inc. (Operator) | Phase 2 |  | Combustion turbine | Pipeline Natural Gas | Diesel Oil |  | Dry Low NOx Burners,Water Injection |  |  | 2006-08-10 | Operating | 572 | GT6 (60) | 7380 6A | 60
FL | Midulla Generating Station | 7380 | 6B |  | 2023 | ARP | 609539 | 4 |  | Hardee County | FL049 | 49 | Electric Utility | 27.6417 | -81.9625 | Seminole Electric Cooperative, Inc. (Owner),Seminole Electric Cooperative, Inc. (Operator) | Phase 2 |  | Combustion turbine | Pipeline Natural Gas | Diesel Oil |  | Dry Low NOx Burners,Water Injection |  |  | 2006-08-10 | Operating | 572 | GT6 (60) | 7380 6B | 60
FL | Midulla Generating Station | 7380 | 7A |  | 2023 | ARP | 609539 | 4 |  | Hardee County | FL049 | 49 | Electric Utility | 27.6417 | -81.9625 | Seminole Electric Cooperative, Inc. (Owner),Seminole Electric Cooperative, Inc. (Operator) | Phase 2 |  | Combustion turbine | Pipeline Natural Gas | Diesel Oil |  | Dry Low NOx Burners,Water Injection |  |  | 2006-08-09 | Operating | 572 | GT7 (60) | 7380 7A | 60
FL | Midulla Generating Station | 7380 | 7B |  | 2023 | ARP | 609539 | 4 |  | Hardee County | FL049 | 49 | Electric Utility | 27.6417 | -81.9625 | Seminole Electric Cooperative, Inc. (Owner),Seminole Electric Cooperative, Inc. (Operator) | Phase 2 |  | Combustion turbine | Pipeline Natural Gas | Diesel Oil |  | Dry Low NOx Burners,Water Injection |  |  | 2006-08-09 | Operating | 572 | GT7 (60) | 7380 7B | 60
FL | Midulla Generating Station | 7380 | 8A |  | 2023 | ARP | 609539 | 4 |  | Hardee County | FL049 | 49 | Electric Utility | 27.6417 | -81.9625 | Seminole Electric Cooperative, Inc. (Owner),Seminole Electric Cooperative, Inc. (Operator) | Phase 2 |  | Combustion turbine | Pipeline Natural Gas | Diesel Oil |  | Dry Low NOx Burners,Water Injection |  |  | 2006-09-11 | Operating | 572 | GT8 (60) | 7380 8A | 60
FL | Midulla Generating Station | 7380 | 8B |  | 2023 | ARP | 609539 | 4 |  | Hardee County | FL049 | 49 | Electric Utility | 27.6417 | -81.9625 | Seminole Electric Cooperative, Inc. (Owner),Seminole Electric Cooperative, Inc. (Operator) | Phase 2 |  | Combustion turbine | Pipeline Natural Gas | Diesel Oil |  | Dry Low NOx Burners,Water Injection |  |  | 2006-09-11 | Operating | 572 | GT8 (60) | 7380 8B | 60
IL | Interstate | 7425 | 1 |  | 2023 | ARP, CSNOX, CSOSG3, CSSO2G1 | 602221 | 5 |  | Sangamon County | IL167 | 167 | Electric Utility | 39.8233 | -89.5888 | City of Springfield, IL (Owner),City of Springfield, IL (Operator) | Phase 2 |  | Combustion turbine | Pipeline Natural Gas | Diesel Oil |  | Water Injection |  |  | 1997-09-01 | Operating | 1370 | 1 (138.6) | 7425 1 | 138.6
CA | NCPA Combustion Turbine Project #2 | 7449 | NA1 |  | 2023 | ARP | 602222 (Ended Jan 26, 2023), 609556 (Started Jan 26, 2023) | 9 |  | San Joaquin County | CA077 | 77 | Electric Utility | 38.088 | -121.3871 | Northern California Power Agency (Owner),Northern California Power Agency (Operator) | Phase 2 |  | Combustion turbine | Pipeline Natural Gas |  |  | Selective Catalytic Reduction |  |  | 1996-04-01 | Operating | 463 | NA1 (50) | 7449 NA1 | 50 | Y
ID | Rathdrum Combustion Turbine Project | 7456 | 1 |  | 2023 | ARP | 609357 | 10 | WECC | Kootenai County | ID055 | 55 | Electric Utility | 47.8034 | -116.869 | Avista Corporation (Owner),Avista Corporation (Operator) | Phase 2 |  | Combustion turbine | Pipeline Natural Gas |  |  | Dry Low NOx Burners |  |  | 1995-01-01 | Operating | 1200 | 1 (83.5) | 7456 1 | 83.5
ID | Rathdrum Combustion Turbine Project | 7456 | 2 |  | 2023 | ARP | 609357 | 10 | WECC | Kootenai County | ID055 | 55 | Electric Utility | 47.8034 | -116.869 | Avista Corporation (Owner),Avista Corporation (Operator) | Phase 2 |  | Combustion turbine | Pipeline Natural Gas |  |  | Dry Low NOx Burners |  |  | 1995-01-01 | Operating | 1200 | 2 (83.5) | 7456 2 | 83.5
WY | Neil Simpson II | 7504 | 1 |  | 2023 | ARP, MATS | 609425 (Ended Jul 13, 2023), 610712 (Started Jul 13, 2023) | 8 | WECC | Campbell County | WY005 | 5 | Electric Utility | 44.2853 | -105.3841 | Black Hills Power, Inc (Owner),Black Hills Power, Inc (Operator) | Phase 2 |  | Dry bottom wall-fired boiler | Coal |  | Dry Lime FGD | Low NOx Burner Technology w/ Overfire Air | Electrostatic Precipitator | Other (Non PAC) Sorbent Injection | 1995-06-15 | Operating | 1300 | 2 (100) | 7504 1 | 100
WY | Neil Simpson II | 7504 | CT1 |  | 2023 | ARP | 609425 (Ended Jul 13, 2023), 610712 (Started Jul 13, 2023) | 8 | WECC | Campbell County | WY005 | 5 | Electric Utility | 44.2853 | -105.3841 | Black Hills Power, Inc (Owner),Black Hills Power, Inc (Operator) | Phase 2 |  | Combustion turbine | Pipeline Natural Gas |  |  | Dry Low NOx Burners |  |  | 2000-06-15 | Operating | 393 | GT1 (40) | 7504 CT1 | 40
KS | McPherson Municipal Power Plant #3 | 7515 | 1 |  | 2023 | ARP, CSNOX, CSOSG2, CSSO2G2 | 610198 | 7 | SPP | McPherson County | KS113 | 113 | Electric Utility | 38.3864 | -97.61 | McPherson Board of Public Utilities (Owner),McPherson Board of Public Utilities (Operator) | Phase 2 |  | Combustion turbine | Pipeline Natural Gas | Diesel Oil |  | Water Injection |  |  | 1998-10-29 | Operating | 1200 | NA1 (115.6) | 7515 1 | 115.6
CA | Carson Power Plant | 7527 | 1 |  | 2023 | ARP | 610159 | 9 |  | Sacramento County | CA067 | 67 | Cogeneration | 38.4461 | -121.4614 | Sacramento Mun Utility District Financing Author (Owner),EthosEnergy Group Power Plant Services (Operator) | Phase 2 |  | Combined cycle | Natural Gas | Other Gas |  | Water Injection,Selective Catalytic Reduction |  |  | 1995-10-11 | Operating | 599 | 1 (54), 2 (17.5) | 7527 1 | 71.5 | Y
CA | Carson Power Plant | 7527 | 2 |  | 2023 | ARP | 610159 | 9 |  | Sacramento County | CA067 | 67 | Cogeneration | 38.4461 | -121.4614 | Sacramento Mun Utility District Financing Author (Owner),EthosEnergy Group Power Plant Services (Operator) | Phase 2 |  | Combustion turbine | Natural Gas |  |  | Water Injection,Selective Catalytic Reduction |  |  | 1995-10-11 | Operating | 450 | CCCT (54) | 7527 2 | 54 | Y
CA | Procter and Gamble Power Plant | 7551 | 1A |  | 2023 | ARP | 610159 | 9 |  | Sacramento County | CA067 | 67 | Cogeneration | 38.5306 | -121.399 | Sacramento Mun Utility District Financing Author (Owner),EthosEnergy Group Power Plant Services (Operator) | Phase 2 |  | Combined cycle | Pipeline Natural Gas |  |  | Selective Catalytic Reduction |  |  | 1997-04-07 | Operating | 583 | CT1A (49.9), CCST (49.9) | 7551 1A | 74.85 | Y
CA | Procter and Gamble Power Plant | 7551 | 1B |  | 2023 | ARP | 610159 | 9 |  | Sacramento County | CA067 | 67 | Cogeneration | 38.5306 | -121.399 | Sacramento Mun Utility District Financing Author (Owner),EthosEnergy Group Power Plant Services (Operator) | Phase 2 |  | Combined cycle | Pipeline Natural Gas |  |  | Selective Catalytic Reduction |  |  | 1997-04-07 | Operating | 583 | CT1B (49.9), CCST (49.9) | 7551 1B | 74.85 | Y
CA | Procter and Gamble Power Plant | 7551 | 1C |  | 2023 | ARP | 610159 | 9 |  | Sacramento County | CA067 | 67 | Cogeneration | 38.5306 | -121.399 | Sacramento Mun Utility District Financing Author (Owner),EthosEnergy Group Power Plant Services (Operator) | Phase 2 |  | Combustion turbine | Pipeline Natural Gas |  |  | Selective Catalytic Reduction |  |  | 2001-03-01 | Operating | 500 | CT1C (44) | 7551 1C | 44 | Y
CA | Campbell Power Plant | 7552 | 1 |  | 2023 | ARP | 610159 | 9 |  | Sacramento County | CA067 | 67 | Cogeneration | 38.511 | -121.4735 | Sacramento Mun Utility District Financing Author (Owner),EthosEnergy Group Power Plant Services (Operator) | Phase 2 |  | Combined cycle | Pipeline Natural Gas |  |  | Selective Catalytic Reduction |  |  | 1997-08-10 | Operating | 1610 | CCCT (118.8), CCST (55.3) | 7552 1 | 174.1 | Y
MO | St. Francis Power Plant | 7604 | 1 |  | 2023 | ARP, CSNOX, CSOSG2, CSSO2G1 | 606546 | 7 |  | Dunklin County | MO069 | 69 | Electric Utility | 36.5852 | -90.1779 | Associated Electric Cooperative, Inc. (Owner),Duke Energy Corporation (Owner),Associated Electric Cooperative, Inc. (Operator) | Phase 2 |  | Combined cycle | Pipeline Natural Gas |  |  | Dry Low NOx Burners,Selective Catalytic Reduction |  |  | 1999-07-24 | Operating | 1920 | 1 (289) | 7604 1 | 289 | Y
MO | St. Francis Power Plant | 7604 | 2 |  | 2023 | ARP, CSNOX, CSOSG2, CSSO2G1 | 606546 | 7 |  | Dunklin County | MO069 | 69 | Electric Utility | 36.5852 | -90.1779 | Associated Electric Cooperative, Inc. (Owner),Duke Energy Corporation (Owner),Associated Electric Cooperative, Inc. (Operator) | Phase 2 |  | Combined cycle | Pipeline Natural Gas |  |  | Dry Low NOx Burners,Selective Catalytic Reduction |  |  | 2001-02-01 | Operating | 2053.7 | 2 (289) | 7604 2 | 289 | Y
WA | River Road | 7605 | 1 |  | 2023 | ARP | 889 | 10 |  | Clark County | WA011 | 11 | Electric Utility | 45.65 | -122.7231 | Clark Public Utilities (Owner),General Electric Contractual Services (Operator) | Phase 2 |  | Combined cycle | Natural Gas |  |  | Selective Catalytic Reduction |  |  | 1997-12-08 | Operating | 1985 | 1 (248) | 7605 1 | 248 | Y
AL | Washington County Cogen (Olin) | 7697 | CC1 |  | 2023 | ARP, CSNOX, CSOSG2, CSSO2G2 | 605449 | 4 |  | Washington County | AL129 | 129 | Cogeneration | 31.2642 | -88.0027 | Alabama Power Company (Owner),Alabama Power Company (Operator) | Phase 2 |  | Combined cycle | Pipeline Natural Gas | Process Gas |  | Dry Low NOx Burners |  |  | 1999-02-11 | Operating | 1400 | 1 (69.3), 2 (39.7) | 7697 CC1 | 109
AL | SABIC Innovative Plastics - Burkville | 7698 | CC1 |  | 2023 | ARP, CSNOX, CSOSG2, CSSO2G2 | 608868 | 4 |  | Lowndes County | AL085 | 85 | Cogeneration | 32.3102 | -86.5242 | Alabama Power Company (Owner),SABIC Innovative Plastics US LLC (Operator) | Phase 2 |  | Combined cycle | Pipeline Natural Gas | Process Gas |  | Dry Low NOx Burners |  |  | 1999-05-16 | Operating | 1365 | 1 (82.2), 2 (14.8) | 7698 CC1 | 97
FL | Tiger Bay | 7699 | 1 |  | 2023 | ARP | 610088 | 4 | FRCC | Polk County | FL105 | 105 | Cogeneration | 27.7447 | -81.85 | Duke Energy Florida, LLC (Owner),Duke Energy Florida, LLC (Operator) | Phase 2 |  | Combined cycle | Pipeline Natural Gas |  |  | Dry Low NOx Burners |  |  | 1997-07-14 | Operating | 1850 | CW1 (82.9), CT1 (195.3) | 7699 1 | 278.2
AL | Plant H. Allen Franklin | 7710 | 1A |  | 2023 | ARP, CSNOX, CSOSG2, CSSO2G2 | 602440 (Ended Oct 24, 2023), 610766 (Started Oct 24, 2023) | 4 |  | Lee County | AL081 | 81 | Electric Utility | 32.6094 | -85.0961 | Southern Company (Owner),Georgia Power Company (Operator) | Phase 2 |  | Combined cycle | Pipeline Natural Gas |  |  | Dry Low NOx Burners,Selective Catalytic Reduction |  |  | 2001-12-07 | Operating | 2600 | CT1A (203.1), ST1 (213.3) | 7710 1A | 309.75 | Y
AL | Plant H. Allen Franklin | 7710 | 1B |  | 2023 | ARP, CSNOX, CSOSG2, CSSO2G2 | 602440 (Ended Oct 24, 2023), 610766 (Started Oct 24, 2023) | 4 |  | Lee County | AL081 | 81 | Electric Utility | 32.6094 | -85.0961 | Southern Company (Owner),Georgia Power Company (Operator) | Phase 2 |  | Combined cycle | Pipeline Natural Gas |  |  | Dry Low NOx Burners,Selective Catalytic Reduction |  |  | 2001-12-08 | Operating | 2600 | ST1 (213.3), CT1B (203.1) | 7710 1B | 309.75 | Y
AL | Plant H. Allen Franklin | 7710 | 2A |  | 2023 | ARP, CSNOX, CSOSG2, CSSO2G2 | 602440 (Ended Oct 24, 2023), 610766 (Started Oct 24, 2023) | 4 |  | Lee County | AL081 | 81 | Electric Utility | 32.6094 | -85.0961 | Southern Company (Owner),Georgia Power Company (Operator) | Phase 2 |  | Combined cycle | Pipeline Natural Gas |  |  | Dry Low NOx Burners,Selective Catalytic Reduction |  |  | 2003-01-09 | Operating | 2600 | ST2 (281.9), CT2A (203.1) | 7710 2A | 344.05 | Y
AL | Plant H. Allen Franklin | 7710 | 2B |  | 2023 | ARP, CSNOX, CSOSG2, CSSO2G2 | 602440 (Ended Oct 24, 2023), 610766 (Started Oct 24, 2023) | 4 |  | Lee County | AL081 | 81 | Electric Utility | 32.6094 | -85.0961 | Southern Company (Owner),Georgia Power Company (Operator) | Phase 2 |  | Combined cycle | Pipeline Natural Gas |  |  | Dry Low NOx Burners,Selective Catalytic Reduction |  |  | 2003-01-15 | Operating | 2600 | CT2B (203.1), ST2 (281.9) | 7710 2B | 344.05 | Y
AL | Plant H. Allen Franklin | 7710 | 3A |  | 2023 | ARP, CSNOX, CSOSG2, CSSO2G2 | 602440 (Ended Oct 24, 2023), 610766 (Started Oct 24, 2023) | 4 |  | Lee County | AL081 | 81 | Electric Utility | 32.6094 | -85.0961 | Southern Company (Owner),Georgia Power Company (Operator) | Phase 2 |  | Combined cycle | Pipeline Natural Gas |  |  | Dry Low NOx Burners,Selective Catalytic Reduction |  |  | 2008-01-11 | Operating | 2600 | ST3 (281.9), CT3A (203.1) | 7710 3A | 344.05 | Y
AL | Plant H. Allen Franklin | 7710 | 3B |  | 2023 | ARP, CSNOX, CSOSG2, CSSO2G2 | 602440 (Ended Oct 24, 2023), 610766 (Started Oct 24, 2023) | 4 |  | Lee County | AL081 | 81 | Electric Utility | 32.6094 | -85.0961 | Southern Company (Owner),Georgia Power Company (Operator) | Phase 2 |  | Combined cycle | Pipeline Natural Gas |  |  | Dry Low NOx Burners,Selective Catalytic Reduction |  |  | 2008-01-18 | Operating | 2600 | CT3B (203.1), ST3 (281.9) | 7710 3B | 344.05 | Y
AL | Theodore Cogeneration | 7721 | CC1 |  | 2023 | ARP, CSNOX, CSOSG2, CSSO2G2 | 605449 | 4 |  | Mobile County | AL097 | 97 | Cogeneration | 30.5248 | -88.1289 | Alabama Power Company (Owner),Alabama Power Company (Operator) | Phase 2 |  | Combined cycle | Pipeline Natural Gas |  |  | Dry Low NOx Burners,Selective Catalytic Reduction |  |  | 2000-10-13 | Operating | 2500 | 1 (229), 2 (88.4) | 7721 CC1 | 317.4 | Y
MO | Essex Power Plant | 7749 | 1 |  | 2023 | ARP, CSNOX, CSOSG2, CSSO2G1 | 606546 | 7 |  | Stoddard County | MO207 | 207 | Electric Utility | 36.8678 | -89.8397 | Associated Electric Cooperative, Inc. (Owner),Associated Electric Cooperative, Inc. (Operator) | Phase 2 |  | Combustion turbine | Pipeline Natural Gas |  |  | Dry Low NOx Burners |  |  | 1999-06-22 | Operating | 1470.6 | 1 (121.2) | 7749 1 | 121.2
MO | Nodaway Power Plant | 7754 | 1 |  | 2023 | ARP, CSNOX, CSOSG2, CSSO2G1 | 606546 | 7 |  | Nodaway County | MO147 | 147 | Electric Utility | 40.2877 | -94.7913 | Associated Electric Cooperative, Inc. (Owner),Associated Electric Cooperative, Inc. (Operator) | Phase 2 |  | Combustion turbine | Pipeline Natural Gas |  |  | Dry Low NOx Burners |  |  | 1999-06-28 | Operating | 1300 | 1 (103.7) | 7754 1 | 103.7
MO | Nodaway Power Plant | 7754 | 2 |  | 2023 | ARP, CSNOX, CSOSG2, CSSO2G1 | 606546 | 7 |  | Nodaway County | MO147 | 147 | Electric Utility | 40.2877 | -94.7913 | Associated Electric Cooperative, Inc. (Owner),Associated Electric Cooperative, Inc. (Operator) | Phase 2 |  | Combustion turbine | Pipeline Natural Gas |  |  | Dry Low NOx Burners |  |  | 1999-07-07 | Operating | 1300 | 2 (103.7) | 7754 2 | 103.7
OK | Chouteau Power Plant | 7757 | 1 |  | 2023 | ARP, CSOSG2 | 606546 | 6 | SPP | Mayes County | OK097 | 97 | Electric Utility | 36.2206 | -95.2756 | Associated Electric Cooperative, Inc. (Owner),Associated Electric Cooperative, Inc. (Operator) | Phase 2 |  | Combined cycle | Pipeline Natural Gas |  |  | Dry Low NOx Burners,Selective Catalytic Reduction |  |  | 2000-06-14 | Operating | 1783 | 1 (175.6), 3 (181.9) | 7757 1 | 266.55 | Y
OK | Chouteau Power Plant | 7757 | 2 |  | 2023 | ARP, CSOSG2 | 606546 | 6 | SPP | Mayes County | OK097 | 97 | Electric Utility | 36.2206 | -95.2756 | Associated Electric Cooperative, Inc. (Owner),Associated Electric Cooperative, Inc. (Operator) | Phase 2 |  | Combined cycle | Pipeline Natural Gas |  |  | Dry Low NOx Burners,Selective Catalytic Reduction |  |  | 2000-06-14 | Operating | 1870.5 | 2 (175.6), 3 (181.9) | 7757 2 | 266.55 | Y
OK | Chouteau Power Plant | 7757 | 3 |  | 2023 | ARP, CSOSG2 | 606546 | 6 | SPP | Mayes County | OK097 | 97 | Electric Utility | 36.2206 | -95.2756 | Associated Electric Cooperative, Inc. (Owner),Associated Electric Cooperative, Inc. (Operator) | Phase 2 |  | Combined cycle | Pipeline Natural Gas |  |  | Dry Low NOx Burners,Selective Catalytic Reduction |  |  | 2011-03-11 | Operating | 1882 | 6 (181.9), 4 (178) | 7757 3 | 266.45 | Y
OK | Chouteau Power Plant | 7757 | 4 |  | 2023 | ARP, CSOSG2 | 606546 | 6 | SPP | Mayes County | OK097 | 97 | Electric Utility | 36.2206 | -95.2756 | Associated Electric Cooperative, Inc. (Owner),Associated Electric Cooperative, Inc. (Operator) | Phase 2 |  | Combined cycle | Pipeline Natural Gas |  |  | Dry Low NOx Burners,Selective Catalytic Reduction |  |  | 2011-02-27 | Operating | 1882 | 5 (175.5), 6 (181.9) | 7757 4 | 266.45 | Y
IN | Georgetown Substation | 7759 | GT1 |  | 2023 | ARP, CSNOX, CSOSG3, CSSO2G1 | 610241 (Ended Jan 12, 2023), 610537 (Started Jan 12, 2023) | 5 | ECAR | Marion County | IN097 | 97 | Electric Utility | 39.9022 | -86.2439 | Indianapolis Power & Light Company (Owner),Indianapolis Power & Light Company (Operator) | Phase 2 |  | Combustion turbine | Pipeline Natural Gas |  |  | Dry Low NOx Burners |  |  | 2000-04-27 | Operating | 1100 | GT1 (85.3) | 7759 GT1 | 85.3
IN | Georgetown Substation | 7759 | GT2 |  | 2023 | ARP, CSNOX, CSOSG3, CSSO2G1 | 610241 (Ended Jan 12, 2023), 610537 (Started Jan 12, 2023) | 5 | ECAR | Marion County | IN097 | 97 | Electric Utility | 39.9022 | -86.2439 | Indianapolis Power & Light Company (Owner),Indianapolis Power & Light Company (Operator) | Phase 2 |  | Combustion turbine | Pipeline Natural Gas |  |  | Dry Low NOx Burners |  |  | 2000-04-19 | Operating | 1100 | GT2 (73.6) | 7759 GT2 | 73.6
IN | Georgetown Substation | 7759 | GT3 |  | 2023 | ARP, CSNOX, CSOSG3, CSSO2G1 | 610241 (Ended Jan 12, 2023), 610537 (Started Jan 12, 2023) | 5 | ECAR | Marion County | IN097 | 97 | Electric Utility | 39.9022 | -86.2439 | Indianapolis Power & Light Company (Owner),Indianapolis Power & Light Company (Operator) | Phase 2 |  | Combustion turbine | Pipeline Natural Gas |  |  | Dry Low NOx Burners |  |  | 2000-05-05 | Operating | 1150 | GT3 (73.6) | 7759 GT3 | 73.6
IN | Georgetown Substation | 7759 | GT4 |  | 2023 | ARP, CSNOX, CSOSG3, CSSO2G1 | 610241 (Ended Jan 12, 2023), 610537 (Started Jan 12, 2023) | 5 | ECAR | Marion County | IN097 | 97 | Electric Utility | 39.9022 | -86.2439 | Indianapolis Power & Light Company (Owner),Indianapolis Power & Light Company (Operator) | Phase 2 |  | Combustion turbine | Pipeline Natural Gas |  |  | Dry Low NOx Burners |  |  | 2001-03-20 | Operating | 1150 | GT4 (85.3) | 7759 GT4 | 85.3
IL | Tilton Power Station | 7760 | 1 | CP01 | 2023 | ARP, CSNOX, CSOSG3, CSSO2G1 | 610062 (Ended Apr 11, 2023), 610628 (Started Apr 11, 2023) | 5 |  | Vermilion County | IL183 | 183 | Electric Utility | 40.1063 | -87.6539 | Tilton Energy LLC (Owner),Tilton Energy LLC (Operator) | Phase 2 |  | Combustion turbine | Pipeline Natural Gas |  |  | Water Injection |  |  | 1999-05-05 | Operating | 630 | 1 (47) | 7760 1 | 47
IL | Tilton Power Station | 7760 | 2 | CP01 | 2023 | ARP, CSNOX, CSOSG3, CSSO2G1 | 610062 (Ended Apr 11, 2023), 610628 (Started Apr 11, 2023) | 5 |  | Vermilion County | IL183 | 183 | Electric Utility | 40.1063 | -87.6539 | Tilton Energy LLC (Owner),Tilton Energy LLC (Operator) | Phase 2 |  | Combustion turbine | Pipeline Natural Gas |  |  | Water Injection |  |  | 1999-05-19 | Operating | 630 | 2 (47) | 7760 2 | 47
IL | Tilton Power Station | 7760 | 3 | CP01 | 2023 | ARP, CSNOX, CSOSG3, CSSO2G1 | 610062 (Ended Apr 11, 2023), 610628 (Started Apr 11, 2023) | 5 |  | Vermilion County | IL183 | 183 | Electric Utility | 40.1063 | -87.6539 | Tilton Energy LLC (Owner),Tilton Energy LLC (Operator) | Phase 2 |  | Combustion turbine | Pipeline Natural Gas |  |  | Water Injection |  |  | 1999-05-24 | Operating | 630 | 3 (47) | 7760 3 | 47
IL | Tilton Power Station | 7760 | 4 | CP01 | 2023 | ARP, CSNOX, CSOSG3, CSSO2G1 | 610062 (Ended Apr 11, 2023), 610628 (Started Apr 11, 2023) | 5 |  | Vermilion County | IL183 | 183 | Electric Utility | 40.1063 | -87.6539 | Tilton Energy LLC (Owner),Tilton Energy LLC (Operator) | Phase 2 |  | Combustion turbine | Pipeline Natural Gas |  |  | Water Injection |  |  | 1999-06-09 | Operating | 630 | 4 (47) | 7760 4 | 47
TX | Calpine Hidalgo Energy Center | 7762 | HRSG1 |  | 2023 | ARP, CSOSG2 | 610482 | 6 |  | Hidalgo County | TX215 | 215 | Electric Utility | 26.3389 | -98.1708 | Calpine Hidalgo Energy Center, LP (Owner),Brownsville Public Utilities Board (Owner),Calpine Operating Services Company, Inc. (Operator) | Phase 2 |  | Combined cycle | Pipeline Natural Gas |  |  | Dry Low NOx Burners |  |  | 2000-04-13 | Operating | 1950 | STG1 (233), CTG1 (207) | 7762 HRSG1 | 323.5
TX | Calpine Hidalgo Energy Center | 7762 | HRSG2 |  | 2023 | ARP, CSOSG2 | 610482 | 6 |  | Hidalgo County | TX215 | 215 | Electric Utility | 26.3389 | -98.1708 | Calpine Hidalgo Energy Center, LP (Owner),Brownsville Public Utilities Board (Owner),Calpine Operating Services Company, Inc. (Operator) | Phase 2 |  | Combined cycle | Pipeline Natural Gas |  |  | Dry Low NOx Burners |  |  | 2000-04-28 | Operating | 1950 | CTG2 (207), STG1 (233) | 7762 HRSG2 | 323.5
IN | Henry County Generating Station | 7763 | 1 |  | 2023 | ARP, CSNOX, CSOSG3, CSSO2G1 | 609289 | 5 |  | Henry County | IN065 | 65 | Electric Utility | 39.9528 | -85.5039 | Duke Energy Indiana, LLC (Owner),Duke Energy Indiana, LLC (Operator) | Phase 2 |  | Combustion turbine | Pipeline Natural Gas |  |  | Water Injection |  |  | 2001-07-17 | Operating | 700 | 1 (43) | 7763 1 | 43
IN | Henry County Generating Station | 7763 | 2 |  | 2023 | ARP, CSNOX, CSOSG3, CSSO2G1 | 609289 | 5 |  | Henry County | IN065 | 65 | Electric Utility | 39.9528 | -85.5039 | Duke Energy Indiana, LLC (Owner),Duke Energy Indiana, LLC (Operator) | Phase 2 |  | Combustion turbine | Pipeline Natural Gas |  |  | Water Injection |  |  | 2001-07-31 | Operating | 705 | 2 (43) | 7763 2 | 43
IN | Henry County Generating Station | 7763 | 3 |  | 2023 | ARP, CSNOX, CSOSG3, CSSO2G1 | 609289 | 5 |  | Henry County | IN065 | 65 | Electric Utility | 39.9528 | -85.5039 | Duke Energy Indiana, LLC (Owner),Duke Energy Indiana, LLC (Operator) | Phase 2 |  | Combustion turbine | Pipeline Natural Gas |  |  | Water Injection |  |  | 2001-08-18 | Operating | 675 | 3 (43) | 7763 3 | 43
GA | MPC Generating | 7764 | 1 |  | 2023 | ARP, CSNOX, CSOSG1, CSSO2G2 | 606323 | 4 |  | Walton County | GA297 | 297 | Electric Utility | 33.8122 | -83.6954 | MPC Generating, LLC (Owner),MPC Generating, LLC (Operator) | Phase 2 |  | Combustion turbine | Pipeline Natural Gas | Diesel Oil |  | Water Injection |  |  | 1999-10-22 | Operating | 1980 | 1 (184) | 7764 1 | 184
GA | MPC Generating | 7764 | 2 |  | 2023 | ARP, CSNOX, CSOSG1, CSSO2G2 | 606323 | 4 |  | Walton County | GA297 | 297 | Electric Utility | 33.8122 | -83.6954 | MPC Generating, LLC (Owner),MPC Generating, LLC (Operator) | Phase 2 |  | Combustion turbine | Pipeline Natural Gas | Diesel Oil |  | Water Injection |  |  | 2001-02-21 | Operating | 2030 | 2 (184) | 7764 2 | 184
GA | Dahlberg (Jackson County) | 7765 | 1 |  | 2023 | ARP, CSNOX, CSOSG1, CSSO2G2 | 602440 (Ended Oct 24, 2023), 610766 (Started Oct 24, 2023) | 4 |  | Jackson County | GA157 | 157 | Electric Utility | 34.0386 | -83.3972 | Georgia Power Company (Owner),Southern Company (Owner),Georgia Power Company (Operator) | Phase 2 |  | Combustion turbine | Pipeline Natural Gas | Diesel Oil |  | Dry Low NOx Burners,Water Injection |  |  | 2000-05-16 | Operating | 1250 | 1 (91.9) | 7765 1 | 91.9
GA | Dahlberg (Jackson County) | 7765 | 2 |  | 2023 | ARP, CSNOX, CSOSG1, CSSO2G2 | 602440 (Ended Oct 24, 2023), 610766 (Started Oct 24, 2023) | 4 |  | Jackson County | GA157 | 157 | Electric Utility | 34.0386 | -83.3972 | Georgia Power Company (Owner),Southern Company (Owner),Georgia Power Company (Operator) | Phase 2 |  | Combustion turbine | Pipeline Natural Gas | Diesel Oil |  | Dry Low NOx Burners,Water Injection |  |  | 2000-05-30 | Operating | 1250 | 2 (91.9) | 7765 2 | 91.9
GA | Dahlberg (Jackson County) | 7765 | 3 |  | 2023 | ARP, CSNOX, CSOSG1, CSSO2G2 | 602440 (Ended Oct 24, 2023), 610766 (Started Oct 24, 2023) | 4 |  | Jackson County | GA157 | 157 | Electric Utility | 34.0386 | -83.3972 | Georgia Power Company (Owner),Southern Company (Owner),Georgia Power Company (Operator) | Phase 2 |  | Combustion turbine | Pipeline Natural Gas | Diesel Oil |  | Dry Low NOx Burners,Water Injection |  |  | 2000-05-22 | Operating | 1250 | 3 (91.9) | 7765 3 | 91.9
GA | Dahlberg (Jackson County) | 7765 | 4 |  | 2023 | ARP, CSNOX, CSOSG1, CSSO2G2 | 602440 (Ended Oct 24, 2023), 610766 (Started Oct 24, 2023) | 4 |  | Jackson County | GA157 | 157 | Electric Utility | 34.0386 | -83.3972 | Georgia Power Company (Owner),Southern Company (Owner),Georgia Power Company (Operator) | Phase 2 |  | Combustion turbine | Pipeline Natural Gas | Diesel Oil |  | Dry Low NOx Burners,Water Injection |  |  | 2000-05-16 | Operating | 1250 | 4 (91.9) | 7765 4 | 91.9
GA | Dahlberg (Jackson County) | 7765 | 5 |  | 2023 | ARP, CSNOX, CSOSG1, CSSO2G2 | 602440 (Ended Oct 24, 2023), 610766 (Started Oct 24, 2023) | 4 |  | Jackson County | GA157 | 157 | Electric Utility | 34.0386 | -83.3972 | Georgia Power Company (Owner),Southern Company (Owner),Georgia Power Company (Operator) | Phase 2 |  | Combustion turbine | Pipeline Natural Gas | Diesel Oil |  | Dry Low NOx Burners,Water Injection |  |  | 2000-05-26 | Operating | 1250 | 5 (91.9) | 7765 5 | 91.9
GA | Dahlberg (Jackson County) | 7765 | 6 |  | 2023 | ARP, CSNOX, CSOSG1, CSSO2G2 | 602440 (Ended Oct 24, 2023), 610766 (Started Oct 24, 2023) | 4 |  | Jackson County | GA157 | 157 | Electric Utility | 34.0386 | -83.3972 | Georgia Power Company (Owner),Southern Company (Owner),Georgia Power Company (Operator) | Phase 2 |  | Combustion turbine | Pipeline Natural Gas | Diesel Oil |  | Dry Low NOx Burners,Water Injection |  |  | 2000-05-25 | Operating | 1250 | 6 (91.9) | 7765 6 | 91.9
GA | Dahlberg (Jackson County) | 7765 | 7 |  | 2023 | ARP, CSNOX, CSOSG1, CSSO2G2 | 602440 (Ended Oct 24, 2023), 610766 (Started Oct 24, 2023) | 4 |  | Jackson County | GA157 | 157 | Electric Utility | 34.0386 | -83.3972 | Georgia Power Company (Owner),Southern Company (Owner),Georgia Power Company (Operator) | Phase 2 |  | Combustion turbine | Pipeline Natural Gas | Diesel Oil |  | Dry Low NOx Burners,Water Injection |  |  | 2000-06-06 | Operating | 1250 | 7 (91.9) | 7765 7 | 91.9
GA | Dahlberg (Jackson County) | 7765 | 8 |  | 2023 | ARP, CSNOX, CSOSG1, CSSO2G2 | 602440 (Ended Oct 24, 2023), 610766 (Started Oct 24, 2023) | 4 |  | Jackson County | GA157 | 157 | Electric Utility | 34.0386 | -83.3972 | Georgia Power Company (Owner),Southern Company (Owner),Georgia Power Company (Operator) | Phase 2 |  | Combustion turbine | Pipeline Natural Gas | Diesel Oil |  | Dry Low NOx Burners,Water Injection |  |  | 2000-06-14 | Operating | 1250 | 8 (91.9) | 7765 8 | 91.9
GA | Dahlberg (Jackson County) | 7765 | 9 |  | 2023 | ARP, CSNOX, CSOSG1, CSSO2G2 | 602440 (Ended Oct 24, 2023), 610766 (Started Oct 24, 2023) | 4 |  | Jackson County | GA157 | 157 | Electric Utility | 34.0386 | -83.3972 | Georgia Power Company (Owner),Southern Company (Owner),Georgia Power Company (Operator) | Phase 2 |  | Combustion turbine | Pipeline Natural Gas | Diesel Oil |  | Dry Low NOx Burners,Water Injection |  |  | 2001-05-25 | Operating | 1250 | 9 (91.9) | 7765 9 | 91.9
GA | Dahlberg (Jackson County) | 7765 | 10 |  | 2023 | ARP, CSNOX, CSOSG1, CSSO2G2 | 602440 (Ended Oct 24, 2023), 610766 (Started Oct 24, 2023) | 4 |  | Jackson County | GA157 | 157 | Electric Utility | 34.0386 | -83.3972 | Georgia Power Company (Owner),Southern Company (Owner),Georgia Power Company (Operator) | Phase 2 |  | Combustion turbine | Pipeline Natural Gas | Diesel Oil |  | Dry Low NOx Burners,Water Injection |  |  | 2001-05-05 | Operating | 1250 | 10 (91.9) | 7765 10 | 91.9
GA | Sowega Power Project | 7768 | CT2 |  | 2023 | ARP, CSNOX, CSOSG1, CSSO2G2 | 605751 (Ended Mar 09, 2023), 605752 (Started Mar 09, 2023) | 4 |  | Mitchell County | GA205 | 205 | Electric Utility | 31.3869 | -84.0814 | Sowega Power (Owner),Sowega Power (Operator) | Phase 2 |  | Combustion turbine | Pipeline Natural Gas | Diesel Oil |  | Water Injection |  |  | 1999-06-28 | Operating | 614 | CTG2 (60) | 7768 CT2 | 60
GA | Sowega Power Project | 7768 | CT3 |  | 2023 | ARP, CSNOX, CSOSG1, CSSO2G2 | 605751 (Ended Mar 09, 2023), 605752 (Started Mar 09, 2023) | 4 |  | Mitchell County | GA205 | 205 | Electric Utility | 31.3869 | -84.0814 | Sowega Power (Owner),Sowega Power (Operator) | Phase 2 |  | Combustion turbine | Pipeline Natural Gas | Diesel Oil |  | Water Injection |  |  | 1999-07-20 | Operating | 614 | CTG3 (60) | 7768 CT3 | 60
OH | Omega JV2 Hamilton | 7782 | P001 |  | 2023 | ARP, CSNOX, CSOSG3, CSSO2G1 | 610414 | 5 |  | Butler County | OH017 | 17 | Electric Utility | 39.3528 | -84.5183 | Omega JV2, AMP-Ohio (Owner),American Municipal Power - Ohio (Operator) | Phase 2 |  | Combustion turbine | Pipeline Natural Gas |  |  | Water Injection |  |  | 2000-05-08 | Operating | 423 | 1 (32) | 7782 P001 | 32
OH | Omega JV2 Bowling Green | 7783 | P001 |  | 2023 | ARP, CSNOX, CSOSG3, CSSO2G1 | 610414 | 5 |  | Wood County | OH173 | 173 | Electric Utility | 41.3883 | -83.6406 | Omega JV2, AMP-Ohio (Owner),American Municipal Power - Ohio (Operator) | Phase 2 |  | Combustion turbine | Pipeline Natural Gas |  |  | Water Injection |  |  | 2000-05-08 | Operating | 423 | 1 (32) | 7783 P001 | 32
UT | Bonanza | 7790 | 2024-01-01 |  | 2023 | ARP, MATS | 602400 | 8 | WECC | Uintah County | UT047 | 47 | Electric Utility | 40.0864 | -109.2844 | Deseret Generation & Transmission (Owner),Utah Municipal Power Agency (Owner),Deseret Generation & Transmission (Operator) | Phase 2 | Early Election | Dry bottom wall-fired boiler | Coal | Diesel Oil | Wet Limestone | Low NOx Burner Technology (Dry Bottom only) | Baghouse |  | 1985-12-01 | Operating | 5500 | 1 (400) | 7790 45292 | 400
NC | Richmond County Plant | 7805 | 1 |  | 2023 | ARP, CSNOX, CSSO2G1, SIPNOX | 609197 (Ended Feb 24, 2023), 608414 (Started Feb 24, 2023) | 4 |  | Richmond County | NC153 | 153 | Electric Utility | 34.8422 | -79.7444 | Duke Energy Progress, Inc. (Owner),Duke Energy Progress, Inc. (Operator) | Phase 2 |  | Combustion turbine | Natural Gas | Diesel Oil |  | Dry Low NOx Burners,Water Injection |  |  | 2001-03-25 | Operating | 2100 | 001 (211.8) | 7805 1 | 211.8
NC | Richmond County Plant | 7805 | 2 |  | 2023 | ARP, CSNOX, CSSO2G1, SIPNOX | 609197 (Ended Feb 24, 2023), 608414 (Started Feb 24, 2023) | 4 |  | Richmond County | NC153 | 153 | Electric Utility | 34.8422 | -79.7444 | Duke Energy Progress, Inc. (Owner),Duke Energy Progress, Inc. (Operator) | Phase 2 |  | Combustion turbine | Natural Gas | Diesel Oil |  | Dry Low NOx Burners,Water Injection |  |  | 2001-04-01 | Operating | 2100 | 002 (211.8) | 7805 2 | 211.8
NC | Richmond County Plant | 7805 | 3 |  | 2023 | ARP, CSNOX, CSSO2G1, SIPNOX | 609197 (Ended Feb 24, 2023), 608414 (Started Feb 24, 2023) | 4 |  | Richmond County | NC153 | 153 | Electric Utility | 34.8422 | -79.7444 | Duke Energy Progress, Inc. (Owner),Duke Energy Progress, Inc. (Operator) | Phase 2 |  | Combustion turbine | Natural Gas | Diesel Oil |  | Dry Low NOx Burners,Water Injection |  |  | 2001-04-08 | Operating | 2100 | 003 (211.8) | 7805 3 | 211.8
NC | Richmond County Plant | 7805 | 4 |  | 2023 | ARP, CSNOX, CSSO2G1, SIPNOX | 609197 (Ended Feb 24, 2023), 608414 (Started Feb 24, 2023) | 4 |  | Richmond County | NC153 | 153 | Electric Utility | 34.8422 | -79.7444 | Duke Energy Progress, Inc. (Owner),Duke Energy Progress, Inc. (Operator) | Phase 2 |  | Combustion turbine | Natural Gas | Diesel Oil |  | Dry Low NOx Burners,Water Injection |  |  | 2001-04-15 | Operating | 2100 | 004 (211.8) | 7805 4 | 211.8
NC | Richmond County Plant | 7805 | 6 |  | 2023 | ARP, CSNOX, CSSO2G1, SIPNOX | 609197 (Ended Feb 24, 2023), 608414 (Started Feb 24, 2023) | 4 |  | Richmond County | NC153 | 153 | Electric Utility | 34.8422 | -79.7444 | Duke Energy Progress, Inc. (Owner),Duke Energy Progress, Inc. (Operator) | Phase 2 |  | Combustion turbine | Natural Gas | Diesel Oil |  | Dry Low NOx Burners,Water Injection |  |  | 2002-04-01 | Operating | 2100 | 6 (195.3) | 7805 6 | 195.3
NC | Richmond County Plant | 7805 | 7 |  | 2023 | ARP, CSNOX, CSSO2G1, SIPNOX | 609197 (Ended Feb 24, 2023), 608414 (Started Feb 24, 2023) | 4 |  | Richmond County | NC153 | 153 | Electric Utility | 34.8422 | -79.7444 | Duke Energy Progress, Inc. (Owner),Duke Energy Progress, Inc. (Operator) | Phase 2 |  | Combined cycle | Natural Gas | Diesel Oil |  | Dry Low NOx Burners,Water Injection,Selective Catalytic Reduction |  |  | 2002-04-01 | Operating | 2015 | ST4 (195.3), 7 (195.3) | 7805 7 | 292.95 | Y
NC | Richmond County Plant | 7805 | 8 |  | 2023 | ARP, CSNOX, CSSO2G1, SIPNOX | 609197 (Ended Feb 24, 2023), 608414 (Started Feb 24, 2023) | 4 |  | Richmond County | NC153 | 153 | Electric Utility | 34.8422 | -79.7444 | Duke Energy Progress, Inc. (Owner),Duke Energy Progress, Inc. (Operator) | Phase 2 |  | Combined cycle | Natural Gas | Diesel Oil |  | Dry Low NOx Burners,Water Injection,Selective Catalytic Reduction |  |  | 2002-04-01 | Operating | 2015 | ST4 (195.3), 8 (195.3) | 7805 8 | 292.95 | Y
NC | Richmond County Plant | 7805 | 9 |  | 2023 | ARP, CSNOX, CSSO2G1, SIPNOX | 609197 (Ended Feb 24, 2023), 608414 (Started Feb 24, 2023) | 4 |  | Richmond County | NC153 | 153 | Electric Utility | 34.8422 | -79.7444 | Duke Energy Progress, Inc. (Owner),Duke Energy Progress, Inc. (Operator) | Phase 2 |  | Combined cycle | Natural Gas | Diesel Oil |  | Dry Low NOx Burners,Water Injection,Selective Catalytic Reduction |  |  | 2011-01-18 | Operating | 2540 | 9 (229), ST5 (271) | 7805 9 | 364.5 | Y
NC | Richmond County Plant | 7805 | 10 |  | 2023 | ARP, CSNOX, CSSO2G1, SIPNOX | 609197 (Ended Feb 24, 2023), 608414 (Started Feb 24, 2023) | 4 |  | Richmond County | NC153 | 153 | Electric Utility | 34.8422 | -79.7444 | Duke Energy Progress, Inc. (Owner),Duke Energy Progress, Inc. (Operator) | Phase 2 |  | Combined cycle | Natural Gas | Diesel Oil |  | Dry Low NOx Burners,Water Injection,Selective Catalytic Reduction |  |  | 2011-01-17 | Operating | 2540 | ST5 (271), 10 (229) | 7805 10 | 364.5 | Y
GA | Sewell Creek Energy | 7813 | 1 |  | 2023 | ARP, CSNOX, CSOSG1, CSSO2G2 | 3066 (Ended Jan 31, 2023), 610555 (Started Jan 31, 2023) | 4 |  | Polk County | GA233 | 233 | Electric Utility | 33.9486 | -85.2769 | Smarr EMC (Owner),Oglethorpe Power Corporation (Operator) | Phase 2 |  | Combustion turbine | Pipeline Natural Gas |  |  | Dry Low NOx Burners |  |  | 2000-06-08 | Operating | 1560 | 1 (121) | 7813 1 | 121
GA | Sewell Creek Energy | 7813 | 2 |  | 2023 | ARP, CSNOX, CSOSG1, CSSO2G2 | 3066 (Ended Jan 31, 2023), 610555 (Started Jan 31, 2023) | 4 |  | Polk County | GA233 | 233 | Electric Utility | 33.9486 | -85.2769 | Smarr EMC (Owner),Oglethorpe Power Corporation (Operator) | Phase 2 |  | Combustion turbine | Pipeline Natural Gas |  |  | Dry Low NOx Burners |  |  | 2000-06-21 | Operating | 1335 | 2 (121) | 7813 2 | 121
GA | Sewell Creek Energy | 7813 | 3 |  | 2023 | ARP, CSNOX, CSOSG1, CSSO2G2 | 3066 (Ended Jan 31, 2023), 610555 (Started Jan 31, 2023) | 4 |  | Polk County | GA233 | 233 | Electric Utility | 33.9486 | -85.2769 | Smarr EMC (Owner),Oglethorpe Power Corporation (Operator) | Phase 2 |  | Combustion turbine | Pipeline Natural Gas |  |  | Dry Low NOx Burners |  |  | 2000-08-27 | Operating | 1570 | 3 (164) | 7813 3 | 164
GA | Sewell Creek Energy | 7813 | 4 |  | 2023 | ARP, CSNOX, CSOSG1, CSSO2G2 | 3066 (Ended Jan 31, 2023), 610555 (Started Jan 31, 2023) | 4 |  | Polk County | GA233 | 233 | Electric Utility | 33.9486 | -85.2769 | Smarr EMC (Owner),Oglethorpe Power Corporation (Operator) | Phase 2 |  | Combustion turbine | Pipeline Natural Gas |  |  | Dry Low NOx Burners |  |  | 2000-05-25 | Operating | 1606 | 4 (164) | 7813 4 | 164
IL | Alsey Station | 7818 | ACT1 |  | 2023 | CSNOX, CSOSG3, CSSO2G1 | 609344 (Ended May 08, 2023), 610633 (Started May 08, 2023) | 5 | SERC | Scott County | IL171 | 171 | Electric Utility | 39.5697 | -90.4362 | Prairie Power Incorporated (Owner),Prairie Power Incorporated (Operator) |  |  | Combustion turbine | Pipeline Natural Gas |  |  | Water Injection |  |  | 1999-06-01 | Operating | 473 | ACT1 (30) | 7818 ACT1 | 30
IL | Alsey Station | 7818 | ACT2 |  | 2023 | CSNOX, CSOSG3, CSSO2G1 | 609344 (Ended May 08, 2023), 610633 (Started May 08, 2023) | 5 | SERC | Scott County | IL171 | 171 | Electric Utility | 39.5697 | -90.4362 | Prairie Power Incorporated (Owner),Prairie Power Incorporated (Operator) |  |  | Combustion turbine | Pipeline Natural Gas |  |  | Water Injection |  |  | 1999-06-01 | Operating | 460 | ACT2 (30) | 7818 ACT2 | 30
IL | Alsey Station | 7818 | ACT5 |  | 2023 | CSNOX, CSOSG3, CSSO2G1 | 609344 (Ended May 08, 2023), 610633 (Started May 08, 2023) | 5 | SERC | Scott County | IL171 | 171 | Electric Utility | 39.5697 | -90.4362 | Prairie Power Incorporated (Owner),Prairie Power Incorporated (Operator) |  |  | Combustion turbine | Pipeline Natural Gas | [5 empty] | 1999-06-01 | Operating | 430 | ACT5 (25) | 7818 ACT5 | 25
IL | Alsey Station | 7818 | ACT6 |  | 2023 | ARP, CSNOX, CSOSG3, CSSO2G1 | 609344 (Ended May 08, 2023), 610633 (Started May 08, 2023) | 5 | SERC | Scott County | IL171 | 171 | Electric Utility | 39.5697 | -90.4362 | Prairie Power Incorporated (Owner),Prairie Power Incorporated (Operator) | Phase 2 |  | Combustion turbine | Pipeline Natural Gas | Diesel Oil |  | Water Injection |  |  | 2016-12-13 | Operating | 487 | ACT6 (48) | 7818 ACT6 | 48
AR | Fulton | 7825 | CT1 |  | 2023 | ARP, CSOSG2 | 537 (Ended Aug 22, 2023), 500535 (Started Aug 22, 2023) | 6 |  | Hempstead County | AR057 | 57 | Electric Utility | 33.6094 | -93.7924 | Arkansas Electric Cooperative Corporation (Owner),Arkansas Electric Cooperative Corporation (Operator) | Phase 2 |  | Combustion turbine | Pipeline Natural Gas |  |  | Dry Low NOx Burners |  |  | 2001-04-21 | Operating | 1692 | 1 (153) | 7825 CT1 | 153
NC | Plant Rowan County | 7826 | 1 |  | 2023 | ARP, CSNOX, CSSO2G1, SIPNOX | 602440 (Ended Oct 24, 2023), 610766 (Started Oct 24, 2023) | 4 |  | Rowan County | NC159 | 159 | Electric Utility | 35.7325 | -80.6019 | Southern Company (Owner),Southern Company (Operator) | Phase 2 |  | Combustion turbine | Pipeline Natural Gas | Diesel Oil |  | Dry Low NOx Burners,Water Injection |  |  | 2001-05-15 | Operating | 1962 | 001 (161.8) | 7826 1 | 161.8
NC | Plant Rowan County | 7826 | 2 |  | 2023 | ARP, CSNOX, CSSO2G1, SIPNOX | 602440 (Ended Oct 24, 2023), 610766 (Started Oct 24, 2023) | 4 |  | Rowan County | NC159 | 159 | Electric Utility | 35.7325 | -80.6019 | Southern Company (Owner),Southern Company (Operator) | Phase 2 |  | Combustion turbine | Pipeline Natural Gas | Diesel Oil |  | Dry Low NOx Burners,Water Injection |  |  | 2001-05-11 | Operating | 1960 | 002 (161.8) | 7826 2 | 161.8
NC | Plant Rowan County | 7826 | 3 |  | 2023 | ARP, CSNOX, CSSO2G1, SIPNOX | 602440 (Ended Oct 24, 2023), 610766 (Started Oct 24, 2023) | 4 |  | Rowan County | NC159 | 159 | Electric Utility | 35.7325 | -80.6019 | Southern Company (Owner),Southern Company (Operator) | Phase 2 |  | Combustion turbine | Pipeline Natural Gas | Diesel Oil |  | Dry Low NOx Burners,Water Injection |  |  | 2001-05-15 | Operating | 1962 | 003 (161.8) | 7826 3 | 161.8
NC | Plant Rowan County | 7826 | 4 |  | 2023 | ARP, CSNOX, CSSO2G1, SIPNOX | 602440 (Ended Oct 24, 2023), 610766 (Started Oct 24, 2023) | 4 |  | Rowan County | NC159 | 159 | Electric Utility | 35.7325 | -80.6019 | Southern Company (Owner),Southern Company (Operator) | Phase 2 |  | Combined cycle | Pipeline Natural Gas | Diesel Oil |  | Dry Low NOx Burners,Selective Catalytic Reduction |  |  | 2003-04-29 | Operating | 2050 | 4 (177.3), STG (195) | 7826 4 | 274.8 | Y
NC | Plant Rowan County | 7826 | 5 |  | 2023 | ARP, CSNOX, CSSO2G1, SIPNOX | 602440 (Ended Oct 24, 2023), 610766 (Started Oct 24, 2023) | 4 |  | Rowan County | NC159 | 159 | Electric Utility | 35.7325 | -80.6019 | Southern Company (Owner),Southern Company (Operator) | Phase 2 |  | Combined cycle | Pipeline Natural Gas |  |  | Dry Low NOx Burners,Selective Catalytic Reduction |  |  | 2003-04-29 | Operating | 2050 | 5 (166.6), STG (195) | 7826 5 | 264.1 | Y
GA | Smarr Energy Facility | 7829 | 1 |  | 2023 | ARP, CSNOX, CSOSG1, CSSO2G2 | 3066 (Ended Jan 31, 2023), 610555 (Started Jan 31, 2023) | 4 |  | Monroe County | GA207 | 207 | Electric Utility | 32.9856 | -83.8464 | Smarr EMC (Owner),Oglethorpe Power Corporation (Operator) | Phase 2 |  | Combustion turbine | Pipeline Natural Gas |  |  | Dry Low NOx Burners |  |  | 1999-06-01 | Operating | 1590 | 1 (121) | 7829 1 | 121
GA | Smarr Energy Facility | 7829 | 2 |  | 2023 | ARP, CSNOX, CSOSG1, CSSO2G2 | 3066 (Ended Jan 31, 2023), 610555 (Started Jan 31, 2023) | 4 |  | Monroe County | GA207 | 207 | Electric Utility | 32.9856 | -83.8464 | Smarr EMC (Owner),Oglethorpe Power Corporation (Operator) | Phase 2 |  | Combustion turbine | Pipeline Natural Gas |  |  | Dry Low NOx Burners |  |  | 1999-06-12 | Operating | 1404 | 2 (121) | 7829 2 | 121
SC | John S. Rainey Generating Station | 7834 | CT1A |  | 2023 | ARP, CSNOX, CSSO2G2, SIPNOX | 610491 | 4 |  | Anderson County | SC007 | 7 | Electric Utility | 34.3477 | -82.776 | Santee Cooper (Owner),Santee Cooper (Operator) | Phase 2 |  | Combined cycle | Pipeline Natural Gas | Diesel Oil |  | Selective Catalytic Reduction,Dry Low NOx Burners,Water Injection |  |  | 2001-12-03 | Operating | 1980 | CT1A (165), ST1S (190) | 7834 CT1A | 260 | Y
SC | John S. Rainey Generating Station | 7834 | CT1B |  | 2023 | ARP, CSNOX, CSSO2G2, SIPNOX | 610491 | 4 |  | Anderson County | SC007 | 7 | Electric Utility | 34.3477 | -82.776 | Santee Cooper (Owner),Santee Cooper (Operator) | Phase 2 |  | Combined cycle | Pipeline Natural Gas | Diesel Oil |  | Selective Catalytic Reduction,Dry Low NOx Burners,Water Injection |  |  | 2001-12-03 | Operating | 1980 | ST1S (190), CT1B (165) | 7834 CT1B | 260 | Y
SC | John S. Rainey Generating Station | 7834 | CT2A |  | 2023 | ARP, CSNOX, CSSO2G2, SIPNOX | 610491 | 4 |  | Anderson County | SC007 | 7 | Electric Utility | 34.3477 | -82.776 | Santee Cooper (Owner),Santee Cooper (Operator) | Phase 2 |  | Combustion turbine | Pipeline Natural Gas | Diesel Oil |  | Dry Low NOx Burners,Water Injection |  |  | 2002-03-21 | Operating | 1980 | CT2A (165) | 7834 CT2A | 165
SC | John S. Rainey Generating Station | 7834 | CT2B |  | 2023 | ARP, CSNOX, CSSO2G2, SIPNOX | 610491 | 4 |  | Anderson County | SC007 | 7 | Electric Utility | 34.3477 | -82.776 | Santee Cooper (Owner),Santee Cooper (Operator) | Phase 2 |  | Combustion turbine | Pipeline Natural Gas | Diesel Oil |  | Dry Low NOx Burners,Water Injection |  |  | 2002-05-07 | Operating | 1980 | CT2B (165) | 7834 CT2B | 165
SC | John S. Rainey Generating Station | 7834 | CT3 |  | 2023 | ARP, CSNOX, CSSO2G2, SIPNOX | 610491 | 4 |  | Anderson County | SC007 | 7 | Electric Utility | 34.3477 | -82.776 | Santee Cooper (Owner),Santee Cooper (Operator) | Phase 2 |  | Combustion turbine | Pipeline Natural Gas | [5 empty] | 2003-11-13 | Operating | 874.6 | CT3A (84) | 7834 CT3 | 84
SC | John S. Rainey Generating Station | 7834 | CT4 |  | 2023 | ARP, CSNOX, CSSO2G2, SIPNOX | 610491 | 4 |  | Anderson County | SC007 | 7 | Electric Utility | 34.3477 | -82.776 | Santee Cooper (Owner),Santee Cooper (Operator) | Phase 2 |  | Combustion turbine | Pipeline Natural Gas | [5 empty] | 2003-11-19 | Operating | 874.6 | CT3B (84) | 7834 CT4 | 84
SC | John S. Rainey Generating Station | 7834 | CT5 |  | 2023 | ARP, CSNOX, CSSO2G2, SIPNOX | 610491 | 4 |  | Anderson County | SC007 | 7 | Electric Utility | 34.3477 | -82.776 | Santee Cooper (Owner),Santee Cooper (Operator) | Phase 2 |  | Combustion turbine | Pipeline Natural Gas | [5 empty] | 2003-12-02 | Operating | 874.6 | CT4A (84) | 7834 CT5 | 84
MD | Rock Springs Generating Facility | 7835 | 1 |  | 2023 | ARP, CSNOX, CSOSG3, CSSO2G1, RGGI | 608604 (Ended Sep 26, 2023), 610789 (Started Sep 26, 2023) | 3 |  | Cecil County | MD015 | 15 | Electric Utility | 39.7183 | -76.1606 | Old Dominion Electric Cooperative (Owner),Essential Power Rock Springs, LLC (Operator) | Phase 2 |  | Combustion turbine | Pipeline Natural Gas |  |  | Dry Low NOx Burners |  |  | 2003-05-21 | Operating | 2000 | 1 (190) | 7835 1 | 190
MD | Rock Springs Generating Facility | 7835 | 2 |  | 2023 | ARP, CSNOX, CSOSG3, CSSO2G1, RGGI | 608604 (Ended Sep 26, 2023), 610789 (Started Sep 26, 2023) | 3 |  | Cecil County | MD015 | 15 | Electric Utility | 39.7183 | -76.1606 | Old Dominion Electric Cooperative (Owner),Essential Power Rock Springs, LLC (Operator) | Phase 2 |  | Combustion turbine | Pipeline Natural Gas |  |  | Dry Low NOx Burners |  |  | 2003-05-28 | Operating | 2000 | 2 (190) | 7835 2 | 190
MD | Rock Springs Generating Facility | 7835 | 3 |  | 2023 | ARP, CSNOX, CSOSG3, CSSO2G1, RGGI | 608604 (Ended Sep 26, 2023), 610789 (Started Sep 26, 2023) | 3 |  | Cecil County | MD015 | 15 | Electric Utility | 39.7183 | -76.1606 | Essential Power Rock Springs, LLC (Owner),Essential Power Rock Springs, LLC (Operator) | Phase 2 |  | Combustion turbine | Pipeline Natural Gas |  |  | Dry Low NOx Burners |  |  | 2002-11-20 | Operating | 2000 | 3 (190) | 7835 3 | 190
MD | Rock Springs Generating Facility | 7835 | 4 |  | 2023 | ARP, CSNOX, CSOSG3, CSSO2G1, RGGI | 608604 (Ended Sep 26, 2023), 610789 (Started Sep 26, 2023) | 3 |  | Cecil County | MD015 | 15 | Electric Utility | 39.7183 | -76.1606 | Essential Power Rock Springs, LLC (Owner),Essential Power Rock Springs, LLC (Operator) | Phase 2 |  | Combustion turbine | Pipeline Natural Gas |  |  | Dry Low NOx Burners |  |  | 2002-11-26 | Operating | 2000 | 4 (190) | 7835 4 | 190
VA | Marsh Run Generation Facility | 7836 | EU1 |  | 2023 | ARP, CSNOX, CSOSG3, CSSO2G1, RGGI | 601174 | 3 | SERC | Fauquier County | VA061 | 61 | Electric Utility | 38.5283 | -77.7681 | Old Dominion Electric Cooperative (Owner),Old Dominion Electric Cooperative (Operator) | Phase 2 |  | Combustion turbine | Pipeline Natural Gas | Diesel Oil |  | Dry Low NOx Burners,Water Injection |  |  | 2004-07-28 | Operating | 2400 | 1 (172.3) | 7836 EU1 | 172.3
VA | Marsh Run Generation Facility | 7836 | EU2 |  | 2023 | ARP, CSNOX, CSOSG3, CSSO2G1, RGGI | 601174 | 3 | SERC | Fauquier County | VA061 | 61 | Electric Utility | 38.5283 | -77.7681 | Old Dominion Electric Cooperative (Owner),Old Dominion Electric Cooperative (Operator) | Phase 2 |  | Combustion turbine | Pipeline Natural Gas | Diesel Oil |  | Dry Low NOx Burners,Water Injection |  |  | 2004-06-30 | Operating | 2400 | 2 (172.3) | 7836 EU2 | 172.3
VA | Marsh Run Generation Facility | 7836 | EU3 |  | 2023 | ARP, CSNOX, CSOSG3, CSSO2G1, RGGI | 601174 | 3 | SERC | Fauquier County | VA061 | 61 | Electric Utility | 38.5283 | -77.7681 | Old Dominion Electric Cooperative (Owner),Old Dominion Electric Cooperative (Operator) | Phase 2 |  | Combustion turbine | Pipeline Natural Gas | Diesel Oil |  | Dry Low NOx Burners,Water Injection |  |  | 2004-06-27 | Operating | 2400 | 3 (172.3) | 7836 EU3 | 172.3
VA | Louisa Generation Facility | 7837 | EU1 |  | 2023 | ARP, CSNOX, CSOSG3, CSSO2G1, RGGI | 601174 | 3 | SERC | Louisa County | VA109 | 109 | Electric Utility | 38.1181 | -78.2139 | Old Dominion Electric Cooperative (Owner),Old Dominion Electric Cooperative (Operator) | Phase 2 |  | Combustion turbine | Pipeline Natural Gas | Diesel Oil |  | Dry Low NOx Burners,Water Injection |  |  | 2003-05-21 | Operating | 1300 | 1 (84.5) | 7837 EU1 | 84.5
VA | Louisa Generation Facility | 7837 | EU2 |  | 2023 | ARP, CSNOX, CSOSG3, CSSO2G1, RGGI | 601174 | 3 | SERC | Louisa County | VA109 | 109 | Electric Utility | 38.1181 | -78.2139 | Old Dominion Electric Cooperative (Owner),Old Dominion Electric Cooperative (Operator) | Phase 2 |  | Combustion turbine | Pipeline Natural Gas | Diesel Oil |  | Dry Low NOx Burners,Water Injection |  |  | 2003-03-17 | Operating | 1300 | 2 (84.5) | 7837 EU2 | 84.5
VA | Louisa Generation Facility | 7837 | EU3 |  | 2023 | ARP, CSNOX, CSOSG3, CSSO2G1, RGGI | 601174 | 3 | SERC | Louisa County | VA109 | 109 | Electric Utility | 38.1181 | -78.2139 | Old Dominion Electric Cooperative (Owner),Old Dominion Electric Cooperative (Operator) | Phase 2 |  | Combustion turbine | Pipeline Natural Gas | Diesel Oil |  | Dry Low NOx Burners,Water Injection |  |  | 2003-04-01 | Operating | 1300 | 3 (84.5) | 7837 EU3 | 84.5
VA | Louisa Generation Facility | 7837 | EU4 |  | 2023 | ARP, CSNOX, CSOSG3, CSSO2G1, RGGI | 601174 | 3 | SERC | Louisa County | VA109 | 109 | Electric Utility | 38.1181 | -78.2139 | Old Dominion Electric Cooperative (Owner),Old Dominion Electric Cooperative (Operator) | Phase 2 |  | Combustion turbine | Pipeline Natural Gas | Diesel Oil |  | Dry Low NOx Burners,Water Injection |  |  | 2003-04-15 | Operating | 1300 | 4 (84.5) | 7837 EU4 | 84.5
VA | Louisa Generation Facility | 7837 | EU5 |  | 2023 | ARP, CSNOX, CSOSG3, CSSO2G1, RGGI | 601174 | 3 | SERC | Louisa County | VA109 | 109 | Electric Utility | 38.1181 | -78.2139 | Old Dominion Electric Cooperative (Owner),Old Dominion Electric Cooperative (Operator) | Phase 2 |  | Combustion turbine | Pipeline Natural Gas | Diesel Oil |  | Dry Low NOx Burners,Water Injection |  |  | 2003-07-13 | Operating | 2400 | 5 (171.1) | 7837 EU5 | 171.1
VA | Remington Combustion Turbine Station | 7838 | 1 |  | 2023 | ARP, CSNOX, CSOSG3, CSSO2G1, RGGI | 1525 | 3 |  | Fauquier County | VA061 | 61 | Electric Utility | 38.5447 | -77.7707 | Virginia Electric & Power Company (Owner),Dominion Generation (Operator) | Phase 2 |  | Combustion turbine | Pipeline Natural Gas | Diesel Oil |  | Dry Low NOx Burners,Water Injection |  |  | 2000-07-09 | Operating | 2223 | 1 (178.5) | 7838 1 | 178.5
VA | Remington Combustion Turbine Station | 7838 | 2 |  | 2023 | ARP, CSNOX, CSOSG3, CSSO2G1, RGGI | 1525 | 3 |  | Fauquier County | VA061 | 61 | Electric Utility | 38.5447 | -77.7707 | Virginia Electric & Power Company (Owner),Dominion Generation (Operator) | Phase 2 |  | Combustion turbine | Pipeline Natural Gas | Diesel Oil |  | Dry Low NOx Burners,Water Injection |  |  | 2000-07-10 | Operating | 1985 | 2 (178.5) | 7838 2 | 178.5
VA | Remington Combustion Turbine Station | 7838 | 3 |  | 2023 | ARP, CSNOX, CSOSG3, CSSO2G1, RGGI | 1525 | 3 |  | Fauquier County | VA061 | 61 | Electric Utility | 38.5447 | -77.7707 | Virginia Electric & Power Company (Owner),Dominion Generation (Operator) | Phase 2 |  | Combustion turbine | Pipeline Natural Gas | Diesel Oil |  | Dry Low NOx Burners,Water Injection |  |  | 2000-07-05 | Operating | 2223 | 3 (178.5) | 7838 3 | 178.5
VA | Remington Combustion Turbine Station | 7838 | 4 |  | 2023 | ARP, CSNOX, CSOSG3, CSSO2G1, RGGI | 1525 | 3 |  | Fauquier County | VA061 | 61 | Electric Utility | 38.5447 | -77.7707 | Virginia Electric & Power Company (Owner),Dominion Generation (Operator) | Phase 2 |  | Combustion turbine | Pipeline Natural Gas | Diesel Oil |  | Dry Low NOx Burners,Water Injection |  |  | 2000-07-10 | Operating | 1985 | 4 (178.5) | 7838 4 | 178.5
VA | Ladysmith Combustion Turbine Sta | 7839 | 1 |  | 2023 | ARP, CSNOX, CSOSG3, CSSO2G1, RGGI | 1525 | 3 |  | Caroline County | VA033 | 33 | Electric Utility | 38.0725 | -77.5141 | Virginia Electric & Power Company (Owner),Dominion Generation (Operator) | Phase 2 |  | Combustion turbine | Pipeline Natural Gas | Diesel Oil |  | Dry Low NOx Burners,Water Injection |  |  | 2001-05-31 | Operating | 2129 | 1 (178.5) | 7839 1 | 178.5
VA | Ladysmith Combustion Turbine Sta | 7839 | 2 |  | 2023 | ARP, CSNOX, CSOSG3, CSSO2G1, RGGI | 1525 | 3 |  | Caroline County | VA033 | 33 | Electric Utility | 38.0725 | -77.5141 | Virginia Electric & Power Company (Owner),Dominion Generation (Operator) | Phase 2 |  | Combustion turbine | Pipeline Natural Gas | Diesel Oil |  | Dry Low NOx Burners,Water Injection |  |  | 2001-05-23 | Operating | 2223 | 2 (178.5) | 7839 2 | 178.5
VA | Ladysmith Combustion Turbine Sta | 7839 | 3 |  | 2023 | ARP, CSNOX, CSOSG3, CSSO2G1, RGGI | 1525 | 3 |  | Caroline County | VA033 | 33 | Electric Utility | 38.0725 | -77.5141 | Virginia Electric & Power Company (Owner),Dominion Generation (Operator) | Phase 2 |  | Combustion turbine | Pipeline Natural Gas | Diesel Oil |  | Dry Low NOx Burners,Water Injection |  |  | 2008-05-22 | Operating | 2158 | 3 (192.1) | 7839 3 | 192.1
VA | Ladysmith Combustion Turbine Sta | 7839 | 4 |  | 2023 | ARP, CSNOX, CSOSG3, CSSO2G1, RGGI | 1525 | 3 |  | Caroline County | VA033 | 33 | Electric Utility | 38.0725 | -77.5141 | Virginia Electric & Power Company (Owner),Dominion Generation (Operator) | Phase 2 |  | Combustion turbine | Pipeline Natural Gas | Diesel Oil |  | Dry Low NOx Burners,Water Injection |  |  | 2008-06-07 | Operating | 2129 | 4 (192.1) | 7839 4 | 192.1
VA | Ladysmith Combustion Turbine Sta | 7839 | 5 |  | 2023 | ARP, CSNOX, CSOSG3, CSSO2G1, RGGI | 1525 | 3 |  | Caroline County | VA033 | 33 | Electric Utility | 38.0725 | -77.5141 | Virginia Electric & Power Company (Owner),Dominion Generation (Operator) | Phase 2 |  | Combustion turbine | Pipeline Natural Gas | Diesel Oil |  | Dry Low NOx Burners,Water Injection |  |  | 2009-03-22 | Operating | 2129 | 5 (192.1) | 7839 5 | 192.1
IL | Freedom Power Project | 7842 | CT1 |  | 2023 | ARP, CSNOX, CSOSG3, CSSO2G1 | 603695 | 5 | SERC | Fayette County | IL051 | 51 | Electric Utility | 39.1025 | -88.8589 | Southwestern Electric Cooperative, Inc. (Owner),Southwestern Electric Cooperative, Inc. (Operator) | Phase 2 |  | Combustion turbine | Pipeline Natural Gas |  |  | Water Injection |  |  | 2000-06-01 | Operating | 465 | CT1 (47) | 7842 CT1 | 47
MN | Pleasant Valley Station | 7843 | 11 |  | 2023 | ARP, CSNOX, CSSO2G2 | 607684 | 5 | MAPP | Mower County | MN099 | 99 | Electric Utility | 43.7997 | -92.6819 | Great River Energy (Owner),Great River Energy (Operator) | Phase 2 |  | Combustion turbine | Pipeline Natural Gas | Diesel Oil |  | Dry Low NOx Burners,Water Injection |  |  | 2001-04-04 | Operating | 1772 | 11 (197) | 7843 11 | 197
MN | Pleasant Valley Station | 7843 | 12 |  | 2023 | ARP, CSNOX, CSSO2G2 | 607684 | 5 | MAPP | Mower County | MN099 | 99 | Electric Utility | 43.7997 | -92.6819 | Great River Energy (Owner),Great River Energy (Operator) | Phase 2 |  | Combustion turbine | Pipeline Natural Gas | Diesel Oil |  | Dry Low NOx Burners,Water Injection |  |  | 2001-04-06 | Operating | 1819.6 | 12 (197) | 7843 12 | 197
MN | Pleasant Valley Station | 7843 | 13 |  | 2023 | ARP, CSNOX, CSSO2G2 | 607684 | 5 | MAPP | Mower County | MN099 | 99 | Electric Utility | 43.7997 | -92.6819 | Great River Energy (Owner),Great River Energy (Operator) | Phase 2 |  | Combustion turbine | Pipeline Natural Gas | Diesel Oil |  | Dry Low NOx Burners,Water Injection |  |  | 2002-04-21 | Operating | 1475.3 | 13 (147.5) | 7843 13 | 147.5
MN | Minnesota River Station | 7844 | U001 |  | 2023 | ARP, CSNOX, CSSO2G2 | 610251 | 5 | MAPP | Carver County | MN019 | 19 | Electric Utility | 44.795 | -93.5808 | City of Chaska (Owner),Minnesota Municipal Power Agency (Operator) | Phase 2 |  | Combustion turbine | Pipeline Natural Gas | Diesel Oil |  | Dry Low NOx Burners |  |  | 2001-05-01 | Operating | 560 | UOO1 (49) | 7844 U001 | 49
TN | Lagoon Creek | 7845 | LCC1 |  | 2023 | ARP, CSNOX, CSOSG2, CSSO2G1 | 609315 | 4 |  | Haywood County | TN075 | 75 | Electric Utility | 35.6578 | -89.3964 | Tennessee Valley Authority (Owner),Tennessee Valley Authority (Operator) | Phase 2 |  | Combined cycle | Pipeline Natural Gas |  |  | Dry Low NOx Burners,Selective Catalytic Reduction |  |  | 2010-06-30 | Operating | 2243 | CTG1 (173.4), STG1 (257.6) | 7845 LCC1 | 302.2 | Y
TN | Lagoon Creek | 7845 | LCC2 |  | 2023 | ARP, CSNOX, CSOSG2, CSSO2G1 | 609315 | 4 |  | Haywood County | TN075 | 75 | Electric Utility | 35.6578 | -89.3964 | Tennessee Valley Authority (Owner),Tennessee Valley Authority (Operator) | Phase 2 |  | Combined cycle | Pipeline Natural Gas |  |  | Dry Low NOx Burners,Selective Catalytic Reduction |  |  | 2010-06-22 | Operating | 2243 | STG1 (257.6), CTG2 (173.4) | 7845 LCC2 | 302.2 | Y
TN | Lagoon Creek | 7845 | LCT1 |  | 2023 | ARP, CSNOX, CSOSG2, CSSO2G1 | 609315 | 4 |  | Haywood County | TN075 | 75 | Electric Utility | 35.6578 | -89.3964 | Tennessee Valley Authority (Owner),Tennessee Valley Authority (Operator) | Phase 2 |  | Combustion turbine | Pipeline Natural Gas | Diesel Oil |  | Dry Low NOx Burners,Water Injection |  |  | 2001-04-05 | Operating | 1175.4 | GT1 (84.5) | 7845 LCT1 | 84.5
TN | Lagoon Creek | 7845 | LCT10 |  | 2023 | ARP, CSNOX, CSOSG2, CSSO2G1 | 609315 | 4 |  | Haywood County | TN075 | 75 | Electric Utility | 35.6578 | -89.3964 | Tennessee Valley Authority (Owner),Tennessee Valley Authority (Operator) | Phase 2 |  | Combustion turbine | Pipeline Natural Gas | Diesel Oil |  | Dry Low NOx Burners,Water Injection |  |  | 2002-04-10 | Operating | 1175.4 | GT10 (86.2) | 7845 LCT10 | 86.2
TN | Lagoon Creek | 7845 | LCT11 |  | 2023 | ARP, CSNOX, CSOSG2, CSSO2G1 | 609315 | 4 |  | Haywood County | TN075 | 75 | Electric Utility | 35.6578 | -89.3964 | Tennessee Valley Authority (Owner),Tennessee Valley Authority (Operator) | Phase 2 |  | Combustion turbine | Pipeline Natural Gas | Diesel Oil |  | Dry Low NOx Burners,Water Injection |  |  | 2002-04-11 | Operating | 1175.4 | GT11 (86.2) | 7845 LCT11 | 86.2
TN | Lagoon Creek | 7845 | LCT12 |  | 2023 | ARP, CSNOX, CSOSG2, CSSO2G1 | 609315 | 4 |  | Haywood County | TN075 | 75 | Electric Utility | 35.6578 | -89.3964 | Tennessee Valley Authority (Owner),Tennessee Valley Authority (Operator) | Phase 2 |  | Combustion turbine | Pipeline Natural Gas | Diesel Oil |  | Dry Low NOx Burners,Water Injection |  |  | 2002-04-19 | Operating | 1175.4 | GT12 (86.2) | 7845 LCT12 | 86.2
TN | Lagoon Creek | 7845 | LCT2 |  | 2023 | ARP, CSNOX, CSOSG2, CSSO2G1 | 609315 | 4 |  | Haywood County | TN075 | 75 | Electric Utility | 35.6578 | -89.3964 | Tennessee Valley Authority (Owner),Tennessee Valley Authority (Operator) | Phase 2 |  | Combustion turbine | Pipeline Natural Gas | Diesel Oil |  | Dry Low NOx Burners,Water Injection |  |  | 2001-04-06 | Operating | 1175.4 | GT2 (84.5) | 7845 LCT2 | 84.5
TN | Lagoon Creek | 7845 | LCT3 |  | 2023 | ARP, CSNOX, CSOSG2, CSSO2G1 | 609315 | 4 |  | Haywood County | TN075 | 75 | Electric Utility | 35.6578 | -89.3964 | Tennessee Valley Authority (Owner),Tennessee Valley Authority (Operator) | Phase 2 |  | Combustion turbine | Pipeline Natural Gas | Diesel Oil |  | Dry Low NOx Burners,Water Injection |  |  | 2001-04-13 | Operating | 1175.4 | GT3 (84.5) | 7845 LCT3 | 84.5
TN | Lagoon Creek | 7845 | LCT4 |  | 2023 | ARP, CSNOX, CSOSG2, CSSO2G1 | 609315 | 4 |  | Haywood County | TN075 | 75 | Electric Utility | 35.6578 | -89.3964 | Tennessee Valley Authority (Owner),Tennessee Valley Authority (Operator) | Phase 2 |  | Combustion turbine | Pipeline Natural Gas | Diesel Oil |  | Dry Low NOx Burners,Water Injection |  |  | 2001-05-01 | Operating | 1175.4 | GT4 (84.5) | 7845 LCT4 | 84.5
TN | Lagoon Creek | 7845 | LCT5 |  | 2023 | ARP, CSNOX, CSOSG2, CSSO2G1 | 609315 | 4 |  | Haywood County | TN075 | 75 | Electric Utility | 35.6578 | -89.3964 | Tennessee Valley Authority (Owner),Tennessee Valley Authority (Operator) | Phase 2 |  | Combustion turbine | Pipeline Natural Gas | Diesel Oil |  | Dry Low NOx Burners,Water Injection |  |  | 2001-05-01 | Operating | 1175.4 | GT5 (84.5) | 7845 LCT5 | 84.5
TN | Lagoon Creek | 7845 | LCT6 |  | 2023 | ARP, CSNOX, CSOSG2, CSSO2G1 | 609315 | 4 |  | Haywood County | TN075 | 75 | Electric Utility | 35.6578 | -89.3964 | Tennessee Valley Authority (Owner),Tennessee Valley Authority (Operator) | Phase 2 |  | Combustion turbine | Pipeline Natural Gas | Diesel Oil |  | Dry Low NOx Burners,Water Injection |  |  | 2001-05-09 | Operating | 1175.4 | GT6 (84.5) | 7845 LCT6 | 84.5
TN | Lagoon Creek | 7845 | LCT7 |  | 2023 | ARP, CSNOX, CSOSG2, CSSO2G1 | 609315 | 4 |  | Haywood County | TN075 | 75 | Electric Utility | 35.6578 | -89.3964 | Tennessee Valley Authority (Owner),Tennessee Valley Authority (Operator) | Phase 2 |  | Combustion turbine | Pipeline Natural Gas | Diesel Oil |  | Dry Low NOx Burners,Water Injection |  |  | 2001-05-18 | Operating | 1175.4 | GT7 (84.5) | 7845 LCT7 | 84.5
TN | Lagoon Creek | 7845 | LCT8 |  | 2023 | ARP, CSNOX, CSOSG2, CSSO2G1 | 609315 | 4 |  | Haywood County | TN075 | 75 | Electric Utility | 35.6578 | -89.3964 | Tennessee Valley Authority (Owner),Tennessee Valley Authority (Operator) | Phase 2 |  | Combustion turbine | Pipeline Natural Gas | Diesel Oil |  | Dry Low NOx Burners,Water Injection |  |  | 2001-06-01 | Operating | 1175.4 | GT8 (84.5) | 7845 LCT8 | 84.5
TN | Lagoon Creek | 7845 | LCT9 |  | 2023 | ARP, CSNOX, CSOSG2, CSSO2G1 | 609315 | 4 |  | Haywood County | TN075 | 75 | Electric Utility | 35.6578 | -89.3964 | Tennessee Valley Authority (Owner),Tennessee Valley Authority (Operator) | Phase 2 |  | Combustion turbine | Pipeline Natural Gas | Diesel Oil |  | Dry Low NOx Burners,Water Injection |  |  | 2002-04-02 | Operating | 1175.4 | GT9 (86.2) | 7845 LCT9 | 86.2
FL | Brandy Branch | 7846 | 1 |  | 2023 | ARP | 605471 | 4 |  | Duval County | FL031 | 31 | Electric Utility | 30.3206 | -81.9486 | JEA (Owner),JEA (Operator) | Phase 2 |  | Combustion turbine | Pipeline Natural Gas | Diesel Oil |  | Dry Low NOx Burners,Water Injection |  |  | 2001-05-31 | Operating | 1822 | 001 (203.8) | 7846 1 | 203.8
FL | Brandy Branch | 7846 | 2 |  | 2023 | ARP | 605471 | 4 |  | Duval County | FL031 | 31 | Electric Utility | 30.3206 | -81.9486 | JEA (Owner),JEA (Operator) | Phase 2 |  | Combined cycle | Pipeline Natural Gas | Diesel Oil |  | Dry Low NOx Burners,Selective Catalytic Reduction,Water Injection |  |  | 2001-05-31 | Operating | 2170 | 002 (203.8), 004 (268.4) | 7846 2 | 338 | Y
FL | Brandy Branch | 7846 | 3 |  | 2023 | ARP | 605471 | 4 |  | Duval County | FL031 | 31 | Electric Utility | 30.3206 | -81.9486 | JEA (Owner),JEA (Operator) | Phase 2 |  | Combined cycle | Pipeline Natural Gas | Diesel Oil |  | Dry Low NOx Burners,Selective Catalytic Reduction,Water Injection |  |  | 2001-10-02 | Operating | 2170 | 003 (203.8), 004 (268.4) | 7846 3 | 338 | Y
MO | Holden Power Plant | 7848 | 1 |  | 2023 | ARP, CSNOX, CSOSG2, CSSO2G1 | 606546 | 7 |  | Johnson County | MO101 | 101 | Electric Utility | 38.7538 | -93.9983 | Associated Electric Cooperative, Inc. (Owner),Associated Electric Cooperative, Inc. (Operator) | Phase 2 |  | Combustion turbine | Pipeline Natural Gas | Diesel Oil |  | Dry Low NOx Burners,Water Injection |  |  | 2002-06-01 | Operating | 1406 | 11 (107.1) | 7848 1 | 107.1
MO | Holden Power Plant | 7848 | 2 |  | 2023 | ARP, CSNOX, CSOSG2, CSSO2G1 | 606546 | 7 |  | Johnson County | MO101 | 101 | Electric Utility | 38.7538 | -93.9983 | Associated Electric Cooperative, Inc. (Owner),Associated Electric Cooperative, Inc. (Operator) | Phase 2 |  | Combustion turbine | Pipeline Natural Gas | Diesel Oil |  | Dry Low NOx Burners,Water Injection |  |  | 2002-06-01 | Operating | 1406 | 12 (107.1) | 7848 2 | 107.1
MO | Holden Power Plant | 7848 | 3 |  | 2023 | ARP, CSNOX, CSOSG2, CSSO2G1 | 606546 | 7 |  | Johnson County | MO101 | 101 | Electric Utility | 38.7538 | -93.9983 | Associated Electric Cooperative, Inc. (Owner),Associated Electric Cooperative, Inc. (Operator) | Phase 2 |  | Combustion turbine | Pipeline Natural Gas | Diesel Oil |  | Dry Low NOx Burners,Water Injection |  |  | 2002-06-01 | Operating | 1406 | 13 (107.1) | 7848 3 | 107.1
WI | Elk Mound Generating Station | 7863 | 1 |  | 2023 | ARP, CSNOX, CSOSG3, CSSO2G1 | 606455 | 5 | MAPP | Chippewa County | WI017 | 17 | Electric Utility | 44.9019 | -91.5678 | Dairyland Power Cooperative (Owner),Dairyland Power Cooperative (Operator) | Phase 2 |  | Combustion turbine | Pipeline Natural Gas | Diesel Oil |  | Dry Low NOx Burners,Water Injection |  |  | 2001-05-23 | Operating | 565 | 1 (51) | 7863 1 | 51
WI | Elk Mound Generating Station | 7863 | 2 |  | 2023 | ARP, CSNOX, CSOSG3, CSSO2G1 | 606455 | 5 | MAPP | Chippewa County | WI017 | 17 | Electric Utility | 44.9019 | -91.5678 | Dairyland Power Cooperative (Owner),Dairyland Power Cooperative (Operator) | Phase 2 |  | Combustion turbine | Pipeline Natural Gas | Diesel Oil |  | Dry Low NOx Burners,Water Injection |  |  | 2001-06-03 | Operating | 565 | 2 (51) | 7863 2 | 51
NY | Glenwood Landing Energy Center | 7869 | UGT011 |  | 2023 | RGGI, SIPNOX | 606257 | 2 |  | Nassau County | NY059 | 59 | Electric Utility | 40.8275 | -73.6478 | National Grid Generation LLC (Owner),National Grid Generation LLC (Operator) |  |  | Combustion turbine | Diesel Oil | [5 empty] | 1967-06-01 | Operating | 266 | GT1 (16) | 7869 UGT011 | 16
NY | Glenwood Landing Energy Center | 7869 | UGT012 |  | 2023 | ARP, CSNOX, CSOSG3, CSSO2G1, RGGI | 606257 | 2 |  | Nassau County | NY059 | 59 | Electric Utility | 40.8275 | -73.6478 | National Grid Glenwood Energy Center LLC (Owner),National Grid Glenwood Energy Center LLC (Operator) | Phase 2 |  | Combustion turbine | Pipeline Natural Gas | Diesel Oil |  | Water Injection,Selective Catalytic Reduction |  |  | 2002-06-01 | Operating | 470 | GT4 (45) | 7869 UGT012 | 45 | Y
NY | Glenwood Landing Energy Center | 7869 | UGT013 |  | 2023 | ARP, CSNOX, CSOSG3, CSSO2G1, RGGI | 606257 | 2 |  | Nassau County | NY059 | 59 | Electric Utility | 40.8275 | -73.6478 | National Grid Glenwood Energy Center LLC (Owner),National Grid Glenwood Energy Center LLC (Operator) | Phase 2 |  | Combustion turbine | Pipeline Natural Gas | Diesel Oil |  | Water Injection,Selective Catalytic Reduction |  |  | 2002-06-01 | Operating | 470 | GT5 (45) | 7869 UGT013 | 45 | Y
WA | Encogen Generating Station | 7870 | CT1 |  | 2023 | ARP | 610010 (Ended May 02, 2023), 610011 (Started May 02, 2023)(Ended May 02, 2023) | 10 |  | Whatcom County | WA073 | 73 | Electric Utility | 48.746 | -122.486 | Puget Sound Energy, Inc. (Owner),Puget Sound Energy, Inc. (Operator) | Phase 2 |  | Combined cycle | Natural Gas |  |  | Selective Catalytic Reduction,Steam Injection |  |  | 1993-07-01 | Operating | 525 | CTG1 (39.4), STG (58.2) | 7870 CT1 | 58.8 | Y
WA | Encogen Generating Station | 7870 | CT2 |  | 2023 | ARP | 610010 (Ended May 02, 2023), 610011 (Started May 02, 2023)(Ended May 02, 2023) | 10 |  | Whatcom County | WA073 | 73 | Electric Utility | 48.746 | -122.486 | Puget Sound Energy, Inc. (Owner),Puget Sound Energy, Inc. (Operator) | Phase 2 |  | Combined cycle | Natural Gas |  |  | Selective Catalytic Reduction,Steam Injection |  |  | 1993-07-01 | Operating | 525 | STG (58.2), CTG2 (39.4) | 7870 CT2 | 58.8 | Y
WA | Encogen Generating Station | 7870 | CT3 |  | 2023 | ARP | 610010 (Ended May 02, 2023), 610011 (Started May 02, 2023)(Ended May 02, 2023) | 10 |  | Whatcom County | WA073 | 73 | Electric Utility | 48.746 | -122.486 | Puget Sound Energy, Inc. (Owner),Puget Sound Energy, Inc. (Operator) | Phase 2 |  | Combined cycle | Natural Gas |  |  | Selective Catalytic Reduction,Steam Injection |  |  | 1993-07-01 | Operating | 525 | STG (58.2), CTG3 (39.4) | 7870 CT3 | 58.8 | Y
OH | Robert P Mone | 7872 | 1 |  | 2023 | ARP, CSNOX, CSOSG3, CSSO2G1 | 609050 | 5 | ECAR | Van Wert County | OH161 | 161 | Electric Utility | 40.9297 | -84.7392 | National Power Cooperative, Inc. (Owner),Buckeye Power, Inc. (Operator) | Phase 2 |  | Combustion turbine | Pipeline Natural Gas | Diesel Oil |  | Dry Low NOx Burners,Water Injection |  |  | 2002-06-14 | Operating | 1946.3 | 1 (198) | 7872 1 | 198
OH | Robert P Mone | 7872 | 2 |  | 2023 | ARP, CSNOX, CSOSG3, CSSO2G1 | 609050 | 5 | ECAR | Van Wert County | OH161 | 161 | Electric Utility | 40.9297 | -84.7392 | National Power Cooperative, Inc. (Owner),Buckeye Power, Inc. (Operator) | Phase 2 |  | Combustion turbine | Pipeline Natural Gas | Diesel Oil |  | Dry Low NOx Burners,Water Injection |  |  | 2002-06-28 | Operating | 1946.3 | 2 (198) | 7872 2 | 198
OH | Robert P Mone | 7872 | 3 |  | 2023 | ARP, CSNOX, CSOSG3, CSSO2G1 | 609050 | 5 | ECAR | Van Wert County | OH161 | 161 | Electric Utility | 40.9297 | -84.7392 | National Power Cooperative, Inc. (Owner),Buckeye Power, Inc. (Operator) | Phase 2 |  | Combustion turbine | Pipeline Natural Gas | Diesel Oil |  | Dry Low NOx Burners,Water Injection |  |  | 2002-07-09 | Operating | 1946.3 | 3 (198) | 7872 3 | 198
FL | Bayside Power Station | 7873 | CT1A |  | 2023 | ARP | 602607 | 4 | FRCC | Hillsborough County | FL057 | 57 | Electric Utility | 27.9072 | -82.4231 | Tampa Electric Company (Owner),Tampa Electric Company (Operator) | Phase 2 |  | Combined cycle | Pipeline Natural Gas |  |  | Dry Low NOx Burners,Selective Catalytic Reduction |  |  | 2003-03-15 | Operating | 1866 | 1A (169), 1ST (239) | 7873 CT1A | 248.6667 | Y
FL | Bayside Power Station | 7873 | CT1B |  | 2023 | ARP | 602607 | 4 | FRCC | Hillsborough County | FL057 | 57 | Electric Utility | 27.9072 | -82.4231 | Tampa Electric Company (Owner),Tampa Electric Company (Operator) | Phase 2 |  | Combined cycle | Pipeline Natural Gas |  |  | Dry Low NOx Burners,Selective Catalytic Reduction |  |  | 2003-03-15 | Operating | 1866 | 1ST (239), 1B (169) | 7873 CT1B | 248.6667 | Y
FL | Bayside Power Station | 7873 | CT1C |  | 2023 | ARP | 602607 | 4 | FRCC | Hillsborough County | FL057 | 57 | Electric Utility | 27.9072 | -82.4231 | Tampa Electric Company (Owner),Tampa Electric Company (Operator) | Phase 2 |  | Combined cycle | Pipeline Natural Gas |  |  | Dry Low NOx Burners,Selective Catalytic Reduction |  |  | 2003-03-11 | Operating | 1866 | 1ST (239), 1C (169) | 7873 CT1C | 248.6667 | Y
FL | Bayside Power Station | 7873 | CT2A |  | 2023 | ARP | 602607 | 4 | FRCC | Hillsborough County | FL057 | 57 | Electric Utility | 27.9072 | -82.4231 | Tampa Electric Company (Owner),Tampa Electric Company (Operator) | Phase 2 |  | Combined cycle | Pipeline Natural Gas |  |  | Dry Low NOx Burners,Selective Catalytic Reduction |  |  | 2003-09-16 | Operating | 1842 | 2A (169), 2ST (414) | 7873 CT2A | 272.5 | Y
FL | Bayside Power Station | 7873 | CT2B |  | 2023 | ARP | 602607 | 4 | FRCC | Hillsborough County | FL057 | 57 | Electric Utility | 27.9072 | -82.4231 | Tampa Electric Company (Owner),Tampa Electric Company (Operator) | Phase 2 |  | Combined cycle | Pipeline Natural Gas |  |  | Dry Low NOx Burners,Selective Catalytic Reduction |  |  | 2003-09-05 | Operating | 1842 | 2ST (414), 2B (169) | 7873 CT2B | 272.5 | Y
FL | Bayside Power Station | 7873 | CT2C |  | 2023 | ARP | 602607 | 4 | FRCC | Hillsborough County | FL057 | 57 | Electric Utility | 27.9072 | -82.4231 | Tampa Electric Company (Owner),Tampa Electric Company (Operator) | Phase 2 |  | Combined cycle | Pipeline Natural Gas |  |  | Dry Low NOx Burners,Selective Catalytic Reduction |  |  | 2003-11-19 | Operating | 1842 | 2C (169), 2ST (414) | 7873 CT2C | 272.5 | Y
FL | Bayside Power Station | 7873 | CT2D |  | 2023 | ARP | 602607 | 4 | FRCC | Hillsborough County | FL057 | 57 | Electric Utility | 27.9072 | -82.4231 | Tampa Electric Company (Owner),Tampa Electric Company (Operator) | Phase 2 |  | Combined cycle | Pipeline Natural Gas |  |  | Dry Low NOx Burners,Selective Catalytic Reduction |  |  | 2003-11-18 | Operating | 1842 | 2ST (414), 2D (169) | 7873 CT2D | 272.5 | Y
FL | Bayside Power Station | 7873 | CT3A |  | 2023 | ARP | 602607 | 4 | FRCC | Hillsborough County | FL057 | 57 | Electric Utility | 27.9072 | -82.4231 | Tampa Electric Company (Owner),Tampa Electric Company (Operator) | Phase 2 |  | Combustion turbine | Pipeline Natural Gas |  |  | Water Injection |  |  | 2009-06-29 | Operating | 342.7 | 3 (62) | 7873 CT3A | 62
FL | Bayside Power Station | 7873 | CT3B |  | 2023 | ARP | 602607 | 4 | FRCC | Hillsborough County | FL057 | 57 | Electric Utility | 27.9072 | -82.4231 | Tampa Electric Company (Owner),Tampa Electric Company (Operator) | Phase 2 |  | Combustion turbine | Pipeline Natural Gas |  |  | Water Injection |  |  | 2009-06-29 | Operating | 342.7 | 3 (62) | 7873 CT3B | 62
FL | Bayside Power Station | 7873 | CT4A |  | 2023 | ARP | 602607 | 4 | FRCC | Hillsborough County | FL057 | 57 | Electric Utility | 27.9072 | -82.4231 | Tampa Electric Company (Owner),Tampa Electric Company (Operator) | Phase 2 |  | Combustion turbine | Pipeline Natural Gas |  |  | Water Injection |  |  | 2009-06-25 | Operating | 342.7 | 4 (62) | 7873 CT4A | 62
FL | Bayside Power Station | 7873 | CT4B |  | 2023 | ARP | 602607 | 4 | FRCC | Hillsborough County | FL057 | 57 | Electric Utility | 27.9072 | -82.4231 | Tampa Electric Company (Owner),Tampa Electric Company (Operator) | Phase 2 |  | Combustion turbine | Pipeline Natural Gas |  |  | Water Injection |  |  | 2009-06-25 | Operating | 342.7 | 4 (62) | 7873 CT4B | 62
FL | Bayside Power Station | 7873 | CT5A |  | 2023 | ARP | 602607 | 4 | FRCC | Hillsborough County | FL057 | 57 | Electric Utility | 27.9072 | -82.4231 | Tampa Electric Company (Owner),Tampa Electric Company (Operator) | Phase 2 |  | Combustion turbine | Pipeline Natural Gas |  |  | Water Injection |  |  | 2009-04-02 | Operating | 342.7 | 5 (62) | 7873 CT5A | 62
FL | Bayside Power Station | 7873 | CT5B |  | 2023 | ARP | 602607 | 4 | FRCC | Hillsborough County | FL057 | 57 | Electric Utility | 27.9072 | -82.4231 | Tampa Electric Company (Owner),Tampa Electric Company (Operator) | Phase 2 |  | Combustion turbine | Pipeline Natural Gas |  |  | Water Injection |  |  | 2009-04-02 | Operating | 342.7 | 5 (62) | 7873 CT5B | 62
FL | Bayside Power Station | 7873 | CT6A |  | 2023 | ARP | 602607 | 4 | FRCC | Hillsborough County | FL057 | 57 | Electric Utility | 27.9072 | -82.4231 | Tampa Electric Company (Owner),Tampa Electric Company (Operator) | Phase 2 |  | Combustion turbine | Pipeline Natural Gas |  |  | Water Injection |  |  | 2009-03-25 | Operating | 342.7 | 6 (62) | 7873 CT6A | 62
FL | Bayside Power Station | 7873 | CT6B |  | 2023 | ARP | 602607 | 4 | FRCC | Hillsborough County | FL057 | 57 | Electric Utility | 27.9072 | -82.4231 | Tampa Electric Company (Owner),Tampa Electric Company (Operator) | Phase 2 |  | Combustion turbine | Pipeline Natural Gas |  |  | Water Injection |  |  | 2009-03-25 | Operating | 342.7 | 6 (62) | 7873 CT6B | 62
NE | Terry Bundy Generating Station | 7887 | SVGS2 |  | 2023 | ARP, CSNOX, CSSO2G2 | 608164 | 7 |  | Lancaster County | NE109 | 109 | Electric Utility | 40.9108 | -96.6147 | Lincoln Electric System (Owner),Lincoln Electric System (Operator) | Phase 2 |  | Combined cycle | Pipeline Natural Gas | Diesel Oil |  | Water Injection,Selective Catalytic Reduction |  |  | 2003-08-07 | Operating | 461 | 2 (45), 1 (27) | 7887 SVGS2 | 58.5 | Y
NE | Terry Bundy Generating Station | 7887 | SVGS3 |  | 2023 | ARP, CSNOX, CSSO2G2 | 608164 | 7 |  | Lancaster County | NE109 | 109 | Electric Utility | 40.9108 | -96.6147 | Lincoln Electric System (Owner),Lincoln Electric System (Operator) | Phase 2 |  | Combined cycle | Pipeline Natural Gas | Diesel Oil |  | Water Injection,Selective Catalytic Reduction |  |  | 2003-08-05 | Operating | 461 | 1 (27), 3 (45) | 7887 SVGS3 | 58.5 | Y
NE | Terry Bundy Generating Station | 7887 | SVGS4 |  | 2023 | ARP, CSNOX, CSSO2G2 | 608164 | 7 |  | Lancaster County | NE109 | 109 | Electric Utility | 40.9108 | -96.6147 | Lincoln Electric System (Owner),Lincoln Electric System (Operator) | Phase 2 |  | Combustion turbine | Pipeline Natural Gas | Diesel Oil |  | Water Injection,Selective Catalytic Reduction |  |  | 2003-08-11 | Operating | 439 | 4 (45) | 7887 SVGS4 | 45 | Y
AL | E B Harris Generating Plant | 7897 | 1A |  | 2023 | ARP, CSNOX, CSOSG2, CSSO2G2 | 602440 (Ended Oct 31, 2023), 610766 (Started Oct 31, 2023) | 4 |  | Autauga County | AL001 | 1 | Electric Utility | 32.3814 | -86.5736 | Southern Company (Owner),Alabama Power Company (Operator) | Phase 2 |  | Combined cycle | Pipeline Natural Gas |  |  | Dry Low NOx Burners,Selective Catalytic Reduction |  |  | 2003-02-05 | Operating | 2600 | ST1 (284), CT1A (203.2) | 7897 1A | 345.2 | Y
AL | E B Harris Generating Plant | 7897 | 1B |  | 2023 | ARP, CSNOX, CSOSG2, CSSO2G2 | 602440 (Ended Oct 31, 2023), 610766 (Started Oct 31, 2023) | 4 |  | Autauga County | AL001 | 1 | Electric Utility | 32.3814 | -86.5736 | Southern Company (Owner),Alabama Power Company (Operator) | Phase 2 |  | Combined cycle | Pipeline Natural Gas |  |  | Dry Low NOx Burners,Selective Catalytic Reduction |  |  | 2003-01-20 | Operating | 2600 | CT1B (203.2), ST1 (284) | 7897 1B | 345.2 | Y
AL | E B Harris Generating Plant | 7897 | 2A |  | 2023 | ARP, CSNOX, CSOSG2, CSSO2G2 | 602440 (Ended Oct 31, 2023), 610766 (Started Oct 31, 2023) | 4 |  | Autauga County | AL001 | 1 | Electric Utility | 32.3814 | -86.5736 | Southern Company (Owner),Alabama Power Company (Operator) | Phase 2 |  | Combined cycle | Pipeline Natural Gas |  |  | Dry Low NOx Burners,Selective Catalytic Reduction |  |  | 2003-03-22 | Operating | 2600 | ST2 (282), CT2A (203.2) | 7897 2A | 344.2 | Y
AL | E B Harris Generating Plant | 7897 | 2B |  | 2023 | ARP, CSNOX, CSOSG2, CSSO2G2 | 602440 (Ended Oct 31, 2023), 610766 (Started Oct 31, 2023) | 4 |  | Autauga County | AL001 | 1 | Electric Utility | 32.3814 | -86.5736 | Southern Company (Owner),Alabama Power Company (Operator) | Phase 2 |  | Combined cycle | Pipeline Natural Gas |  |  | Dry Low NOx Burners,Selective Catalytic Reduction |  |  | 2003-03-23 | Operating | 2600 | CT2B (203.2), ST2 (282) | 7897 2B | 344.2 | Y
TX | Sand Hill Energy Center | 7900 | SH1 |  | 2023 | ARP, CSOSG2 | 605338 | 6 | ERCOT | Travis County | TX453 | 453 | Electric Utility | 30.2091 | -97.6139 | City of Austin (Owner),City of Austin (Operator) | Phase 2 |  | Combustion turbine | Pipeline Natural Gas |  |  | Water Injection,Selective Catalytic Reduction |  |  | 2001-03-01 | Operating | 478 | SH1 (60.5) | 7900 SH1 | 60.5 | Y
TX | Sand Hill Energy Center | 7900 | SH2 |  | 2023 | ARP, CSOSG2 | 605338 | 6 | ERCOT | Travis County | TX453 | 453 | Electric Utility | 30.2091 | -97.6139 | City of Austin (Owner),City of Austin (Operator) | Phase 2 |  | Combustion turbine | Pipeline Natural Gas |  |  | Water Injection,Selective Catalytic Reduction |  |  | 2001-03-01 | Operating | 478 | SH2 (60.5) | 7900 SH2 | 60.5 | Y
TX | Sand Hill Energy Center | 7900 | SH3 |  | 2023 | ARP, CSOSG2 | 605338 | 6 | ERCOT | Travis County | TX453 | 453 | Electric Utility | 30.2091 | -97.6139 | City of Austin (Owner),City of Austin (Operator) | Phase 2 |  | Combustion turbine | Pipeline Natural Gas |  |  | Water Injection,Selective Catalytic Reduction |  |  | 2001-03-01 | Operating | 478 | SH3 (60.5) | 7900 SH3 | 60.5 | Y
TX | Sand Hill Energy Center | 7900 | SH4 |  | 2023 | ARP, CSOSG2 | 605338 | 6 | ERCOT | Travis County | TX453 | 453 | Electric Utility | 30.2091 | -97.6139 | City of Austin (Owner),City of Austin (Operator) | Phase 2 |  | Combustion turbine | Pipeline Natural Gas |  |  | Water Injection,Selective Catalytic Reduction |  |  | 2001-03-01 | Operating | 478 | SH4 (60.5) | 7900 SH4 | 60.5 | Y
TX | Sand Hill Energy Center | 7900 | SH5 |  | 2023 | ARP, CSOSG2 | 605338 | 6 | ERCOT | Travis County | TX453 | 453 | Electric Utility | 30.2091 | -97.6139 | City of Austin (Owner),City of Austin (Operator) | Phase 2 |  | Combined cycle | Pipeline Natural Gas |  |  | Dry Low NOx Burners,Selective Catalytic Reduction |  |  | 2004-07-01 | Operating | 2700 | 5C (191.1), 5A (198.9) | 7900 SH5 | 390 | Y
TX | Sand Hill Energy Center | 7900 | SH6 |  | 2023 | ARP, CSOSG2 | 605338 | 6 | ERCOT | Travis County | TX453 | 453 | Electric Utility | 30.2091 | -97.6139 | City of Austin (Owner),City of Austin (Operator) | Phase 2 |  | Combustion turbine | Pipeline Natural Gas |  |  | Water Injection,Selective Catalytic Reduction |  |  | 2010-05-11 | Operating | 478 | SH6 (60.5) | 7900 SH6 | 60.5 | Y
TX | Sand Hill Energy Center | 7900 | SH7 |  | 2023 | ARP, CSOSG2 | 605338 | 6 | ERCOT | Travis County | TX453 | 453 | Electric Utility | 30.2091 | -97.6139 | City of Austin (Owner),City of Austin (Operator) | Phase 2 |  | Combustion turbine | Pipeline Natural Gas |  |  | Water Injection,Selective Catalytic Reduction |  |  | 2010-06-09 | Operating | 478 | SH7 (60.5) | 7900 SH7 | 60.5 | Y
TX | H W Pirkey Power Plant | 7902 | 1 |  | 2023 | ARP, CSOSG2, MATS, TXSO2 | 608993 (Ended Apr 12, 2023), 610620 (Started Apr 12, 2023) | 6 |  | Harrison County | TX203 | 203 | Electric Utility | 32.4607 | -94.4852 | Northeast Texas Electric Cooperative (Owner),Oklahoma Municipal Power Authority (Owner),Southwestern Electric Power Company (Owner),Southwestern Electric Power Company (Operator) | Phase 2 | Early Election | Dry bottom wall-fired boiler | Coal |  | Wet Limestone | Low NOx Burner Technology (Dry Bottom only),Low NOx Burner Technology w/ Overfire Air | Electrostatic Precipitator,Wet Scrubber | Halogenated PAC Sorbent Injection | 1984-12-05 | Operating | 6821 | 1 (720.5) | 7902 1 | 720.5
MO | McCartney Generating Station | 7903 | MGS1A |  | 2023 | ARP, CSNOX, CSOSG2, CSSO2G1 | 500501 | 7 | SPP | Greene County | MO077 | 77 | Electric Utility | 37.2479 | -93.1709 | City of Springfield, MO (Owner),City of Springfield, MO (Operator) | Phase 2 |  | Combustion turbine | Pipeline Natural Gas |  |  | Water Injection |  |  | 2002-05-01 | Operating | 265.3 | MGS1 (58.9) | 7903 MGS1A | 58.9
MO | McCartney Generating Station | 7903 | MGS1B |  | 2023 | ARP, CSNOX, CSOSG2, CSSO2G1 | 500501 | 7 | SPP | Greene County | MO077 | 77 | Electric Utility | 37.2479 | -93.1709 | City of Springfield, MO (Owner),City of Springfield, MO (Operator) | Phase 2 |  | Combustion turbine | Pipeline Natural Gas |  |  | Water Injection |  |  | 2002-05-01 | Operating | 265.3 | MGS1 (58.9) | 7903 MGS1B | 58.9
MO | McCartney Generating Station | 7903 | MGS2A |  | 2023 | ARP, CSNOX, CSOSG2, CSSO2G1 | 500501 | 7 | SPP | Greene County | MO077 | 77 | Electric Utility | 37.2479 | -93.1709 | City of Springfield, MO (Owner),City of Springfield, MO (Operator) | Phase 2 |  | Combustion turbine | Pipeline Natural Gas |  |  | Water Injection |  |  | 2002-05-01 | Operating | 265.3 | MGS2 (58.9) | 7903 MGS2A | 58.9
MO | McCartney Generating Station | 7903 | MGS2B |  | 2023 | ARP, CSNOX, CSOSG2, CSSO2G1 | 500501 | 7 | SPP | Greene County | MO077 | 77 | Electric Utility | 37.2479 | -93.1709 | City of Springfield, MO (Owner),City of Springfield, MO (Operator) | Phase 2 |  | Combustion turbine | Pipeline Natural Gas |  |  | Water Injection |  |  | 2002-05-01 | Operating | 265.3 | MGS2 (58.9) | 7903 MGS2B | 58.9
NY | Vernon Boulevard | 7909 | VB01 |  | 2023 | ARP, CSNOX, CSOSG3, CSSO2G1, RGGI | 605253 | 2 |  | Queens County | NY081 | 81 | Electric Utility | 40.7539 | -73.9506 | New York Power Authority (Owner),New York Power Authority (Operator) | Phase 2 |  | Combustion turbine | Pipeline Natural Gas |  |  | Selective Catalytic Reduction |  |  | 2001-08-15 | Operating | 430 | VB01 (47) | 7909 VB01 | 47 | Y
NY | Vernon Boulevard | 7909 | VB02 |  | 2023 | ARP, CSNOX, CSOSG3, CSSO2G1, RGGI | 605253 | 2 |  | Queens County | NY081 | 81 | Electric Utility | 40.7539 | -73.9506 | New York Power Authority (Owner),New York Power Authority (Operator) | Phase 2 |  | Combustion turbine | Pipeline Natural Gas |  |  | Selective Catalytic Reduction |  |  | 2001-08-02 | Operating | 455 | VB02 (47) | 7909 VB02 | 47 | Y
NY | 23rd and 3rd | 7910 | 2301 |  | 2023 | ARP, CSNOX, CSOSG3, CSSO2G1, RGGI | 605253 | 2 | NPCC | Kings County | NY047 | 47 | Electric Utility | 40.663 | -74 | New York Power Authority (Owner),New York Power Authority (Operator) | Phase 2 |  | Combustion turbine | Pipeline Natural Gas |  |  | Selective Catalytic Reduction |  |  | 2001-08-02 | Operating | 505 | 1 (47) | 7910 2301 | 47 | Y
NY | 23rd and 3rd | 7910 | 2302 |  | 2023 | ARP, CSNOX, CSOSG3, CSSO2G1, RGGI | 605253 | 2 | NPCC | Kings County | NY047 | 47 | Electric Utility | 40.663 | -74 | New York Power Authority (Owner),New York Power Authority (Operator) | Phase 2 |  | Combustion turbine | Pipeline Natural Gas |  |  | Selective Catalytic Reduction |  |  | 2001-08-02 | Operating | 505 | 1 (47), 2 (47) | 7910 2302 | 94 | Y
NY | Brentwood | 7912 | BW01 |  | 2023 | ARP, CSNOX, CSOSG3, CSSO2G1, RGGI | 605253 | 2 |  | Suffolk County | NY103 | 103 | Electric Utility | 40.787 | -73.2933 | New York Power Authority (Owner),New York Power Authority (Operator) | Phase 2 |  | Combustion turbine | Pipeline Natural Gas |  |  | Selective Catalytic Reduction |  |  | 2001-07-25 | Operating | 480 | 1 (47) | 7912 BW01 | 47 | Y
NY | Hell Gate | 7913 | HG01 |  | 2023 | ARP, CSNOX, CSOSG3, CSSO2G1, RGGI | 605253 | 2 |  | Bronx County | NY005 | 5 | Electric Utility | 40.7988 | -73.9093 | New York Power Authority (Owner),New York Power Authority (Operator) | Phase 2 |  | Combustion turbine | Pipeline Natural Gas |  |  | Selective Catalytic Reduction |  |  | 2001-08-02 | Operating | 475 | HG01 (47) | 7913 HG01 | 47 | Y
NY | Hell Gate | 7913 | HG02 |  | 2023 | ARP, CSNOX, CSOSG3, CSSO2G1, RGGI | 605253 | 2 |  | Bronx County | NY005 | 5 | Electric Utility | 40.7988 | -73.9093 | New York Power Authority (Owner),New York Power Authority (Operator) | Phase 2 |  | Combustion turbine | Pipeline Natural Gas |  |  | Selective Catalytic Reduction |  |  | 2001-08-02 | Operating | 486 | HG02 (47) | 7913 HG02 | 47 | Y
NY | Harlem River Yard | 7914 | HR01 |  | 2023 | ARP, CSNOX, CSOSG3, CSSO2G1, RGGI | 605253 | 2 |  | Bronx County | NY005 | 5 | Electric Utility | 40.7989 | -73.9147 | New York Power Authority (Owner),New York Power Authority (Operator) | Phase 2 |  | Combustion turbine | Pipeline Natural Gas |  |  | Selective Catalytic Reduction |  |  | 2001-07-25 | Operating | 475 | HR01 (47) | 7914 HR01 | 47 | Y
NY | Harlem River Yard | 7914 | HR02 |  | 2023 | ARP, CSNOX, CSOSG3, CSSO2G1, RGGI | 605253 | 2 |  | Bronx County | NY005 | 5 | Electric Utility | 40.7989 | -73.9147 | New York Power Authority (Owner),New York Power Authority (Operator) | Phase 2 |  | Combustion turbine | Pipeline Natural Gas |  |  | Selective Catalytic Reduction |  |  | 2001-07-25 | Operating | 475 | HR02 (47) | 7914 HR02 | 47 | Y
NY | North 1st | 7915 | NO1 |  | 2023 | ARP, CSNOX, CSOSG3, CSSO2G1, RGGI | 605253 | 2 | NPCC | Kings County | NY047 | 47 | Electric Utility | 40.7168 | -73.9665 | New York Power Authority (Owner),New York Power Authority (Operator) | Phase 2 |  | Combustion turbine | Pipeline Natural Gas |  |  | Selective Catalytic Reduction |  |  | 2001-08-17 | Operating | 500 | N01 (47) | 7915 NO1 | 47 | Y
GA | Talbot Energy Facility | 7916 | 1 |  | 2023 | ARP, CSNOX, CSOSG1, CSSO2G2 | 3066 (Ended Jan 31, 2023), 610555 (Started Jan 31, 2023) | 4 |  | Talbot County | GA263 | 263 | Electric Utility | 32.5892 | -84.6917 | Oglethorpe Power Corporation (Owner),Oglethorpe Power Corporation (Operator) | Phase 2 |  | Combustion turbine | Pipeline Natural Gas |  |  | Dry Low NOx Burners |  |  | 2002-04-03 | Operating | 1353 | 1 (121) | 7916 1 | 121
GA | Talbot Energy Facility | 7916 | 2 |  | 2023 | ARP, CSNOX, CSOSG1, CSSO2G2 | 3066 (Ended Jan 31, 2023), 610555 (Started Jan 31, 2023) | 4 |  | Talbot County | GA263 | 263 | Electric Utility | 32.5892 | -84.6917 | Oglethorpe Power Corporation (Owner),Oglethorpe Power Corporation (Operator) | Phase 2 |  | Combustion turbine | Pipeline Natural Gas |  |  | Dry Low NOx Burners |  |  | 2002-04-09 | Operating | 1361 | 2 (121) | 7916 2 | 121
GA | Talbot Energy Facility | 7916 | 3 |  | 2023 | ARP, CSNOX, CSOSG1, CSSO2G2 | 3066 (Ended Jan 31, 2023), 610555 (Started Jan 31, 2023) | 4 |  | Talbot County | GA263 | 263 | Electric Utility | 32.5892 | -84.6917 | Oglethorpe Power Corporation (Owner),Oglethorpe Power Corporation (Operator) | Phase 2 |  | Combustion turbine | Pipeline Natural Gas |  |  | Dry Low NOx Burners |  |  | 2002-04-23 | Operating | 1399 | 3 (121) | 7916 3 | 121
GA | Talbot Energy Facility | 7916 | 4 |  | 2023 | ARP, CSNOX, CSOSG1, CSSO2G2 | 3066 (Ended Jan 31, 2023), 610555 (Started Jan 31, 2023) | 4 |  | Talbot County | GA263 | 263 | Electric Utility | 32.5892 | -84.6917 | Oglethorpe Power Corporation (Owner),Oglethorpe Power Corporation (Operator) | Phase 2 |  | Combustion turbine | Pipeline Natural Gas |  |  | Dry Low NOx Burners |  |  | 2002-05-22 | Operating | 1410 | 4 (121) | 7916 4 | 121
GA | Talbot Energy Facility | 7916 | 5 |  | 2023 | ARP, CSNOX, CSOSG1, CSSO2G2 | 3066 (Ended Jan 31, 2023), 610555 (Started Jan 31, 2023) | 4 |  | Talbot County | GA263 | 263 | Electric Utility | 32.5892 | -84.6917 | Oglethorpe Power Corporation (Owner),Oglethorpe Power Corporation (Operator) | Phase 2 |  | Combustion turbine | Pipeline Natural Gas | Diesel Oil |  | Dry Low NOx Burners |  |  | 2003-03-17 | Operating | 1386 | 5 (121) | 7916 5 | 121
GA | Talbot Energy Facility | 7916 | 6 |  | 2023 | ARP, CSNOX, CSOSG1, CSSO2G2 | 3066 (Ended Jan 31, 2023), 610555 (Started Jan 31, 2023) | 4 |  | Talbot County | GA263 | 263 | Electric Utility | 32.5892 | -84.6917 | Oglethorpe Power Corporation (Owner),Oglethorpe Power Corporation (Operator) | Phase 2 |  | Combustion turbine | Pipeline Natural Gas | Diesel Oil |  | Dry Low NOx Burners |  |  | 2003-04-08 | Operating | 1360 | 6 (121) | 7916 6 | 121
GA | Chattahoochee Energy Facility | 7917 | 8A |  | 2023 | ARP, CSNOX, CSOSG1, CSSO2G2 | 3066 (Ended Jan 31, 2023), 610555 (Started Jan 31, 2023) | 4 |  | Heard County | GA149 | 149 | Electric Utility | 33.407 | -85.0387 | Oglethorpe Power Corporation (Owner),Oglethorpe Power Corporation (Operator) | Phase 2 |  | Combined cycle | Pipeline Natural Gas |  |  | Selective Catalytic Reduction |  |  | 2002-11-25 | Operating | 1830 | 1 (176), 3 (187.7) | 7917 8A | 269.85 | Y
GA | Chattahoochee Energy Facility | 7917 | 8B |  | 2023 | ARP, CSNOX, CSOSG1, CSSO2G2 | 3066 (Ended Jan 31, 2023), 610555 (Started Jan 31, 2023) | 4 |  | Heard County | GA149 | 149 | Electric Utility | 33.407 | -85.0387 | Oglethorpe Power Corporation (Owner),Oglethorpe Power Corporation (Operator) | Phase 2 |  | Combined cycle | Pipeline Natural Gas |  |  | Selective Catalytic Reduction |  |  | 2002-11-27 | Operating | 1875 | 2 (176), 3 (187.7) | 7917 8B | 269.85 | Y
MN | Lakefield Junction Generating | 7925 | CT01 |  | 2023 | ARP, CSNOX, CSSO2G2 | 607684 | 5 | MAPP | Martin County | MN091 | 91 | Electric Utility | 43.7984 | -94.8415 | Great River Energy (Owner),Great River Energy (Operator) | Phase 2 |  | Combustion turbine | Pipeline Natural Gas | Diesel Oil |  | Dry Low NOx Burners,Water Injection |  |  | 2001-05-01 | Operating | 1184 | 1 (105) | 7925 CT01 | 105
MN | Lakefield Junction Generating | 7925 | CT02 |  | 2023 | ARP, CSNOX, CSSO2G2 | 607684 | 5 | MAPP | Martin County | MN091 | 91 | Electric Utility | 43.7984 | -94.8415 | Great River Energy (Owner),Great River Energy (Operator) | Phase 2 |  | Combustion turbine | Pipeline Natural Gas | Diesel Oil |  | Dry Low NOx Burners,Water Injection |  |  | 2001-06-02 | Operating | 1184 | 2 (105) | 7925 CT02 | 105
MN | Lakefield Junction Generating | 7925 | CT03 |  | 2023 | ARP, CSNOX, CSSO2G2 | 607684 | 5 | MAPP | Martin County | MN091 | 91 | Electric Utility | 43.7984 | -94.8415 | Great River Energy (Owner),Great River Energy (Operator) | Phase 2 |  | Combustion turbine | Pipeline Natural Gas | Diesel Oil |  | Dry Low NOx Burners,Water Injection |  |  | 2001-05-26 | Operating | 1184 | 3 (105) | 7925 CT03 | 105
MN | Lakefield Junction Generating | 7925 | CT04 |  | 2023 | ARP, CSNOX, CSSO2G2 | 607684 | 5 | MAPP | Martin County | MN091 | 91 | Electric Utility | 43.7984 | -94.8415 | Great River Energy (Owner),Great River Energy (Operator) | Phase 2 |  | Combustion turbine | Pipeline Natural Gas | Diesel Oil |  | Dry Low NOx Burners,Water Injection |  |  | 2001-05-22 | Operating | 1184 | 4 (105) | 7925 CT04 | 105
MN | Lakefield Junction Generating | 7925 | CT05 |  | 2023 | ARP, CSNOX, CSSO2G2 | 607684 | 5 | MAPP | Martin County | MN091 | 91 | Electric Utility | 43.7984 | -94.8415 | Great River Energy (Owner),Great River Energy (Operator) | Phase 2 |  | Combustion turbine | Pipeline Natural Gas | Diesel Oil |  | Dry Low NOx Burners,Water Injection |  |  | 2001-05-14 | Operating | 1184 | 5 (105) | 7925 CT05 | 105
MN | Lakefield Junction Generating | 7925 | CT06 |  | 2023 | ARP, CSNOX, CSSO2G2 | 607684 | 5 | MAPP | Martin County | MN091 | 91 | Electric Utility | 43.7984 | -94.8415 | Great River Energy (Owner),Great River Energy (Operator) | Phase 2 |  | Combustion turbine | Pipeline Natural Gas | Diesel Oil |  | Dry Low NOx Burners,Water Injection |  |  | 2001-05-09 | Operating | 1184 | 6 (105) | 7925 CT06 | 105
KS | Osawatomie Generating Station | 7928 | 1 |  | 2023 | ARP, CSNOX, CSOSG2, CSSO2G2 | 605879 | 7 |  | Miami County | KS121 | 121 | Electric Utility | 38.5325 | -94.9042 | Evergy, Inc. (Owner),Evergy, Inc. (Operator) | Phase 2 |  | Combustion turbine | Pipeline Natural Gas | [5 empty] | 2003-05-28 | Operating | 902 | 1 (102) | 7928 1 | 102
KS | West Gardner Generating Station | 7929 | 1 |  | 2023 | ARP, CSNOX, CSOSG2, CSSO2G2 | 605879 | 7 |  | Johnson County | KS091 | 91 | Electric Utility | 38.7878 | -94.985 | Evergy, Inc. (Owner),Evergy, Inc. (Operator) | Phase 2 |  | Combustion turbine | Pipeline Natural Gas |  |  | Other |  |  | 2003-03-26 | Operating | 975 | 1 (102) | 7929 1 | 102
KS | West Gardner Generating Station | 7929 | 2 |  | 2023 | ARP, CSNOX, CSOSG2, CSSO2G2 | 605879 | 7 |  | Johnson County | KS091 | 91 | Electric Utility | 38.7878 | -94.985 | Evergy, Inc. (Owner),Evergy, Inc. (Operator) | Phase 2 |  | Combustion turbine | Pipeline Natural Gas |  |  | Other |  |  | 2003-04-10 | Operating | 975 | 2 (102) | 7929 2 | 102
KS | West Gardner Generating Station | 7929 | 3 |  | 2023 | ARP, CSNOX, CSOSG2, CSSO2G2 | 605879 | 7 |  | Johnson County | KS091 | 91 | Electric Utility | 38.7878 | -94.985 | Evergy, Inc. (Owner),Evergy, Inc. (Operator) | Phase 2 |  | Combustion turbine | Pipeline Natural Gas |  |  | Other |  |  | 2003-04-22 | Operating | 975 | 3 (102) | 7929 3 | 102
KS | West Gardner Generating Station | 7929 | 4 |  | 2023 | ARP, CSNOX, CSOSG2, CSSO2G2 | 605879 | 7 |  | Johnson County | KS091 | 91 | Electric Utility | 38.7878 | -94.985 | Evergy, Inc. (Owner),Evergy, Inc. (Operator) | Phase 2 |  | Combustion turbine | Pipeline Natural Gas |  |  | Other |  |  | 2003-04-29 | Operating | 975 | 4 (102) | 7929 4 | 102
GA | Wansley (7946) | 7946 | CT9A |  | 2023 | ARP, CSNOX, CSOSG1, CSSO2G2 | 2131 | 4 | SERC | Heard County | GA149 | 149 | Electric Utility | 33.4082 | -85.0399 | Municipal Electric Authority of Georgia (Owner),Municipal Electric Authority of Georgia (Operator) | Phase 2 |  | Combined cycle | Pipeline Natural Gas |  |  | Dry Low NOx Burners,Selective Catalytic Reduction |  |  | 2004-01-26 | Operating | 2150 | CT2 (171), ST1 (226) | 7946 CT9A | 284 | Y
GA | Wansley (7946) | 7946 | CT9B |  | 2023 | ARP, CSNOX, CSOSG1, CSSO2G2 | 2131 | 4 | SERC | Heard County | GA149 | 149 | Electric Utility | 33.4082 | -85.0399 | Municipal Electric Authority of Georgia (Owner),Municipal Electric Authority of Georgia (Operator) | Phase 2 |  | Combined cycle | Pipeline Natural Gas |  |  | Dry Low NOx Burners,Selective Catalytic Reduction |  |  | 2004-01-26 | Operating | 2150 | CT1 (171), ST1 (226) | 7946 CT9B | 284 | Y
MN | Solway Plant | 7947 | 1 |  | 2023 | ARP, CSNOX, CSSO2G2 | 607660 | 5 |  | Beltrami County | MN007 | 7 | Electric Utility | 47.5444 | -95.1297 | Otter Tail Power Company (Owner),Otter Tail Power Company (Operator) | Phase 2 |  | Combustion turbine | Pipeline Natural Gas | Diesel Oil |  | Water Injection |  |  | 2003-06-01 | Operating | 502.2 | 1 (44) | 7947 1 | 44
IN | Hoosier Energy Lawrence Co Station | 7948 | 1 |  | 2023 | ARP, CSNOX, CSOSG3, CSSO2G1 | 604624 | 5 |  | Lawrence County | IN093 | 93 | Electric Utility | 38.8003 | -86.4511 | Hoosier Energy REC, Inc. (Owner),Hoosier Energy REC, Inc. (Operator) | Phase 2 |  | Combustion turbine | Pipeline Natural Gas |  |  | Water Injection |  |  | 2005-04-01 | Operating | 508 | 1 (47) | 7948 1 | 47
IN | Hoosier Energy Lawrence Co Station | 7948 | 2 |  | 2023 | ARP, CSNOX, CSOSG3, CSSO2G1 | 604624 | 5 |  | Lawrence County | IN093 | 93 | Electric Utility | 38.8003 | -86.4511 | Hoosier Energy REC, Inc. (Owner),Hoosier Energy REC, Inc. (Operator) | Phase 2 |  | Combustion turbine | Pipeline Natural Gas |  |  | Water Injection |  |  | 2005-04-01 | Operating | 508 | 2 (47) | 7948 2 | 47
IN | Hoosier Energy Lawrence Co Station | 7948 | 3 |  | 2023 | ARP, CSNOX, CSOSG3, CSSO2G1 | 604624 | 5 |  | Lawrence County | IN093 | 93 | Electric Utility | 38.8003 | -86.4511 | Hoosier Energy REC, Inc. (Owner),Hoosier Energy REC, Inc. (Operator) | Phase 2 |  | Combustion turbine | Pipeline Natural Gas |  |  | Water Injection |  |  | 2005-03-19 | Operating | 508 | 3 (47) | 7948 3 | 47
IN | Hoosier Energy Lawrence Co Station | 7948 | 4 |  | 2023 | ARP, CSNOX, CSOSG3, CSSO2G1 | 604624 | 5 |  | Lawrence County | IN093 | 93 | Electric Utility | 38.8003 | -86.4511 | Hoosier Energy REC, Inc. (Owner),Hoosier Energy REC, Inc. (Operator) | Phase 2 |  | Combustion turbine | Pipeline Natural Gas |  |  | Water Injection |  |  | 2005-03-02 | Operating | 508 | 4 (47) | 7948 4 | 47
IN | Hoosier Energy Lawrence Co Station | 7948 | 5 |  | 2023 | ARP, CSNOX, CSOSG3, CSSO2G1 | 604624 | 5 |  | Lawrence County | IN093 | 93 | Electric Utility | 38.8003 | -86.4511 | Hoosier Energy REC, Inc. (Owner),Hoosier Energy REC, Inc. (Operator) | Phase 2 |  | Combustion turbine | Pipeline Natural Gas |  |  | Water Injection |  |  | 2005-02-21 | Operating | 508 | 5 (47) | 7948 5 | 47
IN | Hoosier Energy Lawrence Co Station | 7948 | 6 |  | 2023 | ARP, CSNOX, CSOSG3, CSSO2G1 | 604624 | 5 |  | Lawrence County | IN093 | 93 | Electric Utility | 38.8003 | -86.4511 | Hoosier Energy REC, Inc. (Owner),Hoosier Energy REC, Inc. (Operator) | Phase 2 |  | Combustion turbine | Pipeline Natural Gas |  |  | Water Injection |  |  | 2005-02-12 | Operating | 508 | 6 (47) | 7948 6 | 47
ID | Evander Andrews Power Complex | 7953 | CT1 |  | 2023 | ARP | 608322 (Ended Oct 31, 2023), 609418 (Started Oct 31, 2023) | 10 | WECC | Elmore County | ID039 | 39 | Electric Utility | 43.1794 | -115.7328 | Idaho Power Company (Owner),Idaho Power Company (Operator) | Phase 2 |  | Combustion turbine | Pipeline Natural Gas |  |  | Dry Low NOx Burners |  |  | 2008-02-22 | Operating | 2250 | 1 (179) | 7953 CT1 | 179
ID | Evander Andrews Power Complex | 7953 | CT2 |  | 2023 | ARP | 608322 (Ended Oct 31, 2023), 609418 (Started Oct 31, 2023) | 10 | WECC | Elmore County | ID039 | 39 | Electric Utility | 43.1794 | -115.7328 | Idaho Power Company (Owner),Idaho Power Company (Operator) | Phase 2 |  | Combustion turbine | Pipeline Natural Gas |  |  | Dry Low NOx Burners |  |  | 2001-09-25 | Operating | 750 | 2 (45.9) | 7953 CT2 | 45.9
ID | Evander Andrews Power Complex | 7953 | CT3 |  | 2023 | ARP | 608322 (Ended Oct 31, 2023), 609418 (Started Oct 31, 2023) | 10 | WECC | Elmore County | ID039 | 39 | Electric Utility | 43.1794 | -115.7328 | Idaho Power Company (Owner),Idaho Power Company (Operator) | Phase 2 |  | Combustion turbine | Pipeline Natural Gas |  |  | Dry Low NOx Burners |  |  | 2001-09-30 | Operating | 750 | 3 (45.9) | 7953 CT3 | 45.9
MS | Kemper County | 7960 | KCT1 |  | 2023 | ARP, CSOSG2 | 609315 | 4 |  | Kemper County | MS069 | 69 | Electric Utility | 32.7976 | -88.6057 | Tennessee Valley Authority (Owner),Tennessee Valley Authority (Operator) | Phase 2 |  | Combustion turbine | Pipeline Natural Gas | Diesel Oil |  | Dry Low NOx Burners,Water Injection |  |  | 2002-04-18 | Operating | 1092.5 | GT1 (93) | 7960 KCT1 | 93
MS | Kemper County | 7960 | KCT2 |  | 2023 | ARP, CSOSG2 | 609315 | 4 |  | Kemper County | MS069 | 69 | Electric Utility | 32.7976 | -88.6057 | Tennessee Valley Authority (Owner),Tennessee Valley Authority (Operator) | Phase 2 |  | Combustion turbine | Pipeline Natural Gas | Diesel Oil |  | Dry Low NOx Burners,Water Injection |  |  | 2002-04-18 | Operating | 1096.8 | GT2 (93) | 7960 KCT2 | 93
MS | Kemper County | 7960 | KCT3 |  | 2023 | ARP, CSOSG2 | 609315 | 4 |  | Kemper County | MS069 | 69 | Electric Utility | 32.7976 | -88.6057 | Tennessee Valley Authority (Owner),Tennessee Valley Authority (Operator) | Phase 2 |  | Combustion turbine | Pipeline Natural Gas | Diesel Oil |  | Dry Low NOx Burners,Water Injection |  |  | 2002-04-23 | Operating | 1076.6 | GT3 (93) | 7960 KCT3 | 93
MS | Kemper County | 7960 | KCT4 |  | 2023 | ARP, CSOSG2 | 609315 | 4 |  | Kemper County | MS069 | 69 | Electric Utility | 32.7976 | -88.6057 | Tennessee Valley Authority (Owner),Tennessee Valley Authority (Operator) | Phase 2 |  | Combustion turbine | Pipeline Natural Gas | Diesel Oil |  | Dry Low NOx Burners,Water Injection |  |  | 2002-04-28 | Operating | 1076.6 | GT4 (93) | 7960 KCT4 | 93
DE | Warren F. Sam Beasley Pwr Station | 7962 | 1 |  | 2023 | ARP, RGGI, SIPNOX | 606164 | 3 | MAAC | Kent County | DE001 | 1 | Electric Utility | 39.2798 | -75.6246 | Delaware Municipal Electric Corporation (Owner),Delaware Municipal Electric Corporation (Operator) | Phase 2 |  | Combustion turbine | Pipeline Natural Gas |  |  | Water Injection,Selective Catalytic Reduction |  |  | 2002-01-11 | Operating | 560 | 001 (45) | 7962 1 | 45 | Y
DE | Warren F. Sam Beasley Pwr Station | 7962 | 2 |  | 2023 | ARP, RGGI, SIPNOX | 606164 | 3 | MAAC | Kent County | DE001 | 1 | Electric Utility | 39.2798 | -75.6246 | Delaware Municipal Electric Corporation (Owner),Delaware Municipal Electric Corporation (Operator) | Phase 2 |  | Combustion turbine | Pipeline Natural Gas | Diesel Oil |  | Water Injection,Selective Catalytic Reduction |  |  | 2012-04-25 | Operating | 500 | 002 (51) | 7962 2 | 51 | Y
MO | Peno Creek Energy Center | 7964 | CT1A |  | 2023 | ARP, CSNOX, CSOSG2, CSSO2G1 | 607655 | 7 |  | Pike County | MO163 | 163 | Electric Utility | 39.3531 | -91.2295 | Union Electric Company (Owner),Union Electric Company (Operator) | Phase 2 |  | Combustion turbine | Pipeline Natural Gas | Diesel Oil |  | Water Injection |  |  | 2002-04-27 | Operating | 325 | 1 (57) | 7964 CT1A | 57
MO | Peno Creek Energy Center | 7964 | CT1B |  | 2023 | ARP, CSNOX, CSOSG2, CSSO2G1 | 607655 | 7 |  | Pike County | MO163 | 163 | Electric Utility | 39.3531 | -91.2295 | Union Electric Company (Owner),Union Electric Company (Operator) | Phase 2 |  | Combustion turbine | Pipeline Natural Gas | Diesel Oil |  | Water Injection |  |  | 2002-05-11 | Operating | 325 | 1 (57) | 7964 CT1B | 57
MO | Peno Creek Energy Center | 7964 | CT2A |  | 2023 | ARP, CSNOX, CSOSG2, CSSO2G1 | 607655 | 7 |  | Pike County | MO163 | 163 | Electric Utility | 39.3531 | -91.2295 | Union Electric Company (Owner),Union Electric Company (Operator) | Phase 2 |  | Combustion turbine | Pipeline Natural Gas | Diesel Oil |  | Water Injection |  |  | 2002-05-08 | Operating | 325 | 2 (57) | 7964 CT2A | 57
MO | Peno Creek Energy Center | 7964 | CT2B |  | 2023 | ARP, CSNOX, CSOSG2, CSSO2G1 | 607655 | 7 |  | Pike County | MO163 | 163 | Electric Utility | 39.3531 | -91.2295 | Union Electric Company (Owner),Union Electric Company (Operator) | Phase 2 |  | Combustion turbine | Pipeline Natural Gas | Diesel Oil |  | Water Injection |  |  | 2002-05-09 | Operating | 325 | 2 (57) | 7964 CT2B | 57
MO | Peno Creek Energy Center | 7964 | CT3A |  | 2023 | ARP, CSNOX, CSOSG2, CSSO2G1 | 607655 | 7 |  | Pike County | MO163 | 163 | Electric Utility | 39.3531 | -91.2295 | Union Electric Company (Owner),Union Electric Company (Operator) | Phase 2 |  | Combustion turbine | Pipeline Natural Gas | Diesel Oil |  | Water Injection |  |  | 2002-05-10 | Operating | 325 | 3 (57) | 7964 CT3A | 57
MO | Peno Creek Energy Center | 7964 | CT3B |  | 2023 | ARP, CSNOX, CSOSG2, CSSO2G1 | 607655 | 7 |  | Pike County | MO163 | 163 | Electric Utility | 39.3531 | -91.2295 | Union Electric Company (Owner),Union Electric Company (Operator) | Phase 2 |  | Combustion turbine | Pipeline Natural Gas | Diesel Oil |  | Water Injection |  |  | 2002-05-10 | Operating | 325 | 3 (57) | 7964 CT3B | 57
MO | Peno Creek Energy Center | 7964 | CT4A |  | 2023 | ARP, CSNOX, CSOSG2, CSSO2G1 | 607655 | 7 |  | Pike County | MO163 | 163 | Electric Utility | 39.3531 | -91.2295 | Union Electric Company (Owner),Union Electric Company (Operator) | Phase 2 |  | Combustion turbine | Pipeline Natural Gas | Diesel Oil |  | Water Injection |  |  | 2002-05-24 | Operating | 325 | 4 (57) | 7964 CT4A | 57
MO | Peno Creek Energy Center | 7964 | CT4B |  | 2023 | ARP, CSNOX, CSOSG2, CSSO2G1 | 607655 | 7 |  | Pike County | MO163 | 163 | Electric Utility | 39.3531 | -91.2295 | Union Electric Company (Owner),Union Electric Company (Operator) | Phase 2 |  | Combustion turbine | Pipeline Natural Gas | Diesel Oil |  | Water Injection |  |  | 2002-05-24 | Operating | 325 | 4 (57) | 7964 CT4B | 57
NM | Lordsburg Generating Station | 7967 | 1 |  | 2023 | ARP | 610023 | 6 |  | Hidalgo County | NM023 | 23 | Electric Utility | 32.3494 | -108.6975 | Public Service Company of New Mexico (Owner),Public Service Company of New Mexico (Operator) | Phase 2 |  | Combustion turbine | Pipeline Natural Gas |  |  | Water Injection |  |  | 2002-07-01 | Operating | 422 | 1 (44) | 7967 1 | 44
NM | Lordsburg Generating Station | 7967 | 2 |  | 2023 | ARP | 610023 | 6 |  | Hidalgo County | NM023 | 23 | Electric Utility | 32.3494 | -108.6975 | Public Service Company of New Mexico (Owner),Public Service Company of New Mexico (Operator) | Phase 2 |  | Combustion turbine | Pipeline Natural Gas |  |  | Water Injection |  |  | 2002-07-01 | Operating | 422 | 2 (44) | 7967 2 | 44
MI | Sumpter Plant | 7972 | 1 |  | 2023 | ARP, CSNOX, CSOSG3, CSSO2G1 | 609685 | 5 |  | Wayne County | MI163 | 163 | Electric Utility | 42.167 | -83.5318 | Wolverine Power Supply Cooperative, Inc. (Owner),Wolverine Power Supply Cooperative, Inc. (Operator) | Phase 2 |  | Combustion turbine | Pipeline Natural Gas |  |  | Dry Low NOx Burners |  |  | 2002-04-15 | Operating | 1169.3 | 1 (85) | 7972 1 | 85
MI | Sumpter Plant | 7972 | 2 |  | 2023 | ARP, CSNOX, CSOSG3, CSSO2G1 | 609685 | 5 |  | Wayne County | MI163 | 163 | Electric Utility | 42.167 | -83.5318 | Wolverine Power Supply Cooperative, Inc. (Owner),Wolverine Power Supply Cooperative, Inc. (Operator) | Phase 2 |  | Combustion turbine | Pipeline Natural Gas |  |  | Dry Low NOx Burners |  |  | 2002-04-15 | Operating | 1150.1 | 2 (85) | 7972 2 | 85
MI | Sumpter Plant | 7972 | 3 |  | 2023 | ARP, CSNOX, CSOSG3, CSSO2G1 | 609685 | 5 |  | Wayne County | MI163 | 163 | Electric Utility | 42.167 | -83.5318 | Wolverine Power Supply Cooperative, Inc. (Owner),Wolverine Power Supply Cooperative, Inc. (Operator) | Phase 2 |  | Combustion turbine | Pipeline Natural Gas |  |  | Dry Low NOx Burners |  |  | 2002-04-15 | Operating | 1127.3 | 3 (85) | 7972 3 | 85
MI | Sumpter Plant | 7972 | 4 |  | 2023 | ARP, CSNOX, CSOSG3, CSSO2G1 | 609685 | 5 |  | Wayne County | MI163 | 163 | Electric Utility | 42.167 | -83.5318 | Wolverine Power Supply Cooperative, Inc. (Owner),Wolverine Power Supply Cooperative, Inc. (Operator) | Phase 2 |  | Combustion turbine | Pipeline Natural Gas |  |  | Dry Low NOx Burners |  |  | 2002-04-15 | Operating | 1155.7 | 4 (85) | 7972 4 | 85
NM | Pyramid Generating Station | 7975 | 1 |  | 2023 | ARP | 603008 | 6 |  | Hidalgo County | NM023 | 23 | Electric Utility | 32.2363 | -108.5494 | Tri-State Generation & Transmission (Owner),Tri-State Generation & Transmission (Operator) | Phase 2 |  | Combustion turbine | Pipeline Natural Gas | Diesel Oil |  | Water Injection |  |  | 2003-02-22 | Operating | 500 | 1 (45) | 7975 1 | 45
NM | Pyramid Generating Station | 7975 | 2 |  | 2023 | ARP | 603008 | 6 |  | Hidalgo County | NM023 | 23 | Electric Utility | 32.2363 | -108.5494 | Tri-State Generation & Transmission (Owner),Tri-State Generation & Transmission (Operator) | Phase 2 |  | Combustion turbine | Pipeline Natural Gas | Diesel Oil |  | Water Injection |  |  | 2003-03-04 | Operating | 500 | 2 (45) | 7975 2 | 45
NM | Pyramid Generating Station | 7975 | 3 |  | 2023 | ARP | 603008 | 6 |  | Hidalgo County | NM023 | 23 | Electric Utility | 32.2363 | -108.5494 | Tri-State Generation & Transmission (Owner),Tri-State Generation & Transmission (Operator) | Phase 2 |  | Combustion turbine | Pipeline Natural Gas | Diesel Oil |  | Water Injection |  |  | 2003-03-10 | Operating | 500 | 3 (45) | 7975 3 | 45
NM | Pyramid Generating Station | 7975 | 4 |  | 2023 | ARP | 603008 | 6 |  | Hidalgo County | NM023 | 23 | Electric Utility | 32.2363 | -108.5494 | Tri-State Generation & Transmission (Owner),Tri-State Generation & Transmission (Operator) | Phase 2 |  | Combustion turbine | Pipeline Natural Gas | Diesel Oil |  | Water Injection |  |  | 2003-03-18 | Operating | 500 | 4 (45) | 7975 4 | 45
SC | Mill Creek Combustion Turbine Station | 7981 | 1 |  | 2023 | ARP, CSNOX, CSSO2G2, SIPNOX | 609197 (Ended Feb 24, 2023), 608414 (Started Feb 24, 2023) | 4 |  | Cherokee County | SC021 | 21 | Electric Utility | 35.1597 | -81.4306 | Duke Energy Corporation (Owner),Duke Energy Corporation (Operator) | Phase 2 |  | Combustion turbine | Natural Gas | Diesel Oil |  | Dry Low NOx Burners,Water Injection |  |  | 2002-12-09 | Operating | 1244 | 1 (90) | 7981 1 | 90
SC | Mill Creek Combustion Turbine Station | 7981 | 2 |  | 2023 | ARP, CSNOX, CSSO2G2, SIPNOX | 609197 (Ended Feb 24, 2023), 608414 (Started Feb 24, 2023) | 4 |  | Cherokee County | SC021 | 21 | Electric Utility | 35.1597 | -81.4306 | Duke Energy Corporation (Owner),Duke Energy Corporation (Operator) | Phase 2 |  | Combustion turbine | Natural Gas | Diesel Oil |  | Dry Low NOx Burners,Water Injection |  |  | 2002-12-12 | Operating | 1244 | 2 (90) | 7981 2 | 90
SC | Mill Creek Combustion Turbine Station | 7981 | 3 |  | 2023 | ARP, CSNOX, CSSO2G2, SIPNOX | 609197 (Ended Feb 24, 2023), 608414 (Started Feb 24, 2023) | 4 |  | Cherokee County | SC021 | 21 | Electric Utility | 35.1597 | -81.4306 | Duke Energy Corporation (Owner),Duke Energy Corporation (Operator) | Phase 2 |  | Combustion turbine | Natural Gas | Diesel Oil |  | Dry Low NOx Burners,Water Injection |  |  | 2002-12-11 | Operating | 1244 | 3 (90) | 7981 3 | 90
SC | Mill Creek Combustion Turbine Station | 7981 | 4 |  | 2023 | ARP, CSNOX, CSSO2G2, SIPNOX | 609197 (Ended Feb 24, 2023), 608414 (Started Feb 24, 2023) | 4 |  | Cherokee County | SC021 | 21 | Electric Utility | 35.1597 | -81.4306 | Duke Energy Corporation (Owner),Duke Energy Corporation (Operator) | Phase 2 |  | Combustion turbine | Natural Gas | Diesel Oil |  | Dry Low NOx Burners,Water Injection |  |  | 2002-12-16 | Operating | 1244 | 4 (90) | 7981 4 | 90
SC | Mill Creek Combustion Turbine Station | 7981 | 5 |  | 2023 | ARP, CSNOX, CSSO2G2, SIPNOX | 609197 (Ended Feb 24, 2023), 608414 (Started Feb 24, 2023) | 4 |  | Cherokee County | SC021 | 21 | Electric Utility | 35.1597 | -81.4306 | Duke Energy Corporation (Owner),Duke Energy Corporation (Operator) | Phase 2 |  | Combustion turbine | Natural Gas | Diesel Oil |  | Dry Low NOx Burners,Water Injection |  |  | 2003-01-21 | Operating | 1243.9 | 5 (90) | 7981 5 | 90
SC | Mill Creek Combustion Turbine Station | 7981 | 6 |  | 2023 | ARP, CSNOX, CSSO2G2, SIPNOX | 609197 (Ended Feb 24, 2023), 608414 (Started Feb 24, 2023) | 4 |  | Cherokee County | SC021 | 21 | Electric Utility | 35.1597 | -81.4306 | Duke Energy Corporation (Owner),Duke Energy Corporation (Operator) | Phase 2 |  | Combustion turbine | Natural Gas | Diesel Oil |  | Dry Low NOx Burners,Water Injection |  |  | 2003-01-28 | Operating | 1243.9 | 6 (90) | 7981 6 | 90
SC | Mill Creek Combustion Turbine Station | 7981 | 7 |  | 2023 | ARP, CSNOX, CSSO2G2, SIPNOX | 609197 (Ended Feb 24, 2023), 608414 (Started Feb 24, 2023) | 4 |  | Cherokee County | SC021 | 21 | Electric Utility | 35.1597 | -81.4306 | Duke Energy Corporation (Owner),Duke Energy Corporation (Operator) | Phase 2 |  | Combustion turbine | Natural Gas | Diesel Oil |  | Dry Low NOx Burners,Water Injection |  |  | 2003-01-25 | Operating | 1243.9 | 7 (90) | 7981 7 | 90
SC | Mill Creek Combustion Turbine Station | 7981 | 8 |  | 2023 | ARP, CSNOX, CSSO2G2, SIPNOX | 609197 (Ended Feb 24, 2023), 608414 (Started Feb 24, 2023) | 4 |  | Cherokee County | SC021 | 21 | Electric Utility | 35.1597 | -81.4306 | Duke Energy Corporation (Owner),Duke Energy Corporation (Operator) | Phase 2 |  | Combustion turbine | Natural Gas | Diesel Oil |  | Dry Low NOx Burners,Water Injection |  |  | 2003-02-07 | Operating | 1243.9 | 8 (90) | 7981 8 | 90
MI | Kalkaska CT Project #1 | 7984 | 1A |  | 2023 | ARP, CSNOX, CSOSG3, CSSO2G1 | 608223 | 5 |  | Kalkaska County | MI079 | 79 | Electric Utility | 44.6889 | -85.2019 | Michigan Public Power Agency (Owner),Traverse City Light & Power (Operator) | Phase 2 |  | Combustion turbine | Pipeline Natural Gas |  |  | Water Injection,Other |  |  | 2002-11-25 | Operating | 325 | 001 (60.5) | 7984 1A | 60.5
MI | Kalkaska CT Project #1 | 7984 | 1B |  | 2023 | ARP, CSNOX, CSOSG3, CSSO2G1 | 608223 | 5 |  | Kalkaska County | MI079 | 79 | Electric Utility | 44.6889 | -85.2019 | Michigan Public Power Agency (Owner),Traverse City Light & Power (Operator) | Phase 2 |  | Combustion turbine | Pipeline Natural Gas |  |  | Water Injection,Other |  |  | 2002-11-25 | Operating | 325 | 001 (60.5) | 7984 1B | 60.5
IA | Greater Des Moines Energy Center | 7985 | 1 |  | 2023 | ARP, CSNOX, CSOSG2, CSSO2G1 | 609505 (Ended May 19, 2023), 610382 (Started May 19, 2023) | 7 |  | Polk County | IA153 | 153 | Electric Utility | 41.5563 | -93.5283 | MidAmerican Energy Company (Owner),MidAmerican Energy Company (Operator) | Phase 2 |  | Combined cycle | Pipeline Natural Gas |  |  | Selective Catalytic Reduction,Dry Low NOx Burners |  |  | 2003-04-01 | Operating | 2200 | GT1 (190.4), ST1 (195.5) | 7985 1 | 288.15 | Y
IA | Greater Des Moines Energy Center | 7985 | 2 |  | 2023 | ARP, CSNOX, CSOSG2, CSSO2G1 | 609505 (Ended May 19, 2023), 610382 (Started May 19, 2023) | 7 |  | Polk County | IA153 | 153 | Electric Utility | 41.5563 | -93.5283 | MidAmerican Energy Company (Owner),MidAmerican Energy Company (Operator) | Phase 2 |  | Combined cycle | Pipeline Natural Gas |  |  | Selective Catalytic Reduction,Dry Low NOx Burners |  |  | 2003-03-20 | Operating | 2200 | ST1 (195.5), GT2 (190.4) | 7985 2 | 288.15 | Y
CA | Lake | 7987 | 1 |  | 2023 | ARP | 610038 | 9 | WECC | Los Angeles County | CA037 | 37 | Electric Utility | 34.1775 | -118.3147 | City of Burbank (Owner),City of Burbank (Operator) | Phase 2 |  | Combustion turbine | Pipeline Natural Gas |  |  | Water Injection,Selective Catalytic Reduction |  |  | 2002-06-22 | Operating | 460.5 | L1 (48) | 7987 1 | 48 | Y
MS | Silver Creek Generating Plant | 7988 | 1 |  | 2023 | ARP, CSOSG2 | 609473 | 4 |  | Jefferson Davis County | MS065 | 65 | Electric Utility | 31.6004 | -89.9468 | Cooperative Energy (Owner),Cooperative Energy (Operator) | Phase 2 |  | Combustion turbine | Pipeline Natural Gas |  |  | Dry Low NOx Burners |  |  | 2003-10-29 | Operating | 1150 | 1 (90) | 7988 1 | 90
MS | Silver Creek Generating Plant | 7988 | 2 |  | 2023 | ARP, CSOSG2 | 609473 | 4 |  | Jefferson Davis County | MS065 | 65 | Electric Utility | 31.6004 | -89.9468 | Cooperative Energy (Owner),Cooperative Energy (Operator) | Phase 2 |  | Combustion turbine | Pipeline Natural Gas |  |  | Dry Low NOx Burners |  |  | 2004-01-28 | Operating | 1150 | 2 (90) | 7988 2 | 90
MS | Silver Creek Generating Plant | 7988 | 3 |  | 2023 | ARP, CSOSG2 | 609473 | 4 |  | Jefferson Davis County | MS065 | 65 | Electric Utility | 31.6004 | -89.9468 | Cooperative Energy (Owner),Cooperative Energy (Operator) | Phase 2 |  | Combustion turbine | Pipeline Natural Gas |  |  | Dry Low NOx Burners |  |  | 2005-03-29 | Operating | 1150 | 3 (90) | 7988 3 | 90
MS | Sylvarena Generating Plant | 7989 | 1 |  | 2023 | ARP, CSOSG2 | 609473 | 4 |  | Smith County | MS129 | 129 | Electric Utility | 31.9842 | -89.4131 | Cooperative Energy (Owner),Cooperative Energy (Operator) | Phase 2 |  | Combustion turbine | Pipeline Natural Gas |  |  | Water Injection |  |  | 2003-04-18 | Operating | 575 | 1 (75) | 7989 1 | 75
MS | Sylvarena Generating Plant | 7989 | 2 |  | 2023 | ARP, CSOSG2 | 609473 | 4 |  | Smith County | MS129 | 129 | Electric Utility | 31.9842 | -89.4131 | Cooperative Energy (Owner),Cooperative Energy (Operator) | Phase 2 |  | Combustion turbine | Pipeline Natural Gas |  |  | Water Injection |  |  | 2003-04-28 | Operating | 565 | 2 (75) | 7989 2 | 75
MS | Sylvarena Generating Plant | 7989 | 3 |  | 2023 | ARP, CSOSG2 | 609473 | 4 |  | Smith County | MS129 | 129 | Electric Utility | 31.9842 | -89.4131 | Cooperative Energy (Owner),Cooperative Energy (Operator) | Phase 2 |  | Combustion turbine | Pipeline Natural Gas |  |  | Water Injection |  |  | 2003-04-26 | Operating | 615 | 3 (75) | 7989 3 | 75
WI | West Campus Cogeneration Facility | 7991 | U1 |  | 2023 | ARP, CSNOX, CSOSG3, CSSO2G1 | 605961 | 5 |  | Dane County | WI025 | 25 | Cogeneration | 43.0751 | -89.4251 | Madison Gas & Electric Company (Owner),Madison Gas & Electric Company (Operator) | Phase 2 |  | Combined cycle | Natural Gas | Diesel Oil |  | Water Injection,Selective Catalytic Reduction |  |  | 2005-04-26 | Operating | 733 | 1 (54), STG1 (61.3) | 7991 U1 | 84.65 | Y
WI | West Campus Cogeneration Facility | 7991 | U2 |  | 2023 | CSNOX, CSOSG3, CSSO2G1 | 605961 | 5 |  | Dane County | WI025 | 25 | Cogeneration | 43.0751 | -89.4251 | Madison Gas & Electric Company (Owner),Madison Gas & Electric Company (Operator) |  |  | Combined cycle | Natural Gas | Diesel Oil |  | Water Injection,Selective Catalytic Reduction |  |  | 2005-04-26 | Operating | 733 | STG1 (61.3), CT2 (54) | 7991 U2 | 84.65 | Y
WA | Grays Harbor Energy Center | 7999 | 1 |  | 2023 | ARP | 609006 | 10 |  | Grays Harbor County | WA027 | 27 | Electric Utility | 46.9688 | -123.48 | Grays Harbor Energy, LLC (Owner),Grays Harbor Energy, LLC (Operator) | Phase 2 |  | Combined cycle | Natural Gas |  |  | Dry Low NOx Burners,Selective Catalytic Reduction |  |  | 2008-02-01 | Operating | 3000 | CT1 (175), ST1 (300) | 7999 1 | 325 | Y
WA | Grays Harbor Energy Center | 7999 | 2 |  | 2023 | ARP | 609006 | 10 |  | Grays Harbor County | WA027 | 27 | Electric Utility | 46.9688 | -123.48 | Grays Harbor Energy, LLC (Owner),Grays Harbor Energy, LLC (Operator) | Phase 2 |  | Combined cycle | Natural Gas |  |  | Dry Low NOx Burners,Selective Catalytic Reduction |  |  | 2008-02-07 | Operating | 3000 | ST1 (300), CT2 (175) | 7999 2 | 325 | Y
NE | Beatrice | 8000 | 1 |  | 2023 | ARP, CSNOX, CSSO2G2 | 609180 | 7 | MAPP | Gage County | NE067 | 67 | Electric Utility | 40.3286 | -96.8067 | Nebraska Public Power District (Owner),Nebraska Public Power District (Operator) | Phase 2 |  | Combined cycle | Pipeline Natural Gas |  |  | Dry Low NOx Burners,Selective Catalytic Reduction |  |  | 2004-10-05 | Operating | 1314 | CT1 (76.6), ST1 (93.9) | 8000 1 | 123.55 | Y
NE | Beatrice | 8000 | 2 |  | 2023 | ARP, CSNOX, CSSO2G2 | 609180 | 7 | MAPP | Gage County | NE067 | 67 | Electric Utility | 40.3286 | -96.8067 | Nebraska Public Power District (Owner),Nebraska Public Power District (Operator) | Phase 2 |  | Combined cycle | Pipeline Natural Gas |  |  | Dry Low NOx Burners,Selective Catalytic Reduction |  |  | 2004-10-06 | Operating | 1323 | ST1 (93.9), CT2 (76.6) | 8000 2 | 123.55 | Y
NH | Newington | 8002 | 1 |  | 2023 | ARP, MATS, NHNOX, RGGI | 606930 | 1 | NPCC | Rockingham County | NH015 | 15 | Electric Utility | 43.0974 | -70.7834 | GSP Newington LLC (Owner),GSP Newington LLC (Operator) | Phase 2 |  | Tangentially-fired | Residual Oil | Pipeline Natural Gas |  | Low NOx Burner Technology w/ Separated OFA,Water Injection | Electrostatic Precipitator |  | 1974-06-01 | Operating | 5475 | 1 (414) | 8002 1 | 414
NY | Roseton Generating LLC | 8006 | 1 |  | 2023 | ARP, CSNOX, CSOSG3, CSSO2G1, MATS, RGGI | 606640 | 2 | NPCC | Orange County | NY071 | 71 | Electric Utility | 41.5711 | -73.9747 | Castleton Commodities International (CCI) (Owner),Castleton Commodities International (CCI) (Operator) | Phase 2 |  | Tangentially-fired | Residual Oil | Pipeline Natural Gas |  | Other | Cyclone |  | 1974-12-01 | Operating | 7031 | 1 (621) | 8006 1 | 621
NY | Roseton Generating LLC | 8006 | 2 |  | 2023 | ARP, CSNOX, CSOSG3, CSSO2G1, MATS, RGGI | 606640 | 2 | NPCC | Orange County | NY071 | 71 | Electric Utility | 41.5711 | -73.9747 | Castleton Commodities International (CCI) (Owner),Castleton Commodities International (CCI) (Operator) | Phase 2 |  | Tangentially-fired | Residual Oil | Pipeline Natural Gas |  | Other | Cyclone |  | 1974-09-01 | Operating | 6987 | 2 (621) | 8006 2 | 621
NY | Holtsville Facility | 8007 | U00001 | CP001 | 2023 | CSNOX, CSOSG3, CSSO2G1, RGGI | 606257 | 2 |  | Suffolk County | NY103 | 103 | Electric Utility | 40.8153 | -73.0664 | National Grid Generation LLC (Owner),National Grid Generation LLC (Operator) |  |  | Combustion turbine | Diesel Oil |  |  | Water Injection |  |  | 1974-07-01 | Operating | 416 | 1 (56.7) | 8007 U00001 | 56.7
NY | Holtsville Facility | 8007 | U00002 | CP001 | 2023 | CSNOX, CSOSG3, CSSO2G1, RGGI | 606257 | 2 |  | Suffolk County | NY103 | 103 | Electric Utility | 40.8153 | -73.0664 | National Grid Generation LLC (Owner),National Grid Generation LLC (Operator) |  |  | Combustion turbine | Diesel Oil |  |  | Water Injection |  |  | 1974-07-01 | Operating | 416 | 1 (56.7) | 8007 U00002 | 56.7
NY | Holtsville Facility | 8007 | U00003 | CP001 | 2023 | CSNOX, CSOSG3, CSSO2G1, RGGI | 606257 | 2 |  | Suffolk County | NY103 | 103 | Electric Utility | 40.8153 | -73.0664 | National Grid Generation LLC (Owner),National Grid Generation LLC (Operator) |  |  | Combustion turbine | Diesel Oil |  |  | Water Injection |  |  | 1974-07-01 | Operating | 416 | 2 (56.7) | 8007 U00003 | 56.7
NY | Holtsville Facility | 8007 | U00004 | CP001 | 2023 | CSNOX, CSOSG3, CSSO2G1, RGGI | 606257 | 2 |  | Suffolk County | NY103 | 103 | Electric Utility | 40.8153 | -73.0664 | National Grid Generation LLC (Owner),National Grid Generation LLC (Operator) |  |  | Combustion turbine | Diesel Oil |  |  | Water Injection |  |  | 1974-07-01 | Operating | 416 | 2 (56.7) | 8007 U00004 | 56.7
NY | Holtsville Facility | 8007 | U00005 | CP001 | 2023 | CSNOX, CSOSG3, CSSO2G1, RGGI | 606257 | 2 |  | Suffolk County | NY103 | 103 | Electric Utility | 40.8153 | -73.0664 | National Grid Generation LLC (Owner),National Grid Generation LLC (Operator) |  |  | Combustion turbine | Diesel Oil |  |  | Water Injection |  |  | 1974-07-01 | Operating | 416 | 3 (56.7) | 8007 U00005 | 56.7
NY | Holtsville Facility | 8007 | U00006 | CP001 | 2023 | CSNOX, CSOSG3, CSSO2G1, RGGI | 606257 | 2 |  | Suffolk County | NY103 | 103 | Electric Utility | 40.8153 | -73.0664 | National Grid Generation LLC (Owner),National Grid Generation LLC (Operator) |  |  | Combustion turbine | Diesel Oil |  |  | Water Injection |  |  | 1974-07-01 | Operating | 416 | 3 (56.7) | 8007 U00006 | 56.7
NY | Holtsville Facility | 8007 | U00007 | CP001 | 2023 | CSNOX, CSOSG3, CSSO2G1, RGGI | 606257 | 2 |  | Suffolk County | NY103 | 103 | Electric Utility | 40.8153 | -73.0664 | National Grid Generation LLC (Owner),National Grid Generation LLC (Operator) |  |  | Combustion turbine | Diesel Oil |  |  | Water Injection |  |  | 1974-07-01 | Operating | 416 | 4 (56.7) | 8007 U00007 | 56.7
NY | Holtsville Facility | 8007 | U00008 | CP001 | 2023 | CSNOX, CSOSG3, CSSO2G1, RGGI | 606257 | 2 |  | Suffolk County | NY103 | 103 | Electric Utility | 40.8153 | -73.0664 | National Grid Generation LLC (Owner),National Grid Generation LLC (Operator) |  |  | Combustion turbine | Diesel Oil |  |  | Water Injection |  |  | 1974-07-01 | Operating | 416 | 4 (56.7) | 8007 U00008 | 56.7
NY | Holtsville Facility | 8007 | U00009 | CP001 | 2023 | CSNOX, CSOSG3, CSSO2G1, RGGI | 606257 | 2 |  | Suffolk County | NY103 | 103 | Electric Utility | 40.8153 | -73.0664 | National Grid Generation LLC (Owner),National Grid Generation LLC (Operator) |  |  | Combustion turbine | Diesel Oil |  |  | Water Injection |  |  | 1974-07-01 | Operating | 416 | 5 (56.7) | 8007 U00009 | 56.7
NY | Holtsville Facility | 8007 | U00010 | CP001 | 2023 | CSNOX, CSOSG3, CSSO2G1, RGGI | 606257 | 2 |  | Suffolk County | NY103 | 103 | Electric Utility | 40.8153 | -73.0664 | National Grid Generation LLC (Owner),National Grid Generation LLC (Operator) |  |  | Combustion turbine | Diesel Oil |  |  | Water Injection |  |  | 1974-07-01 | Operating | 416 | 5 (56.7) | 8007 U00010 | 56.7
NY | Holtsville Facility | 8007 | U00011 | CP001 | 2023 | CSNOX, CSOSG3, CSSO2G1, RGGI | 606257 | 2 |  | Suffolk County | NY103 | 103 | Electric Utility | 40.8153 | -73.0664 | National Grid Generation LLC (Owner),National Grid Generation LLC (Operator) |  |  | Combustion turbine | Diesel Oil |  |  | Water Injection |  |  | 1974-07-01 | Operating | 416 | 6 (56.7) | 8007 U00011 | 56.7
NY | Holtsville Facility | 8007 | U00012 | CP001 | 2023 | CSNOX, CSOSG3, CSSO2G1, RGGI | 606257 | 2 |  | Suffolk County | NY103 | 103 | Electric Utility | 40.8153 | -73.0664 | National Grid Generation LLC (Owner),National Grid Generation LLC (Operator) |  |  | Combustion turbine | Diesel Oil |  |  | Water Injection |  |  | 1974-07-01 | Operating | 416 | 6 (56.7) | 8007 U00012 | 56.7
NY | Holtsville Facility | 8007 | U00013 | CP001 | 2023 | CSNOX, CSOSG3, CSSO2G1, RGGI | 606257 | 2 |  | Suffolk County | NY103 | 103 | Electric Utility | 40.8153 | -73.0664 | National Grid Generation LLC (Owner),National Grid Generation LLC (Operator) |  |  | Combustion turbine | Diesel Oil |  |  | Water Injection |  |  | 1974-07-01 | Operating | 416 | 7 (56.7) | 8007 U00013 | 56.7
NY | Holtsville Facility | 8007 | U00014 | CP001 | 2023 | CSNOX, CSOSG3, CSSO2G1, RGGI | 606257 | 2 |  | Suffolk County | NY103 | 103 | Electric Utility | 40.8153 | -73.0664 | National Grid Generation LLC (Owner),National Grid Generation LLC (Operator) |  |  | Combustion turbine | Diesel Oil |  |  | Water Injection |  |  | 1974-07-01 | Operating | 416 | 7 (56.7) | 8007 U00014 | 56.7
NY | Holtsville Facility | 8007 | U00015 | CP001 | 2023 | CSNOX, CSOSG3, CSSO2G1, RGGI | 606257 | 2 |  | Suffolk County | NY103 | 103 | Electric Utility | 40.8153 | -73.0664 | National Grid Generation LLC (Owner),National Grid Generation LLC (Operator) |  |  | Combustion turbine | Diesel Oil |  |  | Dry Low NOx Burners |  |  | 1974-07-01 | Operating | 416 | 8 (56.7) | 8007 U00015 | 56.7
NY | Holtsville Facility | 8007 | U00016 | CP001 | 2023 | CSNOX, CSOSG3, CSSO2G1, RGGI | 606257 | 2 |  | Suffolk County | NY103 | 103 | Electric Utility | 40.8153 | -73.0664 | National Grid Generation LLC (Owner),National Grid Generation LLC (Operator) |  |  | Combustion turbine | Diesel Oil |  |  | Water Injection |  |  | 1974-07-01 | Operating | 416 | 8 (56.7) | 8007 U00016 | 56.7
NY | Holtsville Facility | 8007 | U00017 | CP001 | 2023 | CSNOX, CSOSG3, CSSO2G1, RGGI | 606257 | 2 |  | Suffolk County | NY103 | 103 | Electric Utility | 40.8153 | -73.0664 | National Grid Generation LLC (Owner),National Grid Generation LLC (Operator) |  |  | Combustion turbine | Diesel Oil |  |  | Dry Low NOx Burners |  |  | 1974-07-01 | Operating | 416 | 9 (56.7) | 8007 U00017 | 56.7
NY | Holtsville Facility | 8007 | U00018 | CP001 | 2023 | CSNOX, CSOSG3, CSSO2G1, RGGI | 606257 | 2 |  | Suffolk County | NY103 | 103 | Electric Utility | 40.8153 | -73.0664 | National Grid Generation LLC (Owner),National Grid Generation LLC (Operator) |  |  | Combustion turbine | Diesel Oil |  |  | Water Injection |  |  | 1974-07-01 | Operating | 416 | 9 (56.7) | 8007 U00018 | 56.7
NY | Holtsville Facility | 8007 | U00019 | CP001 | 2023 | CSNOX, CSOSG3, CSSO2G1, RGGI | 606257 | 2 |  | Suffolk County | NY103 | 103 | Electric Utility | 40.8153 | -73.0664 | National Grid Generation LLC (Owner),National Grid Generation LLC (Operator) |  |  | Combustion turbine | Diesel Oil |  |  | Water Injection |  |  | 1974-07-01 | Operating | 416 | 10 (56.7) | 8007 U00019 | 56.7
NY | Holtsville Facility | 8007 | U00020 | CP001 | 2023 | CSNOX, CSOSG3, CSSO2G1, RGGI | 606257 | 2 |  | Suffolk County | NY103 | 103 | Electric Utility | 40.8153 | -73.0664 | National Grid Generation LLC (Owner),National Grid Generation LLC (Operator) |  |  | Combustion turbine | Diesel Oil |  |  | Water Injection |  |  | 1974-07-01 | Operating | 416 | 10 (56.7) | 8007 U00020 | 56.7
NJ | Mickleton Energy Center | 8008 | 1001 |  | 2023 | CSNOX, CSOSG3, CSSO2G1, RGGI | 1277 | 2 |  | Gloucester County | NJ015 | 15 | Electric Utility | 39.8139 | -75.2508 | Calpine New Jersey Generation, LLC (Owner),Calpine Operating Services Company, Inc. (Operator) |  |  | Combustion turbine | Pipeline Natural Gas |  |  | Water Injection,Selective Catalytic Reduction |  |  | 1974-06-28 | Operating | 1092 | MICK (71.2) | 8008 1001 | 71.2 | Y
PA | Croydon Generating Station | 8012 | 11 |  | 2023 | CSNOX, CSOSG3, CSSO2G1, RGGI | 609041 | 3 |  | Bucks County | PA017 | 17 | Electric Utility | 40.08 | -74.8917 | Exelon Generation Company LLC (Owner),Exelon Generation Company LLC (Operator) |  |  | Combustion turbine | Diesel Oil | [5 empty] | 1974-04-19 | Operating | 838 | 11 (50) | 8012 11 | 50
PA | Croydon Generating Station | 8012 | 12 |  | 2023 | CSNOX, CSOSG3, CSSO2G1, RGGI | 609041 | 3 |  | Bucks County | PA017 | 17 | Electric Utility | 40.08 | -74.8917 | Exelon Generation Company LLC (Owner),Exelon Generation Company LLC (Operator) |  |  | Combustion turbine | Diesel Oil | [5 empty] | 1974-04-19 | Operating | 838 | 12 (50) | 8012 12 | 50
PA | Croydon Generating Station | 8012 | 21 |  | 2023 | CSNOX, CSOSG3, CSSO2G1, RGGI | 609041 | 3 |  | Bucks County | PA017 | 17 | Electric Utility | 40.08 | -74.8917 | Exelon Generation Company LLC (Owner),Exelon Generation Company LLC (Operator) |  |  | Combustion turbine | Diesel Oil | [5 empty] | 1974-04-19 | Operating | 838 | 21 (50) | 8012 21 | 50
PA | Croydon Generating Station | 8012 | 22 |  | 2023 | CSNOX, CSOSG3, CSSO2G1, RGGI | 609041 | 3 |  | Bucks County | PA017 | 17 | Electric Utility | 40.08 | -74.8917 | Exelon Generation Company LLC (Owner),Exelon Generation Company LLC (Operator) |  |  | Combustion turbine | Diesel Oil | [5 empty] | 1974-04-19 | Operating | 838 | 22 (50) | 8012 22 | 50
PA | Croydon Generating Station | 8012 | 31 |  | 2023 | CSNOX, CSOSG3, CSSO2G1, RGGI | 609041 | 3 |  | Bucks County | PA017 | 17 | Electric Utility | 40.08 | -74.8917 | Exelon Generation Company LLC (Owner),Exelon Generation Company LLC (Operator) |  |  | Combustion turbine | Diesel Oil | [5 empty] | 1974-04-19 | Operating | 838 | 31 (50) | 8012 31 | 50
PA | Croydon Generating Station | 8012 | 32 |  | 2023 | CSNOX, CSOSG3, CSSO2G1, RGGI | 609041 | 3 |  | Bucks County | PA017 | 17 | Electric Utility | 40.08 | -74.8917 | Exelon Generation Company LLC (Owner),Exelon Generation Company LLC (Operator) |  |  | Combustion turbine | Diesel Oil | [5 empty] | 1974-04-19 | Operating | 838 | 32 (50) | 8012 32 | 50
PA | Croydon Generating Station | 8012 | 41 |  | 2023 | CSNOX, CSOSG3, CSSO2G1, RGGI | 609041 | 3 |  | Bucks County | PA017 | 17 | Electric Utility | 40.08 | -74.8917 | Exelon Generation Company LLC (Owner),Exelon Generation Company LLC (Operator) |  |  | Combustion turbine | Diesel Oil | [5 empty] | 1974-04-19 | Operating | 838 | 41 (50) | 8012 41 | 50
PA | Croydon Generating Station | 8012 | 42 |  | 2023 | CSNOX, CSOSG3, CSSO2G1, RGGI | 609041 | 3 |  | Bucks County | PA017 | 17 | Electric Utility | 40.08 | -74.8917 | Exelon Generation Company LLC (Owner),Exelon Generation Company LLC (Operator) |  |  | Combustion turbine | Diesel Oil | [5 empty] | 1974-04-19 | Operating | 838 | 42 (50) | 8012 42 | 50
IL | Factory Gas Turbine | 8016 | 2 |  | 2023 | CSNOX, CSOSG3, CSSO2G1 | 602221 | 5 |  | Sangamon County | IL167 | 167 | Electric Utility | 39.8266 | -89.6368 | City of Springfield, IL (Owner),City of Springfield, IL (Operator) |  |  | Combustion turbine | Diesel Oil | [5 empty] | 1973-08-01 | Operating | 316 | 1 (26.6) | 8016 2 | 26.6
WI | Columbia | 8023 | 1 |  | 2023 | ARP, CSNOX, CSOSG3, CSSO2G1, MATS | 608055 | 5 | MAIN | Columbia County | WI021 | 21 | Electric Utility | 43.4864 | -89.4203 | Wisconsin Public Service Corporation (Owner),Wisconsin Power & Light Company (Owner),Madison Gas & Electric Company (Owner),Wisconsin Power & Light Company (Operator) | Phase 2 | Early Election | Tangentially-fired | Coal |  | Dry Lime FGD | Low NOx Burner Technology w/ Separated OFA | Baghouse,Electrostatic Precipitator | Additives to Enhance PAC and Existing Equipment Performance | 1975-03-19 | Operating | 6929 | 1 (512) | 8023 1 | 512
WI | Columbia | 8023 | 2 |  | 2023 | ARP, CSNOX, CSOSG3, CSSO2G1, MATS | 608055 | 5 | MAIN | Columbia County | WI021 | 21 | Electric Utility | 43.4864 | -89.4203 | Wisconsin Public Service Corporation (Owner),Wisconsin Power & Light Company (Owner),Madison Gas & Electric Company (Owner),Wisconsin Power & Light Company (Operator) | Phase 2 | Early Election | Tangentially-fired | Coal |  | Dry Lime FGD | Low NOx Burner Technology w/ Separated OFA,Selective Catalytic Reduction | Baghouse,Electrostatic Precipitator | Additives to Enhance PAC and Existing Equipment Performance | 1978-02-20 | Operating | 6525 | 2 (511) | 8023 2 | 511 | Y
MN | Blue Lake Generating Plant | 8027 | 1 |  | 2023 | CSNOX, CSSO2G2 | 608123 | 5 |  | Scott County | MN139 | 139 | Electric Utility | 44.7855 | -93.4315 | Northern States Power (Xcel Energy) (Owner),Northern States Power (Xcel Energy) (Operator) |  |  | Combustion turbine | Diesel Oil | [5 empty] | 1974-04-26 | Operating | 648 | 1 (63) | 8027 1 | 63
MN | Blue Lake Generating Plant | 8027 | 2 |  | 2023 | CSNOX, CSSO2G2 | 608123 | 5 |  | Scott County | MN139 | 139 | Electric Utility | 44.7855 | -93.4315 | Northern States Power (Xcel Energy) (Owner),Northern States Power (Xcel Energy) (Operator) |  |  | Combustion turbine | Diesel Oil | [5 empty] | 1974-04-26 | Operating | 648 | 2 (63) | 8027 2 | 63
MN | Blue Lake Generating Plant | 8027 | 3 |  | 2023 | CSNOX, CSSO2G2 | 608123 | 5 |  | Scott County | MN139 | 139 | Electric Utility | 44.7855 | -93.4315 | Northern States Power (Xcel Energy) (Owner),Northern States Power (Xcel Energy) (Operator) |  |  | Combustion turbine | Diesel Oil | [5 empty] | 1974-04-26 | Operating | 648 | 3 (63) | 8027 3 | 63
MN | Blue Lake Generating Plant | 8027 | 4 |  | 2023 | CSNOX, CSSO2G2 | 608123 | 5 |  | Scott County | MN139 | 139 | Electric Utility | 44.7855 | -93.4315 | Northern States Power (Xcel Energy) (Owner),Northern States Power (Xcel Energy) (Operator) |  |  | Combustion turbine | Diesel Oil | [5 empty] | 1974-04-26 | Operating | 740 | 4 (63) | 8027 4 | 63
MN | Blue Lake Generating Plant | 8027 | 7 |  | 2023 | ARP, CSNOX, CSSO2G2 | 608123 | 5 |  | Scott County | MN139 | 139 | Electric Utility | 44.7855 | -93.4315 | Northern States Power (Xcel Energy) (Owner),Northern States Power (Xcel Energy) (Operator) | Phase 2 |  | Combustion turbine | Pipeline Natural Gas |  |  | Dry Low NOx Burners |  |  | 2005-06-01 | Operating | 2118 | 7 (195) | 8027 7 | 195
MN | Blue Lake Generating Plant | 8027 | 8 |  | 2023 | ARP, CSNOX, CSSO2G2 | 608123 | 5 |  | Scott County | MN139 | 139 | Electric Utility | 44.7855 | -93.4315 | Northern States Power (Xcel Energy) (Owner),Northern States Power (Xcel Energy) (Operator) | Phase 2 |  | Combustion turbine | Pipeline Natural Gas |  |  | Dry Low NOx Burners |  |  | 2005-05-23 | Operating | 2155 | 8 (195) | 8027 8 | 195
IA | Sycamore Combustion Turbine | 8029 | 1 |  | 2023 | CSNOX, CSOSG2, CSSO2G1 | 609505 (Ended May 19, 2023), 610382 (Started May 19, 2023) | 7 |  | Polk County | IA153 | 153 | Electric Utility | 41.6722 | -93.6769 | MidAmerican Energy Company (Owner),MidAmerican Energy Company (Operator) |  |  | Combustion turbine | Pipeline Natural Gas | Diesel Oil |  |  |  |  | 1974-08-02 | Operating | 1099 | 1 (78.8) | 8029 1 | 78.8
IA | Sycamore Combustion Turbine | 8029 | 2 |  | 2023 | CSNOX, CSOSG2, CSSO2G1 | 609505 (Ended May 19, 2023), 610382 (Started May 19, 2023) | 7 |  | Polk County | IA153 | 153 | Electric Utility | 41.6722 | -93.6769 | MidAmerican Energy Company (Owner),MidAmerican Energy Company (Operator) |  |  | Combustion turbine | Pipeline Natural Gas | Diesel Oil |  |  |  |  | 1974-10-25 | Operating | 1099 | 2 (78.8) | 8029 2 | 78.8
IA | Emery Station | 8031 | 11 |  | 2023 | ARP, CSNOX, CSOSG2, CSSO2G1 | 608055 | 7 |  | Cerro Gordo County | IA033 | 33 | Electric Utility | 43.094 | -93.2922 | Interstate Power & Light Company (Owner),Interstate Power & Light Company (Operator) | Phase 2 |  | Combined cycle | Pipeline Natural Gas |  |  | Dry Low NOx Burners,Water Injection,Ammonia Injection,Selective Catalytic Reduction |  |  | 2004-04-20 | Operating | 2688 | 11 (173), ST1 (244.6) | 8031 11 | 295.3 | Y
IA | Emery Station | 8031 | 12 |  | 2023 | ARP, CSNOX, CSOSG2, CSSO2G1 | 608055 | 7 |  | Cerro Gordo County | IA033 | 33 | Electric Utility | 43.094 | -93.2922 | Interstate Power & Light Company (Owner),Interstate Power & Light Company (Operator) | Phase 2 |  | Combined cycle | Pipeline Natural Gas |  |  | Dry Low NOx Burners,Water Injection,Ammonia Injection,Selective Catalytic Reduction |  |  | 2004-04-29 | Operating | 2688 | ST1 (244.6), 12 (173) | 8031 12 | 295.3 | Y
KS | Clifton Station | 8037 | CL1 |  | 2023 | CSNOX, CSOSG2, CSSO2G2 | 608386 | 7 | SPP | Washington County | KS201 | 201 | Electric Utility | 39.6125 | -97.2778 | Sunflower Electric Power Corporation (Owner),Sunflower Electric Power Corporation (Operator) |  |  | Combustion turbine | Pipeline Natural Gas | [5 empty] | 1974-12-01 | Operating | 1425 | 1 (78.75) | 8037 CL1 | 78.75
NC | Belews Creek | 8042 | 1 |  | 2023 | ARP, CSNOX, CSSO2G1, MATS, SIPNOX | 608414 | 4 | SERC | Stokes County | NC169 | 169 | Electric Utility | 36.2811 | -80.0603 | Duke Energy Carolinas, LLC (Owner),Duke Energy Carolinas, LLC (Operator) | Phase 2 | Phase 2 Group 2 | Cell burner boiler | Coal | Pipeline Natural Gas | Wet Limestone | Low NOx Cell Burner,Overfire Air,Selective Catalytic Reduction | Electrostatic Precipitator,Wet Scrubber |  | 1974-08-05 | Operating | 12253 | 1 (1080.1) | 8042 1 | 1080.1 | Y
NC | Belews Creek | 8042 | 2 |  | 2023 | ARP, CSNOX, CSSO2G1, MATS, SIPNOX | 608414 | 4 | SERC | Stokes County | NC169 | 169 | Electric Utility | 36.2811 | -80.0603 | Duke Energy Carolinas, LLC (Owner),Duke Energy Carolinas, LLC (Operator) | Phase 2 | Phase 2 Group 2 | Cell burner boiler | Coal | Pipeline Natural Gas | Wet Limestone | Low NOx Cell Burner,Overfire Air,Selective Catalytic Reduction | Electrostatic Precipitator,Wet Scrubber |  | 1975-12-13 | Operating | 12632 | 2 (1080.1) | 8042 2 | 1080.1 | Y
FL | Anclote | 8048 | 1 |  | 2023 | ARP | 610088 | 4 | FRCC | Pasco County | FL101 | 101 | Electric Utility | 28.1844 | -82.7887 | Duke Energy Florida, LLC (Owner),Duke Energy Florida, LLC (Operator) | Phase 2 |  | Tangentially-fired | Pipeline Natural Gas | [5 empty] | 1974-10-16 | Operating | 5600 | 1 (556.2) | 8048 1 | 556.2
FL | Anclote | 8048 | 2 |  | 2023 | ARP | 610088 | 4 | FRCC | Pasco County | FL101 | 101 | Electric Utility | 28.1844 | -82.7887 | Duke Energy Florida, LLC (Owner),Duke Energy Florida, LLC (Operator) | Phase 2 |  | Tangentially-fired | Pipeline Natural Gas | [5 empty] | 1978-10-31 | Operating | 5500 | 2 (556.2) | 8048 2 | 556.2
FL | Intercession City | 8049 | **10 |  | 2023 | ARP | 610088 | 4 | FRCC | Osceola County | FL097 | 97 | Electric Utility | 28.2628 | -81.5486 | Duke Energy Florida, LLC (Owner),Duke Energy Florida, LLC (Operator) | Phase 2 |  | Combustion turbine | Pipeline Natural Gas | Diesel Oil |  | Water Injection |  |  | 1993-08-19 | Operating | 1159 | P10 (115) | 8049 **10 | 115
FL | Intercession City | 8049 | **11 |  | 2023 | ARP | 610088 | 4 | FRCC | Osceola County | FL097 | 97 | Electric Utility | 28.2628 | -81.5486 | Georgia Power Company (Owner),Duke Energy Florida, LLC (Owner),Duke Energy Florida, LLC (Operator) | Phase 2 |  | Combustion turbine | Diesel Oil |  |  | Water Injection |  |  | 1996-06-10 | Operating | 2032 | P11 (165) | 8049 **11 | 165
FL | Intercession City | 8049 | **12 |  | 2023 | ARP | 610088 | 4 | FRCC | Osceola County | FL097 | 97 | Electric Utility | 28.2628 | -81.5486 | Duke Energy Florida, LLC (Owner),Duke Energy Florida, LLC (Operator) | Phase 2 |  | Combustion turbine | Pipeline Natural Gas | Diesel Oil |  | Dry Low NOx Burners,Water Injection |  |  | 2000-12-01 | Operating | 1207 | P12 (115) | 8049 **12 | 115
FL | Intercession City | 8049 | **13 |  | 2023 | ARP | 610088 | 4 | FRCC | Osceola County | FL097 | 97 | Electric Utility | 28.2628 | -81.5486 | Duke Energy Florida, LLC (Owner),Duke Energy Florida, LLC (Operator) | Phase 2 |  | Combustion turbine | Pipeline Natural Gas | Diesel Oil |  | Dry Low NOx Burners,Water Injection |  |  | 2000-12-04 | Operating | 1768.9 | P13 (115) | 8049 **13 | 115
FL | Intercession City | 8049 | **14 |  | 2023 | ARP | 610088 | 4 | FRCC | Osceola County | FL097 | 97 | Electric Utility | 28.2628 | -81.5486 | Duke Energy Florida, LLC (Owner),Duke Energy Florida, LLC (Operator) | Phase 2 |  | Combustion turbine | Pipeline Natural Gas | Diesel Oil |  | Dry Low NOx Burners,Water Injection |  |  | 2000-12-01 | Operating | 1072 | P14 (115) | 8049 **14 | 115
FL | Intercession City | 8049 | **7 |  | 2023 | ARP | 610088 | 4 | FRCC | Osceola County | FL097 | 97 | Electric Utility | 28.2628 | -81.5486 | Duke Energy Florida, LLC (Owner),Duke Energy Florida, LLC (Operator) | Phase 2 |  | Combustion turbine | Pipeline Natural Gas | Diesel Oil |  | Water Injection |  |  | 1993-08-19 | Operating | 1238 | P7 (115) | 8049 **7 | 115
FL | Intercession City | 8049 | **8 |  | 2023 | ARP | 610088 | 4 | FRCC | Osceola County | FL097 | 97 | Electric Utility | 28.2628 | -81.5486 | Duke Energy Florida, LLC (Owner),Duke Energy Florida, LLC (Operator) | Phase 2 |  | Combustion turbine | Pipeline Natural Gas | Diesel Oil |  | Water Injection |  |  | 1993-08-19 | Operating | 1186 | P8 (115) | 8049 **8 | 115
FL | Intercession City | 8049 | **9 |  | 2023 | ARP | 610088 | 4 | FRCC | Osceola County | FL097 | 97 | Electric Utility | 28.2628 | -81.5486 | Duke Energy Florida, LLC (Owner),Duke Energy Florida, LLC (Operator) | Phase 2 |  | Combustion turbine | Pipeline Natural Gas | Diesel Oil |  | Water Injection |  |  | 1993-08-19 | Operating | 1153 | P9 (115) | 8049 **9 | 115
NY | Pouch Terminal | 8053 | PT01 |  | 2023 | ARP, CSNOX, CSOSG3, CSSO2G1, RGGI | 605253 | 2 | NPCC | Richmond County | NY085 | 85 | Electric Utility | 40.6188 | -74.069 | New York Power Authority (Owner),New York Power Authority (Operator) | Phase 2 |  | Combustion turbine | Pipeline Natural Gas |  |  | Selective Catalytic Reduction |  |  | 2001-08-08 | Operating | 517 | PT01 (47) | 8053 PT01 | 47 | Y
MS | Gerald Andrus | 8054 | 1 |  | 2023 | ARP, CSOSG2 | 609775 (Ended Mar 31, 2023), 610584 (Started Mar 31, 2023) | 4 | SPP | Washington County | MS151 | 151 | Electric Utility | 33.3503 | -91.1181 | Entergy Corporation (Owner),Entergy Corporation (Operator) | Phase 2 |  | Dry bottom wall-fired boiler | Pipeline Natural Gas | Residual Oil |  | Overfire Air |  |  | 1975-05-28 | Operating | 8100 | 1 (781.5) | 8054 1 | 781.5
LA | Waterford 1 & 2 | 8056 | 1 |  | 2023 | ARP, CSOSG2E | 609775 (Ended Mar 31, 2023), 610584 (Started Mar 31, 2023) | 6 |  | St. Charles Parish | LA089 | 89 | Electric Utility | 29.9994 | -90.4758 | Entergy Corporation (Owner),Entergy Corporation (Operator) | Phase 2 |  | Dry bottom wall-fired boiler | Pipeline Natural Gas | Residual Oil |  | Low NOx Cell Burner,Combustion Modification/Fuel Reburning |  |  | 1974-01-01 | Operating | 4600 | 1 (445.5) | 8056 1 | 445.5
LA | Waterford 1 & 2 | 8056 | 2 |  | 2023 | ARP, CSOSG2E | 609775 (Ended Mar 31, 2023), 610584 (Started Mar 31, 2023) | 6 |  | St. Charles Parish | LA089 | 89 | Electric Utility | 29.9994 | -90.4758 | Entergy Corporation (Owner),Entergy Corporation (Operator) | Phase 2 |  | Dry bottom wall-fired boiler | Pipeline Natural Gas | Residual Oil |  | Low NOx Cell Burner,Combustion Modification/Fuel Reburning |  |  | 1975-01-01 | Operating | 4620 | 2 (445.5) | 8056 2 | 445.5
LA | Waterford 1 & 2 | 8056 | 4 |  | 2023 | ARP, CSOSG2E | 609775 (Ended Mar 31, 2023), 610584 (Started Mar 31, 2023) | 6 |  | St. Charles Parish | LA089 | 89 | Electric Utility | 29.9994 | -90.4758 | Entergy Corporation (Owner),Entergy Corporation (Operator) | Phase 2 |  | Combustion turbine | Diesel Oil |  |  | Steam Injection |  |  | 2009-08-15 | Operating | 507 | 4 (35) | 8056 4 | 35
OK | Comanche (8059) | 8059 | 7251 | CP001 | 2023 | ARP, CSOSG2 | 608993 (Ended Apr 12, 2023), 610620 (Started Apr 12, 2023) | 6 | SPP | Comanche County | OK031 | 31 | Electric Utility | 34.5431 | -98.3244 | Public Service Company of Oklahoma (Owner),Public Service Company of Oklahoma (Operator) | Phase 2 |  | Combined cycle | Pipeline Natural Gas |  |  | Dry Low NOx Burners |  |  | 1973-06-30 | Operating | 1450 | 1G1 (85), 1S (106.8) | 8059 7251 | 138.4
OK | Comanche (8059) | 8059 | 7252 | CP001 | 2023 | ARP, CSOSG2 | 608993 (Ended Apr 12, 2023), 610620 (Started Apr 12, 2023) | 6 | SPP | Comanche County | OK031 | 31 | Electric Utility | 34.5431 | -98.3244 | Public Service Company of Oklahoma (Owner),Public Service Company of Oklahoma (Operator) | Phase 2 |  | Combined cycle | Pipeline Natural Gas |  |  | Dry Low NOx Burners |  |  | 1973-06-30 | Operating | 1450 | 1S (106.8), 1G2 (85) | 8059 7252 | 138.4
WY | Jim Bridger | 8066 | BW71 |  | 2023 | ARP, MATS | 608875 | 8 | WECC | Sweetwater County | WY037 | 37 | Electric Utility | 41.7378 | -108.7875 | Idaho Power Company (Owner),Pacificorp (Owner),Pacificorp (Operator) | Phase 2 | Phase 1 Group 1 | Tangentially-fired | Coal |  | Sodium Based | Low NOx Burner Technology w/ Closed-coupled OFA | Electrostatic Precipitator | Additives to Enhance PAC and Existing Equipment Performance,Halogenated PAC Sorbent Injection | 1974-11-30 | Operating | 7875 | 1 (530) | 8066 BW71 | 530
WY | Jim Bridger | 8066 | BW72 |  | 2023 | ARP, MATS | 608875 | 8 | WECC | Sweetwater County | WY037 | 37 | Electric Utility | 41.7378 | -108.7875 | Idaho Power Company (Owner),Pacificorp (Owner),Pacificorp (Operator) | Phase 2 | Phase 1 Group 1 | Tangentially-fired | Coal |  | Sodium Based | Low NOx Burner Technology w/ Closed-coupled OFA | Electrostatic Precipitator | Additives to Enhance PAC and Existing Equipment Performance,Halogenated PAC Sorbent Injection | 1975-12-01 | Operating | 7875 | 2 (530) | 8066 BW72 | 530
WY | Jim Bridger | 8066 | BW73 |  | 2023 | ARP, MATS | 608875 | 8 | WECC | Sweetwater County | WY037 | 37 | Electric Utility | 41.7378 | -108.7875 | Idaho Power Company (Owner),Pacificorp (Owner),Pacificorp (Operator) | Phase 2 | Phase 1 Group 1 | Tangentially-fired | Coal |  | Sodium Based | Selective Catalytic Reduction,Low NOx Burner Technology w/ Closed-coupled OFA | Electrostatic Precipitator | Additives to Enhance PAC and Existing Equipment Performance,Halogenated PAC Sorbent Injection | 1976-09-01 | Operating | 7458 | 3 (530) | 8066 BW73 | 530 | Y
WY | Jim Bridger | 8066 | BW74 |  | 2023 | ARP, MATS | 608875 | 8 | WECC | Sweetwater County | WY037 | 37 | Electric Utility | 41.7378 | -108.7875 | Idaho Power Company (Owner),Pacificorp (Owner),Pacificorp (Operator) | Phase 2 | Early Election | Tangentially-fired | Coal |  | Sodium Based | Selective Catalytic Reduction,Low NOx Burner Technology w/ Closed-coupled OFA | Electrostatic Precipitator | Additives to Enhance PAC and Existing Equipment Performance,Halogenated PAC Sorbent Injection | 1979-11-29 | Operating | 7536 | 4 (530) | 8066 BW74 | 530 | Y
AZ | Santan | 8068 | 5A |  | 2023 | ARP | 608572 | 9 |  | Maricopa County | AZ013 | 13 | Electric Utility | 33.3333 | -111.751 | Salt River Project (Owner),Salt River Project (Operator) | Phase 2 |  | Combined cycle | Pipeline Natural Gas |  |  | Dry Low NOx Burners,Selective Catalytic Reduction |  |  | 2004-11-05 | Operating | 2530 | ST5A (153.8), ST5S (314.5) | 8068 5A | 311.05 | Y
AZ | Santan | 8068 | 5B |  | 2023 | ARP | 608572 | 9 |  | Maricopa County | AZ013 | 13 | Electric Utility | 33.3333 | -111.751 | Salt River Project (Owner),Salt River Project (Operator) | Phase 2 |  | Combined cycle | Pipeline Natural Gas |  |  | Dry Low NOx Burners,Selective Catalytic Reduction |  |  | 2004-11-01 | Operating | 2530 | ST5S (314.5), ST5B (153.8) | 8068 5B | 311.05 | Y
AZ | Santan | 8068 | 6A |  | 2023 | ARP | 608572 | 9 |  | Maricopa County | AZ013 | 13 | Electric Utility | 33.3333 | -111.751 | Salt River Project (Owner),Salt River Project (Operator) | Phase 2 |  | Combined cycle | Pipeline Natural Gas |  |  | Dry Low NOx Burners,Selective Catalytic Reduction |  |  | 2005-10-23 | Operating | 2300 | ST6S (136.1), ST6A (153.8) | 8068 6A | 289.9 | Y
UT | Huntington | 8069 | 1 |  | 2023 | ARP, MATS | 608875 | 8 | WECC | Emery County | UT015 | 15 | Electric Utility | 39.3792 | -111.0781 | Pacificorp (Owner),Pacificorp (Operator) | Phase 2 | Early Election | Tangentially-fired | Coal |  | Wet Lime FGD | Low NOx Burner Technology w/ Closed-coupled/Separated OFA | Baghouse |  | 1977-06-01 | Operating | 5263 | 1 (445) | 8069 1 | 445
UT | Huntington | 8069 | 2 |  | 2023 | ARP, MATS | 608875 | 8 | WECC | Emery County | UT015 | 15 | Electric Utility | 39.3792 | -111.0781 | Pacificorp (Owner),Pacificorp (Operator) | Phase 2 | Phase 2 Group 1 | Tangentially-fired | Coal |  | Wet Lime FGD | Low NOx Burner Technology w/ Closed-coupled/Separated OFA | Baghouse |  | 1974-07-17 | Operating | 5733 | 2 (450) | 8069 2 | 450
OH | Gen J M Gavin | 8102 | 1 |  | 2023 | ARP, CSNOX, CSOSG3, CSSO2G1, MATS | 610098 | 5 | ECAR | Gallia County | OH053 | 53 | Electric Utility | 38.9347 | -82.1158 | Gavin Power, LLC (Owner),Consolidated Asset Management Services, LLC (Operator) | Table 1 | Phase 2 Group 2 | Cell burner boiler | Coal |  | Wet Lime FGD | Low NOx Cell Burner,Selective Catalytic Reduction | Electrostatic Precipitator |  | 1974-10-20 | Operating | 15826 | 1 (1300) | 8102 1 | 1300 | Y
OH | Gen J M Gavin | 8102 | 2 |  | 2023 | ARP, CSNOX, CSOSG3, CSSO2G1, MATS | 610098 | 5 | ECAR | Gallia County | OH053 | 53 | Electric Utility | 38.9347 | -82.1158 | Gavin Power, LLC (Owner),Consolidated Asset Management Services, LLC (Operator) | Table 1 | Phase 2 Group 2 | Cell burner boiler | Coal |  | Wet Lime FGD | Low NOx Cell Burner,Selective Catalytic Reduction | Electrostatic Precipitator |  | 1975-07-06 | Operating | 16250 | 2 (1300) | 8102 2 | 1300 | Y
CO | Ray D Nixon | 8219 | 1 |  | 2023 | ARP, MATS | 610356 | 8 | WECC | El Paso County | CO041 | 41 | Electric Utility | 38.6306 | -104.7056 | Colorado Springs Utilities (Owner),Colorado Springs Utilities (Operator) | Phase 2 | Early Election | Dry bottom wall-fired boiler | Coal | Diesel Oil | Dry Lime FGD | Low NOx Burner Technology w/ Overfire Air | Baghouse | Halogenated PAC Sorbent Injection | 1980-04-04 | Operating | 2610 | 1 (207) | 8219 1 | 207
CO | Ray D Nixon | 8219 | 2 |  | 2023 | ARP | 610356 | 8 | WECC | El Paso County | CO041 | 41 | Electric Utility | 38.6306 | -104.7056 | Colorado Springs Utilities (Owner),Colorado Springs Utilities (Operator) | Phase 2 |  | Combustion turbine | Pipeline Natural Gas |  |  | Dry Low NOx Burners |  |  | 1999-07-03 | Operating | 425 | GT1 (35.8) | 8219 2 | 35.8
CO | Ray D Nixon | 8219 | 3 |  | 2023 | ARP | 610356 | 8 | WECC | El Paso County | CO041 | 41 | Electric Utility | 38.6306 | -104.7056 | Colorado Springs Utilities (Owner),Colorado Springs Utilities (Operator) | Phase 2 |  | Combustion turbine | Pipeline Natural Gas |  |  | Dry Low NOx Burners |  |  | 1999-06-28 | Operating | 420 | GT2 (35.8) | 8219 3 | 35.8
ND | Coyote | 8222 | B1 |  | 2023 | ARP, MATS | 607660 | 8 | MAPP | Mercer County | ND057 | 57 | Electric Utility | 47.2217 | -101.8139 | Montana Dakota Utilities Company (Owner),Northern Municipal Power Agency (Owner),Northwestern Public Service Company (Owner),Otter Tail Power Company (Owner),Otter Tail Power Company (Operator) | Phase 2 | Phase 2 Group 2 | Cyclone boiler | Coal | Diesel Oil | Dry Lime FGD | Overfire Air | Baghouse | Halogenated PAC Sorbent Injection | 1981-05-01 | Operating | 5280 | 1 (450) | 8222 B1 | 450
AZ | Springerville Generating Station | 8223 | 1 |  | 2023 | ARP, MATS | 607519 | 9 | WECC | Apache County | AZ001 | 1 | Electric Utility | 34.3186 | -109.1636 | Tucson Electric Power Company (Owner),Tucson Electric Power Company (Operator) | Phase 2 | Early Election | Tangentially-fired | Coal |  | Dry Lime FGD | Low NOx Burner Technology w/ Closed-coupled OFA | Baghouse |  | 1985-06-01 | Operating | 4700 | 1 (424.8) | 8223 1 | 424.8
AZ | Springerville Generating Station | 8223 | 2 |  | 2023 | ARP, MATS | 607519 | 9 | WECC | Apache County | AZ001 | 1 | Electric Utility | 34.3186 | -109.1636 | Tucson Electric Power Company (Owner),Tucson Electric Power Company (Operator) | Phase 2 | Early Election | Tangentially-fired | Coal |  | Dry Lime FGD | Low NOx Burner Technology w/ Closed-coupled OFA | Baghouse |  | 1990-06-01 | Operating | 4700 | 2 (424.8) | 8223 2 | 424.8
AZ | Springerville Generating Station | 8223 | 4 |  | 2023 | ARP, MATS | 607519 | 9 | WECC | Apache County | AZ001 | 1 | Electric Utility | 34.3186 | -109.1636 | Salt River Project (Owner),Tucson Electric Power Company (Operator) | Phase 2 |  | Dry bottom wall-fired boiler | Coal | Diesel Oil | Dry Lime FGD | Low NOx Burner Technology (Dry Bottom only),Selective Catalytic Reduction | Baghouse |  | 2009-10-03 | Operating | 5040 | 4 (458.1) | 8223 4 | 458.1 | Y
AZ | Springerville Generating Station | 8223 | TS3 |  | 2023 | ARP, MATS | 607519 | 9 | WECC | Apache County | AZ001 | 1 | Electric Utility | 34.3186 | -109.1636 | Tri-State Generation & Transmission (Owner),Tucson Electric Power Company (Operator) | Phase 2 |  | Dry bottom wall-fired boiler | Coal | Diesel Oil | Dry Lime FGD | Low NOx Burner Technology (Dry Bottom only),Selective Catalytic Reduction | Baghouse |  | 2006-06-02 | Operating | 5040 | 3 (458.1) | 8223 TS3 | 458.1 | Y
NV | North Valmy | 8224 | 1 |  | 2023 | ARP, MATS | 610268 | 9 | WECC | Humboldt County | NV013 | 13 | Electric Utility | 40.8831 | -117.1542 | Idaho Power Company (Owner),Sierra Pacific Power Company (Owner),Sierra Pacific Power Company (Operator) | Phase 2 | Early Election | Dry bottom wall-fired boiler | Coal |  |  | Low NOx Burner Technology (Dry Bottom only) | Baghouse |  | 1981-12-11 | Operating | 2750 | 1 (254.3) | 8224 1 | 254.3
NV | North Valmy | 8224 | 2 |  | 2023 | ARP, MATS | 610268 | 9 | WECC | Humboldt County | NV013 | 13 | Electric Utility | 40.8831 | -117.1542 | Idaho Power Company (Owner),Sierra Pacific Power Company (Owner),Sierra Pacific Power Company (Operator) | Phase 2 | Early Election | Dry bottom wall-fired boiler | Coal |  | Dry Lime FGD | Low NOx Burner Technology (Dry Bottom only) | Baghouse |  | 1985-05-21 | Operating | 3050 | 2 (267) | 8224 2 | 267
NY | Astoria Generating Station | 8906 | 20 |  | 2023 | ARP, CSNOX, CSOSG3, CSSO2G1, RGGI | 601740 | 2 |  | Queens County | NY081 | 81 | Electric Utility | 40.7869 | -73.9122 | Astoria Generating Company, LP (Owner),Astoria Operating Services, Inc. (Operator) | Phase 2 |  | Dry bottom wall-fired boiler | Pipeline Natural Gas | [5 empty] | 1953-01-01 | Operating | 2300 | 2 (200) | 8906 20 | 200
NY | Astoria Generating Station | 8906 | 31RH | CP30 | 2023 | ARP, CSNOX, CSOSG3, CSSO2G1, RGGI | 601740 | 2 |  | Queens County | NY081 | 81 | Electric Utility | 40.7869 | -73.9122 | Astoria Generating Company, LP (Owner),Astoria Operating Services, Inc. (Operator) | Phase 2 |  | Dry bottom wall-fired boiler | Pipeline Natural Gas | Diesel Oil |  |  |  |  | 1958-09-01 | Operating | 3984 | 3 (376.2) | 8906 31RH | 376.2
NY | Astoria Generating Station | 8906 | 32SH | CP30 | 2023 | ARP, CSNOX, CSOSG3, CSSO2G1, RGGI | 601740 | 2 |  | Queens County | NY081 | 81 | Electric Utility | 40.7869 | -73.9122 | Astoria Generating Company, LP (Owner),Astoria Operating Services, Inc. (Operator) | Phase 2 |  | Dry bottom wall-fired boiler | Pipeline Natural Gas | Diesel Oil |  |  |  |  | 1958-09-01 | Operating | 3984 | 3 (376.2) | 8906 32SH | 376.2
NY | Astoria Generating Station | 8906 | 51RH | CP50 | 2023 | ARP, CSNOX, CSOSG3, CSSO2G1, RGGI | 601740 | 2 |  | Queens County | NY081 | 81 | Electric Utility | 40.7869 | -73.9122 | Astoria Generating Company, LP (Owner),Astoria Operating Services, Inc. (Operator) | Phase 2 |  | Tangentially-fired | Pipeline Natural Gas | Diesel Oil |  |  |  |  | 1962-05-01 | Operating | 4094 | ST5 (387.2) | 8906 51RH | 387.2
NY | Astoria Generating Station | 8906 | 52SH | CP50 | 2023 | ARP, CSNOX, CSOSG3, CSSO2G1, RGGI | 601740 | 2 |  | Queens County | NY081 | 81 | Electric Utility | 40.7869 | -73.9122 | Astoria Generating Company, LP (Owner),Astoria Operating Services, Inc. (Operator) | Phase 2 |  | Tangentially-fired | Pipeline Natural Gas | Diesel Oil |  |  |  |  | 1962-05-01 | Operating | 4094 | ST5 (387.2) | 8906 52SH | 387.2
NY | Astoria Generating Station | 8906 | CT0001 |  | 2023 | RGGI, SIPNOX | 601740 | 2 |  | Queens County | NY081 | 81 | Electric Utility | 40.7869 | -73.9122 | Astoria Generating Company, LP (Owner),Astoria Operating Services, Inc. (Operator) |  |  | Combustion turbine | Pipeline Natural Gas | [5 empty] | 1967-07-01 | Operating | 243 | 1 (15) | 8906 CT0001 | 15
DE | Energy Center Dover LLC | 10030 | 2 |  | 2023 | ARP, RGGI, SIPNOX | 606162 (Ended Jan 24, 2023), 607793 (Started Jan 24, 2023) | 3 |  | Kent County | DE001 | 1 | Electric Utility | 39.1467 | -75.5461 | Energy Center Dover LLC (Owner) (Ended Mar 14, 2023),Cartier Energy, LLC (Owner) (Started Mar 14, 2023),DCO Operations, LLC (Operator) | Phase 2 |  | Combined cycle | Pipeline Natural Gas |  |  | Selective Catalytic Reduction,Water Injection |  |  | 2001-06-01 | Operating | 655 | KD-1 (50), COG1 (18) | 10030 2 | 68 | Y
DE | Energy Center Dover LLC | 10030 | 3 |  | 2023 | ARP, RGGI, SIPNOX | 606162 (Ended Jan 24, 2023), 607793 (Started Jan 24, 2023) | 3 |  | Kent County | DE001 | 1 | Electric Utility | 39.1467 | -75.5461 | Energy Center Dover LLC (Owner) (Ended Mar 14, 2023),Cartier Energy, LLC (Owner) (Started Mar 14, 2023),DCO Operations, LLC (Operator) | Phase 2 |  | Combustion turbine | Pipeline Natural Gas | Diesel Oil |  | Water Injection |  |  | 2001-06-01 | Operating | 530 | KD-2 (50) | 10030 3 | 50
CA | Calpine Gilroy Cogen, LP | 10034 | S-100 |  | 2023 | ARP | 602696 | 9 |  | Santa Clara County | CA085 | 85 | Cogeneration | 37.0001 | -121.5367 | Calpine Corporation (Owner),Calpine Corporation (Operator) | Phase 2 |  | Combined cycle | Pipeline Natural Gas |  |  | Dry Low NOx Burners |  |  | 1987-09-01 | Operating | 1085 | GEN2 (40), GEN1 (90) | 10034 S-100 | 130
MN | Taconite Harbor Energy Center | 10075 | 1 |  | 2023 | ARP, CSNOX, CSSO2G2, MATS | 610522 | 5 | MAPP | Cook County | MN031 | 31 | Electric Utility | 47.5314 | -90.9111 | Minnesota Power, Inc. (Owner),Minnesota Power, Inc. (Operator) | Phase 2 | Phase 2 Group 1 | Tangentially-fired | Coal |  | Other | Overfire Air,Selective Non-catalytic Reduction | Electrostatic Precipitator |  | 2002-05-10 | Operating (Retired 03/31/2023) | 900 | GEN1 (84) | 10075 1 | 84 | Y
MN | Taconite Harbor Energy Center | 10075 | 2 |  | 2023 | ARP, CSNOX, CSSO2G2, MATS | 610522 | 5 | MAPP | Cook County | MN031 | 31 | Electric Utility | 47.5314 | -90.9111 | Minnesota Power, Inc. (Owner),Minnesota Power, Inc. (Operator) | Phase 2 | Phase 2 Group 1 | Tangentially-fired | Coal |  | Other | Overfire Air,Selective Non-catalytic Reduction | Electrostatic Precipitator |  | 2002-02-01 | Operating (Retired 03/31/2023) | 900 | GEN2 (84) | 10075 2 | 84 | Y
PA | Gilberton Power Company | 10113 | 31 | CS001 | 2023 | ARP, CSNOX, CSOSG3, CSSO2G1, MATS, RGGI | 608145 | 3 |  | Schuylkill County | PA107 | 107 | Cogeneration | 40.79 | -76.1984 | Gilberton Power Company (Owner),Gilberton Power Company (Operator) | Phase 2 |  | Circulating fluidized bed boiler | Coal Refuse |  | Fluidized Bed Limestone Injection | Overfire Air | Baghouse |  | 1988-10-01 | Operating | 550 | GEN1 (88.4) | 10113 31 | 88.4
PA | Gilberton Power Company | 10113 | 32 | CS001 | 2023 | ARP, CSNOX, CSOSG3, CSSO2G1, MATS, RGGI | 608145 | 3 |  | Schuylkill County | PA107 | 107 | Cogeneration | 40.79 | -76.1984 | Gilberton Power Company (Owner),Gilberton Power Company (Operator) | Phase 2 |  | Circulating fluidized bed boiler | Coal Refuse |  | Fluidized Bed Limestone Injection | Overfire Air | Baghouse |  | 1988-10-01 | Operating | 550 | GEN1 (88.4) | 10113 32 | 88.4
PA | Colver Green Energy | 10143 | AAB01 |  | 2023 | ARP, CSNOX, CSOSG3, CSSO2G1, MATS, RGGI | 609870 | 3 | MAAC | Cambria County | PA021 | 21 | Electric Utility | 40.55 | -78.8 | Generation Holdings LP (Owner),Colver Green Energy LLC (Operator) | Phase 2 |  | Circulating fluidized bed boiler | Coal Refuse |  | Dry Lime FGD | Ammonia Injection | Baghouse |  | 1995-05-16 | Operating | 1400 | COLV (118) | 10143 AAB01 | 118
WV | Grant Town Power Plant | 10151 | 1A | CS1 | 2023 | CSNOX, CSOSG2E, CSSO2G1, MATS | 2894 | 3 |  | Marion County | WV049 | 49 | Small Power Producer | 39.5611 | -80.1642 | American Bituminous Power Partners (Owner),Edison Mission Operation & Maintenance (Operator) |  |  | Circulating fluidized bed boiler | Coal Refuse |  | Fluidized Bed Limestone Injection | Selective Non-catalytic Reduction,Combustion Modification/Fuel Reburning | Baghouse |  | 1993-04-01 | Operating | 866.5 | GEN1 (95.7) | 10151 1A | 95.7 | Y
WV | Grant Town Power Plant | 10151 | 1B | CS1 | 2023 | CSNOX, CSOSG2E, CSSO2G1, MATS | 2894 | 3 |  | Marion County | WV049 | 49 | Small Power Producer | 39.5611 | -80.1642 | American Bituminous Power Partners (Owner),Edison Mission Operation & Maintenance (Operator) |  |  | Circulating fluidized bed boiler | Coal Refuse |  | Fluidized Bed Limestone Injection | Selective Non-catalytic Reduction,Combustion Modification/Fuel Reburning | Baghouse |  | 1993-04-01 | Operating | 866.5 | GEN1 (95.7) | 10151 1B | 95.7 | Y
TX | Power Island | 10154 | 1 |  | 2023 | ARP, CSOSG2 | 608794 | 6 |  | Brazoria County | TX039 | 39 | Cogeneration | 29.2293 | -95.1952 | INEOS USA LLC (Owner),INEOS USA LLC (Operator) | Phase 2 |  | Combustion turbine | [6 empty] | 2018-12-01 | Future |  | GEN2 (50) | 10154 1 | 50
TX | Power Island | 10154 | 2 |  | 2023 | ARP, CSOSG2 | 608794 | 6 |  | Brazoria County | TX039 | 39 | Cogeneration | 29.2293 | -95.1952 | INEOS USA LLC (Owner),INEOS USA LLC (Operator) | Phase 2 |  | Combustion turbine | [6 empty] | 2018-12-01 | Future |  | GEN3 (50) | 10154 2 | 50
CA | Fresno Cogeneration Partners, LP | 10156 | GEN1 |  | 2023 | ARP | 602281 | 9 |  | Fresno County | CA019 | 19 | Electric Utility | 36.6183 | -120.1 | Fresno Cogeneration Partners, LP (Owner),Wellhead Electric Company, Inc (Operator) | Phase 2 |  | Combined cycle | Pipeline Natural Gas |  |  | Water Injection,Selective Catalytic Reduction |  |  | 2005-01-17 | Operating | 495 | GEN4 (71.2), GEN2 (12.5) | 10156 GEN1 | 83.7 | Y
CA | Carson Cogeneration Company | 10169 | D1 |  | 2023 | ARP | 608976 | 9 |  | Los Angeles County | CA037 | 37 | Electric Utility | 33.8759 | -118.2491 | Carson Cogeneration Company (Owner),Energy Holdings (Operator) | Phase 2 |  | Combined cycle | Pipeline Natural Gas |  |  | Water Injection,Selective Catalytic Reduction |  |  | 2003-11-20 | Operating | 453 | GEN1 (45.3), GEN2 (10.5) | 10169 D1 | 55.8 | Y
MA | MBTA South Boston Power Facility | 10176 | A |  | 2023 | RGGI, SIPNOX | 609738 (Ended Apr 27, 2023), 610656 (Started Apr 27, 2023) | 1 | NPCC | Suffolk County | MA025 | 25 | Electric Utility | 42.3414 | -71.0311 | Massachusetts Bay Transportation Authority (Owner),Massachusetts Bay Transportation Authority (Operator) |  |  | Combustion turbine | Other Oil |  |  | Water Injection |  |  | 1979-07-01 | Operating | 396 | 6 (69) | 10176 A | 69
MA | MBTA South Boston Power Facility | 10176 | B |  | 2023 | RGGI, SIPNOX | 609738 (Ended Apr 27, 2023), 610656 (Started Apr 27, 2023) | 1 | NPCC | Suffolk County | MA025 | 25 | Electric Utility | 42.3414 | -71.0311 | Massachusetts Bay Transportation Authority (Owner),Massachusetts Bay Transportation Authority (Operator) |  |  | Combustion turbine | Other Oil |  |  | Water Injection |  |  | 1979-07-01 | Operating | 396 | 6 (69) | 10176 B | 69
NY | Castleton Power, LLC | 10190 | 1 |  | 2023 | ARP, CSNOX, CSOSG3, CSSO2G1, RGGI | 2616 | 2 | NPCC | Rensselaer County | NY083 | 83 | Electric Utility | 42.5375 | -73.7433 | Castleton Power, LLC (Owner),Castleton Energy Services (Operator) | Phase 2 |  | Combined cycle | Pipeline Natural Gas | Diesel Oil |  | Steam Injection |  |  | 1992-09-01 | Operating | 670 | GEN2 (25), GEN1 (47) | 10190 1 | 72
CA | King City Power Plant | 10294 | 2 |  | 2023 | ARP | 602696 | 9 |  | Monterey County | CA053 | 53 | Electric Utility | 36.225 | -121.1278 | Gilroy Energy Center, LLC (Owner),Calpine Operating Services Company, Inc. (Operator) | Phase 2 |  | Combustion turbine | Pipeline Natural Gas |  |  | Dry Low NOx Burners,Water Injection,Ammonia Injection,Selective Catalytic Reduction |  |  | 2001-09-30 | Operating | 500 | CTG1 (47.3) | 10294 2 | 47.3 | Y
CA | King City Power Plant | 10294 | GTG |  | 2023 | ARP | 602696 | 9 |  | Monterey County | CA053 | 53 | Electric Utility | 36.225 | -121.1278 | Calpine King City Cogen, LLC (Owner),Calpine Operating Services Company, Inc. (Operator) | Phase 2 |  | Combined cycle | Pipeline Natural Gas |  |  | Dry Low NOx Burners,Selective Catalytic Reduction |  |  | 1989-02-01 | Operating | 1022 | STG (42.4), GTG (90.8) | 10294 GTG | 133.2 | Y
MA | Bellingham | 10307 | 1 | CP1, CS1 | 2023 | ARP, RGGI, SIPNOX | 610478 | 1 |  | Norfolk County | MA021 | 21 | Electric Utility | 42.0925 | -71.4833 | Northeast Energy Associates, LP (Owner),Northeast Energy Associates, LP (Operator) | Phase 2 |  | Combined cycle | Pipeline Natural Gas | Diesel Oil |  | Steam Injection |  |  | 1991-09-15 | Operating | 1433 | CT1 (128.7), ST1 (128.7) | 10307 1 | 193.05
MA | Bellingham | 10307 | 2 | CP1, CS1 | 2023 | ARP, RGGI, SIPNOX | 610478 | 1 |  | Norfolk County | MA021 | 21 | Electric Utility | 42.0925 | -71.4833 | Northeast Energy Associates, LP (Owner),Northeast Energy Associates, LP (Operator) | Phase 2 |  | Combined cycle | Pipeline Natural Gas | Diesel Oil |  | Steam Injection |  |  | 1991-09-15 | Operating | 1433 | ST1 (128.7), CT2 (128.7) | 10307 2 | 193.05
NJ | Sayreville Power LP | 10308 | 1001 |  | 2023 | ARP, CSNOX, CSOSG3, CSSO2G1, RGGI | 603383 | 2 |  | Middlesex County | NJ023 | 23 | Cogeneration | 40.439 | -74.3444 | Sayreville Power LP (Owner),Sayreville Power LP (Operator) | Phase 2 |  | Combined cycle | Pipeline Natural Gas |  |  | Steam Injection |  |  | 1991-08-13 | Operating | 1400 | ST1 (143.4), CT1 (143.4) | 10308 1001 | 215.1
NJ | Sayreville Power LP | 10308 | 1002 |  | 2023 | ARP, CSNOX, CSOSG3, CSSO2G1, RGGI | 603383 | 2 |  | Middlesex County | NJ023 | 23 | Cogeneration | 40.439 | -74.3444 | Sayreville Power LP (Owner),Sayreville Power LP (Operator) | Phase 2 |  | Combined cycle | Pipeline Natural Gas |  |  | Steam Injection |  |  | 1991-08-13 | Operating | 1400 | ST1 (143.4), CT2 (143.4) | 10308 1002 | 215.1
PA | Mt. Carmel Cogeneration | 10343 | SG-101 |  | 2023 | ARP, CSNOX, CSOSG3, CSSO2G1, MATS, RGGI | 600910 (Ended Sep 27, 2023), 609034 (Started Sep 27, 2023) | 3 |  | Northumberland County | PA097 | 97 | Cogeneration | 40.8092 | -76.4539 | Mt. Carmel Cogeneration, Inc. (Owner),Mt. Carmel Cogeneration, Inc. (Operator) | Phase 2 |  | Circulating fluidized bed boiler | Coal Refuse |  | Fluidized Bed Limestone Injection |  | Baghouse |  | 1990-09-30 | Operating | 624 | TG1 (46) | 10343 SG-101 | 46
CA | Yuba City Energy Center | 10349 | 2 |  | 2023 | ARP | 606775 | 9 |  | Sutter County | CA101 | 101 | Electric Utility | 39.1365 | -121.6397 | Calpine Corporation (Owner),Calpine Corporation (Operator) | Phase 2 |  | Combustion turbine | Pipeline Natural Gas |  |  | Water Injection,Selective Catalytic Reduction |  |  | 2002-06-16 | Operating | 500 | GEN1 (49.5) | 10349 2 | 49.5 | Y
CA | Greenleaf One | 10350 | CTGA |  | 2023 | ARP | 606775 | 9 |  | Sutter County | CA101 | 101 | Electric Utility | 39.0536 | -121.6942 | California Department of Water Resources (Owner),Calpine Greenleaf Holdings, Inc. (Operator) | Phase 2 |  | Combustion turbine | Pipeline Natural Gas |  |  | Water Injection,Selective Catalytic Reduction |  |  | 2021-09-17 | Operating | 366.1 | CTGA (34.9) | 10350 CTGA | 34.9 | Y
CA | Greenleaf One | 10350 | CTGB |  | 2023 | ARP | 606775 | 9 |  | Sutter County | CA101 | 101 | Electric Utility | 39.0536 | -121.6942 | California Department of Water Resources (Owner),Calpine Greenleaf Holdings, Inc. (Operator) | Phase 2 |  | Combustion turbine | Pipeline Natural Gas |  |  | Water Injection,Selective Catalytic Reduction |  |  | 2021-09-18 | Operating | 366.1 | CTGB (34.9) | 10350 CTGB | 34.9 | Y
CA | Kingsburg Cogen Facility | 10405 | 1 |  | 2023 | ARP | 608375 | 9 |  | Fresno County | CA019 | 19 | Electric Utility | 36.547 | -119.578 | KES Kingsburg, LP (Owner),KES Kingsburg, LP (Operator) | Phase 2 |  | Combined cycle | Pipeline Natural Gas |  |  | Selective Catalytic Reduction |  |  | 1991-04-07 | Operating | 425 | GEN1 (23.1), GEN2 (13.1) | 10405 1 | 36.2 | Y
NY | Black River Generation, LLC | 10464 | E0001 | CS-1 | 2023 | CSNOX, CSOSG3, CSSO2G1, RGGI | 606650 | 2 | NPCC | Jefferson County | NY045 | 45 | Electric Utility | 44.0361 | -75.7712 | Black River Generation, LLC (Owner),Black River Generation, LLC (Operator) |  |  | Circulating fluidized bed boiler | Wood | Other Solid Fuel, Petroleum Coke, Tire Derived Fuel |  |  | Baghouse |  | 1991-11-01 | Operating | 288 | GEN1 (55.5) | 10464 E0001 | 55.5
NY | Black River Generation, LLC | 10464 | E0002 | CS-1 | 2023 | CSNOX, CSOSG3, CSSO2G1, RGGI | 606650 | 2 | NPCC | Jefferson County | NY045 | 45 | Electric Utility | 44.0361 | -75.7712 | Black River Generation, LLC (Owner),Black River Generation, LLC (Operator) |  |  | Circulating fluidized bed boiler | Wood | Other Solid Fuel, Petroleum Coke, Tire Derived Fuel |  |  | Baghouse |  | 1991-11-01 | Operating | 288 | GEN1 (55.5) | 10464 E0002 | 55.5
NY | Black River Generation, LLC | 10464 | E0003 | CS-1 | 2023 | CSNOX, CSOSG3, CSSO2G1, RGGI | 606650 | 2 | NPCC | Jefferson County | NY045 | 45 | Electric Utility | 44.0361 | -75.7712 | Black River Generation, LLC (Owner),Black River Generation, LLC (Operator) |  |  | Circulating fluidized bed boiler | Wood | Other Solid Fuel, Petroleum Coke, Tire Derived Fuel |  |  | Baghouse |  | 1991-11-01 | Operating | 288 | GEN1 (55.5) | 10464 E0003 | 55.5
NC | Craven County Wood Energy | 10525 | ES5A |  | 2023 | ARP, CSNOX, CSSO2G1, SIPNOX | 610325 (Ended Nov 21, 2023), 610840 (Started Nov 21, 2023) | 4 | SERC | Craven County | NC049 | 49 | Electric Utility | 35.1285 | -77.17 | Decker Energy (Owner),Hydra-Co Enterprises, Inc (Owner),Craven County Wood Energy, LP (Operator) (Ended Nov 21, 2023),CMS Enterprises Co. (Operator) (Started Nov 21, 2023) | Phase 2 |  | Stoker | Wood | Other Solid Fuel |  |  | Electrostatic Precipitator |  | 1990-10-16 | Operating | 990 | 1UNI (50) | 10525 ES5A | 50
CT | Algonquin Power Windsor Locks, LLC | 10567 | GT1 |  | 2023 | RGGI, SIPNOX | 609011 (Ended Jun 15, 2023), 607688 (Started Jun 15, 2023) | 1 |  | Hartford County | CT003 | 3 | Cogeneration | 41.9227 | -72.6255 | Algonquin Power Windsor Locks, LLC (Owner),Algonquin Power Windsor Locks, LLC (Operator) |  |  | Combined cycle | Pipeline Natural Gas | Residual Oil |  | Steam Injection |  |  | 1990-04-14 | Operating | 555.2 | GTG (40), STG (16) | 10567 GT1 | 56
PA | Ebensburg Power Company | 10603 | 31 |  | 2023 | ARP, CSNOX, CSOSG3, CSSO2G1, MATS, RGGI | 609246 | 3 | MAAC | Cambria County | PA021 | 21 | Cogeneration | 40.455 | -78.7472 | Ebensburg Power Company (Owner),Ebensburg Power Company (Operator) | Phase 2 |  | Circulating fluidized bed boiler | Coal |  | Fluidized Bed Limestone Injection |  | Baghouse |  | 1991-05-12 | Operating | 930 | GEN1 (57.6) | 10603 31 | 57.6
NY | Beaver Falls, LLC | 10617 | 1 |  | 2023 | CSNOX, CSOSG3, CSSO2G1, RGGI | 610340 | 2 |  | Lewis County | NY049 | 49 | Cogeneration | 43.8861 | -75.4342 | SBF LLC (Owner),SBF LLC (Operator) |  |  | Combined cycle | Pipeline Natural Gas | Diesel Oil |  | Selective Catalytic Reduction,Steam Injection |  |  | 1995-01-01 | Operating | 812 | GEN2 (42.3), GEN1 (65.5) | 10617 1 | 107.8 | Y
NY | Allegany Station No. 133 | 10619 | 1 |  | 2023 | ARP, CSNOX, CSOSG3, CSSO2G1, RGGI | 2129 | 2 | NPCC | Allegany County | NY003 | 3 | Electric Utility | 42.5083 | -78.0661 | Allegany Generating Station (Owner),Allegany Generating Station (Operator) | Phase 2 |  | Combined cycle | Pipeline Natural Gas |  |  | Water Injection,Selective Catalytic Reduction |  |  | 1996-02-13 | Operating | 540 | 2 (25), 1 (42) | 10619 1 | 67 | Y
NY | Carthage Energy | 10620 | 1 |  | 2023 | ARP, CSNOX, CSOSG3, CSSO2G1, RGGI | 2129 | 2 | NPCC | Jefferson County | NY045 | 45 | Cogeneration | 43.9842 | -75.6225 | Carthage Energy, LLC (Owner),Wood Group Power Operations, Inc. (Operator) | Phase 2 |  | Combined cycle | Pipeline Natural Gas | Diesel Oil |  | Steam Injection |  |  | 1991-11-01 | Operating | 583 | GEN1 (41), GEN2 (22) | 10620 1 | 63
NY | Syracuse, LLC | 10621 | 1 |  | 2023 | ARP, CSNOX, CSOSG3, CSSO2G1, RGGI | 610340 | 2 | NPCC | Onondaga County | NY067 | 67 | Electric Utility | 43.0667 | -76.2246 | SBF LLC (Owner),SBF LLC (Operator) | Phase 2 |  | Combined cycle | Pipeline Natural Gas | Diesel Oil |  | Selective Catalytic Reduction,Steam Injection |  |  | 1994-02-01 | Operating | 800 | GEN1 (65.5), GEN2 (37.2) | 10621 1 | 37.2 | Y
VA | Hopewell Cogeneration Facility | 10633 | 1 |  | 2023 | CSNOX, CSOSG3, CSSO2G1, RGGI | 603383 | 3 | SERC | Hopewell city | VA670 | 670 | Cogeneration | 37.2914 | -77.2821 | Hopewell Power Generation, LLC (Owner),Hopewell Power Generation, LLC (Operator) |  |  | Combined cycle | Pipeline Natural Gas | Diesel Oil |  | Steam Injection |  |  | 1990-08-01 | Operating | 1517 | ST1 (96), GT1 (89) | 10633 1 | 121
VA | Hopewell Cogeneration Facility | 10633 | 2 |  | 2023 | CSNOX, CSOSG3, CSSO2G1, RGGI | 603383 | 3 | SERC | Hopewell city | VA670 | 670 | Cogeneration | 37.2914 | -77.2821 | Hopewell Power Generation, LLC (Owner),Hopewell Power Generation, LLC (Operator) |  |  | Combined cycle | Pipeline Natural Gas | Diesel Oil |  | Steam Injection |  |  | 1990-08-01 | Operating | 1517 | GT2 (89), ST1 (96) | 10633 2 | 121
VA | Hopewell Cogeneration Facility | 10633 | 3 |  | 2023 | CSNOX, CSOSG3, CSSO2G1, RGGI | 603383 | 3 | SERC | Hopewell city | VA670 | 670 | Cogeneration | 37.2914 | -77.2821 | Hopewell Power Generation, LLC (Owner),Hopewell Power Generation, LLC (Operator) |  |  | Combined cycle | Pipeline Natural Gas | Diesel Oil |  | Steam Injection |  |  | 1990-08-01 | Operating | 1517 | GT3 (89), ST1 (96) | 10633 3 | 121
CA | Bear Mountain Limited | 10649 | GT1 |  | 2023 | ARP | 606765 | 9 |  | Kern County | CA029 | 29 | Electric Utility | 35.4192 | -118.9266 | ContourGlobal (Owner),ContourGlobal (Operator) | Phase 2 |  | Combustion turbine | Pipeline Natural Gas |  |  | Selective Catalytic Reduction |  |  | 1995-04-24 | Operating | 435 | GEN1 (46) | 10649 GT1 | 46 | Y
CA | Badger Creek Limited | 10650 | GT1 |  | 2023 | ARP | 606765 | 9 |  | Kern County | CA029 | 29 | Electric Utility | 35.4837 | -119.0299 | ContourGlobal (Owner),ContourGlobal (Operator) | Phase 2 |  | Combustion turbine | Pipeline Natural Gas |  |  | Selective Catalytic Reduction |  |  | 1991-04-19 | Operating | 432 | GEN1 (46) | 10650 GT1 | 46 | Y
OK | River Valley | 10671 | 1A | CS1 | 2023 | ARP, CSOSG2, MATS | 603925 | 6 |  | Le Flore County | OK079 | 79 | Electric Utility | 35.1931 | -94.6458 | Oklahoma Gas & Electric Company (Owner),Oklahoma Gas & Electric Company (Operator) | Phase 2 |  | Circulating fluidized bed boiler | Coal |  | Fluidized Bed Limestone Injection |  |  |  | 1990-01-15 | Operating | 1500 | GEN1 (175) | 10671 1A | 175
OK | River Valley | 10671 | 1B | CS1 | 2023 | ARP, CSOSG2, MATS | 603925 | 6 |  | Le Flore County | OK079 | 79 | Electric Utility | 35.1931 | -94.6458 | Oklahoma Gas & Electric Company (Owner),Oklahoma Gas & Electric Company (Operator) | Phase 2 |  | Circulating fluidized bed boiler | Coal |  | Fluidized Bed Limestone Injection |  |  |  | 1990-01-15 | Operating | 1500 | GEN1 (175) | 10671 1B | 175
OK | River Valley | 10671 | 2A | CS1 | 2023 | ARP, CSOSG2, MATS | 603925 | 6 |  | Le Flore County | OK079 | 79 | Electric Utility | 35.1931 | -94.6458 | Oklahoma Gas & Electric Company (Owner),Oklahoma Gas & Electric Company (Operator) | Phase 2 |  | Circulating fluidized bed boiler | Coal |  | Fluidized Bed Limestone Injection |  |  |  | 1990-01-15 | Operating | 1500 | GEN2 (175) | 10671 2A | 175
OK | River Valley | 10671 | 2B | CS1 | 2023 | ARP, CSOSG2, MATS | 603925 | 6 |  | Le Flore County | OK079 | 79 | Electric Utility | 35.1931 | -94.6458 | Oklahoma Gas & Electric Company (Owner),Oklahoma Gas & Electric Company (Operator) | Phase 2 |  | Circulating fluidized bed boiler | Coal |  | Fluidized Bed Limestone Injection |  |  |  | 1990-01-15 | Operating | 1500 | GEN2 (175) | 10671 2B | 175
MD | AES Warrior Run | 10678 | 1 |  | 2023 | ARP, CSNOX, CSOSG3, CSSO2G1, MATS, RGGI | 605554 (Ended Oct 09, 2023), 608660 (Started Oct 09, 2023) | 3 |  | Allegany County | MD001 | 1 | Cogeneration | 39.5944 | -78.7456 | AES Corporation (Owner),AES Corporation (Operator) | Phase 2 |  | Circulating fluidized bed boiler | Coal | Diesel Oil | Fluidized Bed Limestone Injection | Ammonia Injection,Selective Non-catalytic Reduction | Baghouse |  | 2000-02-10 | Operating | 2350 | GEN1 (229) | 10678 1 | 229 | Y
CO | Brush Power Projects | 10682 | GT2 |  | 2023 | ARP | 610373 | 8 | WECC | Morgan County | CO087 | 87 | Electric Utility | 40.2415 | -103.631 | Colorado Power Partnership (Owner),Colorado Energy Management, LLC (Operator) | Phase 2 |  | Combustion turbine | Pipeline Natural Gas |  |  | Water Injection |  |  | 2000-05-29 | Operating | 734 | GT2 (25) | 10682 GT2 | 25
CO | Brush Power Projects | 10682 | GT4 | MS4A, MS4B | 2023 | ARP | 610373 | 8 | WECC | Morgan County | CO087 | 87 | Electric Utility | 40.2415 | -103.631 | BIV Generation Company, LLC (Owner),Colorado Energy Management, LLC (Operator) | Phase 2 |  | Combined cycle | Pipeline Natural Gas |  |  | Water Injection |  |  | 2001-02-19 | Operating | 843 | GT4 (23.8), ST4 (90) | 10682 GT4 | 68.8
CO | Brush Power Projects | 10682 | GT5 | MS5A, MS5B | 2023 | ARP | 610373 | 8 | WECC | Morgan County | CO087 | 87 | Electric Utility | 40.2415 | -103.631 | BIV Generation Company, LLC (Owner),Colorado Energy Management, LLC (Operator) | Phase 2 |  | Combined cycle | Pipeline Natural Gas |  |  | Water Injection |  |  | 2001-02-19 | Operating | 845 | ST4 (90), GT5 (23.8) | 10682 GT5 | 68.8
NY | Selkirk Cogen Partners | 10725 | CTG101 |  | 2023 | ARP, CSNOX, CSOSG3, CSSO2G1, RGGI | 609450 | 2 |  | Albany County | NY001 | 1 | Cogeneration | 42.5744 | -73.8592 | Selkirk Cogen Partners, LP (Owner),Selkirk Cogen Partners, LP (Operator) | Phase 2 |  | Combined cycle | Pipeline Natural Gas | Diesel Oil |  | Steam Injection |  |  | 1992-04-17 | Operating | 1215 | GEN2 (12), GEN1 (95.2) | 10725 CTG101 | 107.2
NY | Selkirk Cogen Partners | 10725 | CTG201 |  | 2023 | ARP, CSNOX, CSOSG3, CSSO2G1, RGGI | 609450 | 2 |  | Albany County | NY001 | 1 | Cogeneration | 42.5744 | -73.8592 | Selkirk Cogen Partners, LP (Owner),Selkirk Cogen Partners, LP (Operator) | Phase 2 |  | Combined cycle | Pipeline Natural Gas | Diesel Oil |  | Selective Catalytic Reduction,Steam Injection |  |  | 1994-09-01 | Operating | 1259 | GEN3 (95.2), GEN5 (148.4) | 10725 CTG201 | 169.4 | Y
NY | Selkirk Cogen Partners | 10725 | CTG301 |  | 2023 | ARP, CSNOX, CSOSG3, CSSO2G1, RGGI | 609450 | 2 |  | Albany County | NY001 | 1 | Cogeneration | 42.5744 | -73.8592 | Selkirk Cogen Partners, LP (Owner),Selkirk Cogen Partners, LP (Operator) | Phase 2 |  | Combined cycle | Pipeline Natural Gas | Diesel Oil |  | Selective Catalytic Reduction,Steam Injection |  |  | 1994-09-01 | Operating | 1250 | GEN5 (148.4), GEN4 (95.5) | 10725 CTG301 | 169.4 | Y
MA | MASSPOWER | 10726 | 1 |  | 2023 | ARP, RGGI, SIPNOX | 603383 | 1 | NPCC | Hampden County | MA013 | 13 | Cogeneration | 42.156 | -72.5292 | MASSPOWER, LLC (Owner),MASSPOWER, LLC (Operator) | Phase 2 |  | Combined cycle | Pipeline Natural Gas | Diesel Oil |  | Selective Catalytic Reduction,Steam Injection |  |  | 1993-07-31 | Operating | 1250 | GEN1 (87), GEN3 (72) | 10726 1 | 123 | Y
MA | MASSPOWER | 10726 | 2 |  | 2023 | ARP, RGGI, SIPNOX | 603383 | 1 | NPCC | Hampden County | MA013 | 13 | Cogeneration | 42.156 | -72.5292 | MASSPOWER, LLC (Owner),MASSPOWER, LLC (Operator) | Phase 2 |  | Combined cycle | Pipeline Natural Gas | Diesel Oil |  | Selective Catalytic Reduction,Steam Injection |  |  | 1993-07-31 | Operating | 1250 | GEN2 (87), GEN3 (72) | 10726 2 | 123 | Y
WV | Morgantown Energy Facility | 10743 | CFB1 | CP1, CS1 | 2023 | CSNOX, CSOSG2E, CSSO2G1 | 608848 (Ended Oct 17, 2023), 602378 (Started Oct 17, 2023) | 3 |  | Monongalia County | WV061 | 61 | Cogeneration | 39.6397 | -79.9606 | Morgantown Energy Associates (Owner),Morgantown Energy Associates (Operator) |  |  | Circulating fluidized bed boiler | Pipeline Natural Gas |  |  |  | Baghouse |  | 1992-04-14 | Operating | 138.6 | GEN1 (69) | 10743 CFB1 | 69
WV | Morgantown Energy Facility | 10743 | CFB2 | CP1, CS1 | 2023 | CSNOX, CSOSG2E, CSSO2G1 | 608848 (Ended Oct 17, 2023), 602378 (Started Oct 17, 2023) | 3 |  | Monongalia County | WV061 | 61 | Cogeneration | 39.6397 | -79.9606 | Morgantown Energy Associates (Owner),Morgantown Energy Associates (Operator) |  |  | Circulating fluidized bed boiler | Pipeline Natural Gas |  |  |  | Baghouse |  | 1992-04-14 | Operating | 138.6 | GEN1 (69) | 10743 CFB2 | 69
MI | Midland Cogeneration Venture | 10745 | 3 |  | 2023 | CSNOX, CSOSG3, CSSO2G1 | 602307 | 5 |  | Midland County | MI111 | 111 | Cogeneration | 43.5861 | -84.2242 | Midland Cogeneration Venture, LP (Owner),Midland Cogeneration Venture, LP (Operator) |  |  | Combined cycle | Pipeline Natural Gas |  |  | Steam Injection |  |  | 1990-03-01 | Operating | 1175 | GT3 (87.2), BP15 (13.5), ST1 (410) | 10745 3 | 110.7278
MI | Midland Cogeneration Venture | 10745 | 4 |  | 2023 | CSNOX, CSOSG3, CSSO2G1 | 602307 | 5 |  | Midland County | MI111 | 111 | Cogeneration | 43.5861 | -84.2242 | Midland Cogeneration Venture, LP (Owner),Midland Cogeneration Venture, LP (Operator) |  |  | Combined cycle | Pipeline Natural Gas |  |  | Steam Injection |  |  | 1990-03-01 | Operating | 1175 | ST1 (410), GT4 (87.2), BP15 (13.5) | 10745 4 | 110.7278
MI | Midland Cogeneration Venture | 10745 | 5 |  | 2023 | CSNOX, CSOSG3, CSSO2G1 | 602307 | 5 |  | Midland County | MI111 | 111 | Cogeneration | 43.5861 | -84.2242 | Midland Cogeneration Venture, LP (Owner),Midland Cogeneration Venture, LP (Operator) |  |  | Combined cycle | Pipeline Natural Gas |  |  | Steam Injection |  |  | 1990-03-01 | Operating | 1175 | ST1 (410), GT5 (87.2), BP15 (13.5) | 10745 5 | 110.7278
MI | Midland Cogeneration Venture | 10745 | 6 |  | 2023 | CSNOX, CSOSG3, CSSO2G1 | 602307 | 5 |  | Midland County | MI111 | 111 | Cogeneration | 43.5861 | -84.2242 | Midland Cogeneration Venture, LP (Owner),Midland Cogeneration Venture, LP (Operator) |  |  | Combined cycle | Pipeline Natural Gas |  |  | Steam Injection |  |  | 1990-03-01 | Operating | 1175 | BP15 (13.5), GT6 (87.2), ST1 (410) | 10745 6 | 110.7278
MI | Midland Cogeneration Venture | 10745 | 7 |  | 2023 | CSNOX, CSOSG3, CSSO2G1 | 602307 | 5 |  | Midland County | MI111 | 111 | Cogeneration | 43.5861 | -84.2242 | Midland Cogeneration Venture, LP (Owner),Midland Cogeneration Venture, LP (Operator) |  |  | Combined cycle | Pipeline Natural Gas |  |  | Steam Injection |  |  | 1990-03-01 | Operating | 1175 | GT7 (87.2), ST1 (410), BP15 (13.5) | 10745 7 | 110.7278
MI | Midland Cogeneration Venture | 10745 | 8 |  | 2023 | CSNOX, CSOSG3, CSSO2G1 | 602307 | 5 |  | Midland County | MI111 | 111 | Cogeneration | 43.5861 | -84.2242 | Midland Cogeneration Venture, LP (Owner),Midland Cogeneration Venture, LP (Operator) |  |  | Combined cycle | Pipeline Natural Gas |  |  | Steam Injection |  |  | 1990-03-01 | Operating | 1175 | ST1 (410), GT8 (87.2), BP15 (13.5) | 10745 8 | 110.7278
MI | Midland Cogeneration Venture | 10745 | 9 |  | 2023 | CSNOX, CSOSG3, CSSO2G1 | 602307 | 5 |  | Midland County | MI111 | 111 | Cogeneration | 43.5861 | -84.2242 | Midland Cogeneration Venture, LP (Owner),Midland Cogeneration Venture, LP (Operator) |  |  | Combined cycle | Pipeline Natural Gas |  |  | Steam Injection |  |  | 1990-03-01 | Operating | 1400 | BP15 (13.5), GT9 (87.2), ST1 (410) | 10745 9 | 110.7278
MI | Midland Cogeneration Venture | 10745 | 10 |  | 2023 | CSNOX, CSOSG3, CSSO2G1 | 602307 | 5 |  | Midland County | MI111 | 111 | Cogeneration | 43.5861 | -84.2242 | Midland Cogeneration Venture, LP (Owner),Midland Cogeneration Venture, LP (Operator) |  |  | Combined cycle | Pipeline Natural Gas |  |  | Steam Injection |  |  | 1990-03-01 | Operating | 1400 | BP15 (13.5), GT10 (87.2), ST1 (410) | 10745 10 | 110.7278
MI | Midland Cogeneration Venture | 10745 | 11 |  | 2023 | CSNOX, CSOSG3, CSSO2G1 | 602307 | 5 |  | Midland County | MI111 | 111 | Cogeneration | 43.5861 | -84.2242 | Midland Cogeneration Venture, LP (Owner),Midland Cogeneration Venture, LP (Operator) |  |  | Combined cycle | Pipeline Natural Gas |  |  | Steam Injection |  |  | 1990-03-01 | Operating | 1400 | GT11 (87.2), ST1 (410), BP15 (13.5) | 10745 11 | 110.7278
MI | Midland Cogeneration Venture | 10745 | 12 |  | 2023 | CSNOX, CSOSG3, CSSO2G1 | 602307 | 5 |  | Midland County | MI111 | 111 | Cogeneration | 43.5861 | -84.2242 | Midland Cogeneration Venture, LP (Owner),Midland Cogeneration Venture, LP (Operator) |  |  | Combined cycle | Pipeline Natural Gas |  |  | Dry Low NOx Burners |  |  | 1990-03-01 | Operating | 1375 | GT12 (87.2), ST1 (410), BP15 (13.5) | 10745 12 | 110.7278
MI | Midland Cogeneration Venture | 10745 | 13 |  | 2023 | CSNOX, CSOSG3, CSSO2G1 | 602307 | 5 |  | Midland County | MI111 | 111 | Cogeneration | 43.5861 | -84.2242 | Midland Cogeneration Venture, LP (Owner),Midland Cogeneration Venture, LP (Operator) |  |  | Combined cycle | Pipeline Natural Gas |  |  | Steam Injection |  |  | 1990-04-01 | Operating | 1400 | ST1 (410), GT13 (87.2), BP15 (13.5) | 10745 13 | 110.7278
MI | Midland Cogeneration Venture | 10745 | 14 |  | 2023 | CSNOX, CSOSG3, CSSO2G1 | 602307 | 5 |  | Midland County | MI111 | 111 | Cogeneration | 43.5861 | -84.2242 | Midland Cogeneration Venture, LP (Owner),Midland Cogeneration Venture, LP (Operator) |  |  | Combined cycle | Pipeline Natural Gas |  |  | Steam Injection |  |  | 1990-05-01 | Operating | 1400 | BP15 (13.5), GT14 (87.2), ST1 (410) | 10745 14 | 110.7278
MI | Midland Cogeneration Venture | 10745 | 16 |  | 2023 | CSNOX, CSOSG3, CSSO2G1 | 602307 | 5 |  | Midland County | MI111 | 111 | Cogeneration | 43.5861 | -84.2242 | Midland Cogeneration Venture, LP (Owner),Midland Cogeneration Venture, LP (Operator) |  |  | Other boiler | Pipeline Natural Gas |  |  | Low NOx Burner Technology (Dry Bottom only) |  |  | 2008-10-15 | Operating | 370 | BP15 (13.5), ST1 (410) | 10745 16 | 23.5278
MI | Midland Cogeneration Venture | 10745 | 17 |  | 2023 | CSNOX, CSOSG3, CSSO2G1 | 602307 | 5 |  | Midland County | MI111 | 111 | Cogeneration | 43.5861 | -84.2242 | Midland Cogeneration Venture, LP (Owner),Midland Cogeneration Venture, LP (Operator) |  |  | Other boiler | Pipeline Natural Gas |  |  | Low NOx Burner Technology (Dry Bottom only) |  |  | 2008-10-15 | Operating | 370 | ST1 (410), BP15 (13.5) | 10745 17 | 23.5278
MI | Midland Cogeneration Venture | 10745 | 18 |  | 2023 | CSNOX, CSOSG3, CSSO2G1 | 602307 | 5 |  | Midland County | MI111 | 111 | Cogeneration | 43.5861 | -84.2242 | Midland Cogeneration Venture, LP (Owner),Midland Cogeneration Venture, LP (Operator) |  |  | Other boiler | Pipeline Natural Gas |  |  | Low NOx Burner Technology (Dry Bottom only) |  |  | 2008-10-15 | Operating | 370 | ST1 (410), BP15 (13.5) | 10745 18 | 23.5278
MI | Midland Cogeneration Venture | 10745 | 19 |  | 2023 | CSNOX, CSOSG3, CSSO2G1 | 602307 | 5 |  | Midland County | MI111 | 111 | Cogeneration | 43.5861 | -84.2242 | Midland Cogeneration Venture, LP (Owner),Midland Cogeneration Venture, LP (Operator) |  |  | Other boiler | Pipeline Natural Gas |  |  | Low NOx Burner Technology (Dry Bottom only) |  |  | 2008-10-15 | Operating | 370 | BP15 (13.5), ST1 (410) | 10745 19 | 23.5278
MI | Midland Cogeneration Venture | 10745 | 20 |  | 2023 | CSNOX, CSOSG3, CSSO2G1 | 602307 | 5 |  | Midland County | MI111 | 111 | Cogeneration | 43.5861 | -84.2242 | Midland Cogeneration Venture, LP (Owner),Midland Cogeneration Venture, LP (Operator) |  |  | Other boiler | Pipeline Natural Gas |  |  | Low NOx Burner Technology (Dry Bottom only) |  |  | 2009-02-09 | Operating | 370 | ST1 (410), BP15 (13.5) | 10745 20 | 23.5278
MI | Midland Cogeneration Venture | 10745 | 21 |  | 2023 | CSNOX, CSOSG3, CSSO2G1 | 602307 | 5 |  | Midland County | MI111 | 111 | Cogeneration | 43.5861 | -84.2242 | Midland Cogeneration Venture, LP (Owner),Midland Cogeneration Venture, LP (Operator) |  |  | Other boiler | Pipeline Natural Gas |  |  | Low NOx Burner Technology (Dry Bottom only) |  |  | 2009-02-09 | Operating | 370 | ST1 (410), BP15 (13.5) | 10745 21 | 23.5278
NJ | Camden Plant Holding, LLC | 10751 | 2001 |  | 2023 | ARP, CSNOX, CSOSG3, CSSO2G1, RGGI | 601710 | 2 |  | Camden County | NJ007 | 7 | Cogeneration | 39.9175 | -75.1192 | Camden Plant Holding, LLC (Owner),Morris Energy Operations Co. LLC (Operator) | Phase 2 |  | Combined cycle | Pipeline Natural Gas | Other Oil |  | Selective Catalytic Reduction,Steam Injection |  |  | 1993-03-07 | Operating | 1369 | GEN2 (61.8), GEN1 (95.2) | 10751 2001 | 157 | Y
NV | Las Vegas Generating Station | 10761 | 1 |  | 2023 | ARP | 610268 | 9 |  | Clark County | NV003 | 3 | Electric Utility | 36.2317 | -115.1235 | Nevada Power Company dba NV Energy (Owner),Nevada Power Company dba NV Energy (Operator) | Phase 2 |  | Combined cycle | Pipeline Natural Gas |  |  | Selective Catalytic Reduction |  |  | 1994-05-15 | Operating | 460 | GEN2 (11.5), GEN1 (49.8) | 10761 1 | 61.3 | Y
NV | Las Vegas Generating Station | 10761 | 2 |  | 2023 | ARP | 610268 | 9 |  | Clark County | NV003 | 3 | Electric Utility | 36.2317 | -115.1235 | Nevada Power Company dba NV Energy (Owner),Nevada Power Company dba NV Energy (Operator) | Phase 2 |  | Combined cycle | Pipeline Natural Gas |  |  | Selective Catalytic Reduction |  |  | 2002-08-16 | Operating | 470 | GEN7 (27.8), GEN3 (60.5) | 10761 2 | 74.4 | Y
NV | Las Vegas Generating Station | 10761 | 3 |  | 2023 | ARP | 610268 | 9 |  | Clark County | NV003 | 3 | Electric Utility | 36.2317 | -115.1235 | Nevada Power Company dba NV Energy (Owner),Nevada Power Company dba NV Energy (Operator) | Phase 2 |  | Combined cycle | Pipeline Natural Gas |  |  | Selective Catalytic Reduction |  |  | 2002-08-16 | Operating | 470 | GEN4 (60.5), GEN7 (27.8) | 10761 3 | 74.4 | Y
NV | Las Vegas Generating Station | 10761 | 4 |  | 2023 | ARP | 610268 | 9 |  | Clark County | NV003 | 3 | Electric Utility | 36.2317 | -115.1235 | Nevada Power Company dba NV Energy (Owner),Nevada Power Company dba NV Energy (Operator) | Phase 2 |  | Combined cycle | Pipeline Natural Gas |  |  | Selective Catalytic Reduction |  |  | 2002-09-22 | Operating | 470 | GEN8 (27.8), GEN5 (60.5) | 10761 4 | 74.4 | Y
NV | Las Vegas Generating Station | 10761 | 5 |  | 2023 | ARP | 610268 | 9 |  | Clark County | NV003 | 3 | Electric Utility | 36.2317 | -115.1235 | Nevada Power Company dba NV Energy (Owner),Nevada Power Company dba NV Energy (Operator) | Phase 2 |  | Combined cycle | Pipeline Natural Gas |  |  | Selective Catalytic Reduction |  |  | 2002-09-27 | Operating | 470 | GEN6 (60.5), GEN8 (27.8) | 10761 5 | 74.4 | Y
VA | Hopewell Power Station | 10771 | 1 | CS0 | 2023 | ARP, CSNOX, CSOSG3, CSSO2G1 | 1525 | 3 |  | Hopewell city | VA670 | 670 | Electric Utility | 37.2969 | -77.2833 | Virginia Electric & Power Company (Owner),Dominion Generation (Operator) | Phase 2 |  | Stoker | Wood |  | Dry Lime FGD | Overfire Air,Selective Non-catalytic Reduction | Baghouse |  | 1992-07-01 | Operating | 410 | 1 (71.1) | 10771 1 | 71.1 | Y
VA | Hopewell Power Station | 10771 | 2 | CS0 | 2023 | ARP, CSNOX, CSOSG3, CSSO2G1 | 1525 | 3 |  | Hopewell city | VA670 | 670 | Electric Utility | 37.2969 | -77.2833 | Virginia Electric & Power Company (Owner),Dominion Generation (Operator) | Phase 2 |  | Stoker | Wood |  | Dry Lime FGD | Overfire Air,Selective Non-catalytic Reduction | Baghouse |  | 1992-07-01 | Operating | 410 | 1 (71.1) | 10771 2 | 71.1 | Y
VA | Altavista Power Station | 10773 | 1 | CS0 | 2023 | ARP, CSNOX, CSOSG3, CSSO2G1 | 1525 | 3 |  | Campbell County | VA031 | 31 | Electric Utility | 37.1183 | -79.2726 | Virginia Electric & Power Company (Owner),Dominion Generation (Operator) | Phase 2 |  | Stoker | Wood |  | Dry Lime FGD | Overfire Air,Selective Non-catalytic Reduction | Baghouse |  | 1992-02-22 | Operating | 410 | GEN1 (71.1), 1 (71.1) | 10773 1 | 142.2 | Y
VA | Altavista Power Station | 10773 | 2 | CS0 | 2023 | ARP, CSNOX, CSOSG3, CSSO2G1 | 1525 | 3 |  | Campbell County | VA031 | 31 | Electric Utility | 37.1183 | -79.2726 | Virginia Electric & Power Company (Owner),Dominion Generation (Operator) | Phase 2 |  | Stoker | Wood |  | Dry Lime FGD | Overfire Air,Selective Non-catalytic Reduction | Baghouse |  | 1992-02-22 | Operating | 410 | 1 (71.1) | 10773 2 | 71.1 | Y
VA | Southampton Power Station | 10774 | 1 | CS0 | 2023 | ARP, CSNOX, CSOSG3, CSSO2G1 | 1525 | 3 |  | Southampton County | VA175 | 175 | Electric Utility | 36.6525 | -76.9953 | Virginia Electric & Power Company (Owner),Dominion Generation (Operator) | Phase 2 |  | Stoker | Wood |  | Dry Lime FGD | Selective Non-catalytic Reduction,Overfire Air | Baghouse |  | 1992-03-07 | Operating | 435 | 1 (71.1) | 10774 1 | 71.1 | Y
VA | Southampton Power Station | 10774 | 2 | CS0 | 2023 | ARP, CSNOX, CSOSG3, CSSO2G1 | 1525 | 3 |  | Southampton County | VA175 | 175 | Electric Utility | 36.6525 | -76.9953 | Virginia Electric & Power Company (Owner),Dominion Generation (Operator) | Phase 2 |  | Stoker | Wood |  | Dry Lime FGD | Selective Non-catalytic Reduction,Overfire Air | Baghouse |  | 1992-03-07 | Operating | 435 | 1 (71.1) | 10774 2 | 71.1 | Y
CA | E. F. Oxnard Energy Facility | 10776 | GTG |  | 2023 | ARP | 605012 | 9 |  | Ventura County | CA111 | 111 | Electric Utility | 34.1963 | -119.1663 | EF Oxnard LLC (Owner),EF Oxnard LLC (Operator) | Phase 2 |  | Combustion turbine | Natural Gas |  |  | Selective Catalytic Reduction |  |  | 1990-04-13 | Operating | 449.6 | GTG (48.5) | 10776 GTG | 48.5 | Y
NY | AG - Energy | 10803 | 1 |  | 2023 | ARP, CSNOX, CSOSG3, CSSO2G1, RGGI | 2129 | 2 | NPCC | St. Lawrence County | NY089 | 89 | Electric Utility | 44.7258 | -75.4417 | AG Energy, LP (Owner),AG Energy, LP (Operator) | Phase 2 |  | Combined cycle | Pipeline Natural Gas | Diesel Oil |  | Water Injection,Selective Catalytic Reduction |  |  | 1994-05-19 | Operating | 536 | GEN1 (45), GEN3 (26.9) | 10803 1 | 58.45 | Y
NY | AG - Energy | 10803 | 2 |  | 2023 | ARP, CSNOX, CSOSG3, CSSO2G1, RGGI | 2129 | 2 | NPCC | St. Lawrence County | NY089 | 89 | Electric Utility | 44.7258 | -75.4417 | AG Energy, LP (Owner),AG Energy, LP (Operator) | Phase 2 |  | Combined cycle | Pipeline Natural Gas | Diesel Oil |  | Water Injection,Selective Catalytic Reduction |  |  | 1994-05-19 | Operating | 254 | GEN3 (26.9), GEN2 (23.6) | 10803 2 | 58.45 | Y
MI | Grayling Generating Station | 10822 | 1 |  | 2023 | CSNOX, CSOSG3, CSSO2G1 | 606701 | 5 |  | Crawford County | MI039 | 39 | Electric Utility | 44.6062 | -84.6901 | Grayling Generating Station, LP (Owner),Grayling Generating Station, LP (Operator) |  |  | Stoker | Wood | Natural Gas, Tire Derived Fuel |  | Selective Non-catalytic Reduction | Cyclone,Electrostatic Precipitator |  | 1992-06-09 | Operating | 635 | GEN1 (38) | 10822 1 | 38 | Y
MA | Deer Island Treatment | 10823 | S42 |  | 2023 | RGGI, SIPNOX | 607975 | 1 |  | Suffolk County | MA025 | 25 | Industrial Turbine | 42.3497 | -70.9601 | Massachusetts Water Resources Authority (Owner),Massachusetts Water Resources Authority (Operator) |  |  | Combustion turbine | Diesel Oil |  |  | Water Injection |  |  | 1995-08-17 | Operating | 293.8 | G101 (26) | 10823 S42 | 26
MA | Deer Island Treatment | 10823 | S43 |  | 2023 | RGGI, SIPNOX | 607975 | 1 |  | Suffolk County | MA025 | 25 | Industrial Turbine | 42.3497 | -70.9601 | Massachusetts Water Resources Authority (Owner),Massachusetts Water Resources Authority (Operator) |  |  | Combustion turbine | Diesel Oil |  |  | Water Injection |  |  | 1995-08-17 | Operating | 292.9 | G201 (26) | 10823 S43 | 26
MN | Northshore Mining Silver Bay Power | 10849 | PB1 |  | 2023 | CSNOX, CSSO2G2 | 607678 | 5 |  | Lake County | MN075 | 75 | Cogeneration | 47.286 | -91.26 | Cliffs Natural Resources - Northshore Mining Company (Owner),Silver Bay Power Company (Operator) |  |  | Dry bottom wall-fired boiler | Coal | Pipeline Natural Gas |  |  |  |  | 1955-10-03 | Operating | 750 | GEN1 (46) | 10849 PB1 | 46
MN | Northshore Mining Silver Bay Power | 10849 | PB2 |  | 2023 | CSNOX, CSSO2G2 | 607678 | 5 |  | Lake County | MN075 | 75 | Cogeneration | 47.286 | -91.26 | Cliffs Natural Resources - Northshore Mining Company (Owner),Silver Bay Power Company (Operator) |  |  | Dry bottom wall-fired boiler | Coal | Pipeline Natural Gas |  |  | Baghouse |  | 1963-01-29 | Operating | 900 | GEN2 (82) | 10849 PB2 | 82
PA | Hazleton Generation | 10870 | TURB2 |  | 2023 | ARP, CSNOX, CSOSG3, CSSO2G1, RGGI | 610340 | 3 |  | Luzerne County | PA079 | 79 | Cogeneration | 40.9282 | -76.0416 | Hazleton Generation, LLC (Owner),Lakeside Energy, LLC (Operator) | Phase 2 |  | Combustion turbine | Pipeline Natural Gas | Diesel Oil |  | Water Injection |  |  | 2002-03-01 | Operating | 400.2 | GEN2 (33) | 10870 TURB2 | 33
PA | Hazleton Generation | 10870 | TURB3 |  | 2023 | ARP, CSNOX, CSOSG3, CSSO2G1, RGGI | 610340 | 3 |  | Luzerne County | PA079 | 79 | Cogeneration | 40.9282 | -76.0416 | Hazleton Generation, LLC (Owner),Lakeside Energy, LLC (Operator) | Phase 2 |  | Combustion turbine | Pipeline Natural Gas | Diesel Oil |  | Water Injection |  |  | 2002-03-01 | Operating | 360 | GEN3 (33) | 10870 TURB3 | 33
PA | Hazleton Generation | 10870 | TURB4 |  | 2023 | ARP, CSNOX, CSOSG3, CSSO2G1, RGGI | 610340 | 3 |  | Luzerne County | PA079 | 79 | Cogeneration | 40.9282 | -76.0416 | Hazleton Generation, LLC (Owner),Lakeside Energy, LLC (Operator) | Phase 2 |  | Combustion turbine | Pipeline Natural Gas | Diesel Oil |  | Water Injection |  |  | 2002-03-01 | Operating | 360 | GEN4 (33) | 10870 TURB4 | 33
PA | Hazleton Generation | 10870 | TURBIN |  | 2023 | CSNOX, CSOSG3, CSSO2G1, RGGI | 610340 | 3 |  | Luzerne County | PA079 | 79 | Cogeneration | 40.9282 | -76.0416 | Hazleton Generation, LLC (Owner),Lakeside Energy, LLC (Operator) |  |  | Combustion turbine | Pipeline Natural Gas | Diesel Oil |  | Water Injection |  |  | 1989-12-01 | Operating | 900 | GEN1 (72.5) | 10870 TURBIN | 72.5
MA | Pittsfield Generating | 50002 | 1 |  | 2023 | RGGI, SIPNOX | 609773 (Ended Apr 06, 2023), 609382 (Started Apr 06, 2023)(Ended Oct 20, 2023), 604966 (Started Oct 20, 2023) | 1 | NPCC | Berkshire County | MA003 | 3 | Electric Utility | 42.4564 | -73.2181 | Pittsfield Generating Company, LP (Owner),IHI Power Services Corporation (Operator) |  |  | Combined cycle | Pipeline Natural Gas | Diesel Oil |  | Selective Catalytic Reduction,Steam Injection |  |  | 1990-09-01 | Operating | 595 | GEN1 (40), GEN4 (53.4) | 50002 1 | 57.8 | Y
MA | Pittsfield Generating | 50002 | 2 |  | 2023 | RGGI, SIPNOX | 609773 (Ended Apr 06, 2023), 609382 (Started Apr 06, 2023)(Ended Oct 20, 2023), 604966 (Started Oct 20, 2023) | 1 | NPCC | Berkshire County | MA003 | 3 | Electric Utility | 42.4564 | -73.2181 | Pittsfield Generating Company, LP (Owner),IHI Power Services Corporation (Operator) |  |  | Combined cycle | Pipeline Natural Gas | Diesel Oil |  | Selective Catalytic Reduction,Steam Injection |  |  | 1990-09-01 | Operating | 595 | GEN2 (40), GEN4 (53.4) | 50002 2 | 57.8 | Y
MA | Pittsfield Generating | 50002 | 3 |  | 2023 | RGGI, SIPNOX | 609773 (Ended Apr 06, 2023), 609382 (Started Apr 06, 2023)(Ended Oct 20, 2023), 604966 (Started Oct 20, 2023) | 1 | NPCC | Berkshire County | MA003 | 3 | Electric Utility | 42.4564 | -73.2181 | Pittsfield Generating Company, LP (Owner),IHI Power Services Corporation (Operator) |  |  | Combined cycle | Pipeline Natural Gas | Diesel Oil |  | Selective Catalytic Reduction,Steam Injection |  |  | 1990-09-01 | Operating | 595 | GEN4 (53.4), GEN3 (40) | 50002 3 | 57.8 | Y
NJ | Linden Cogeneration Facility | 50006 | 4001 |  | 2023 | ARP, CSNOX, CSOSG3, CSSO2G1, RGGI | 605799 | 2 |  | Union County | NJ039 | 39 | Cogeneration | 40.6322 | -74.2156 | Cogen Technologies Linden Venture (Owner),NAES Corporation (Operator) | Phase 2 |  | Combined cycle | Pipeline Natural Gas | Diesel Oil, Process Gas |  | Dry Low NOx Burners,Water Injection,Selective Catalytic Reduction |  |  | 2001-11-13 | Operating | 2119 | GTG6 (172), STG3 (95.2), STG2 (95.2), STG1 (95.2) | 50006 4001 | 219.6 | Y
NJ | Linden Cogeneration Facility | 50006 | 5001 |  | 2023 | CSNOX, CSOSG3, CSSO2G1, RGGI | 605799 | 2 |  | Union County | NJ039 | 39 | Cogeneration | 40.6322 | -74.2156 | Cogen Technologies Linden Venture (Owner),NAES Corporation (Operator) |  |  | Combined cycle | Pipeline Natural Gas | Other Gas |  | Selective Catalytic Reduction,Steam Injection |  |  | 1992-05-08 | Operating | 1416 | GTG1 (88), STG3 (95.2), STG1 (95.2), STG2 (95.2) | 50006 5001 | 135.6 | Y
NJ | Linden Cogeneration Facility | 50006 | 6001 |  | 2023 | CSNOX, CSOSG3, CSSO2G1, RGGI | 605799 | 2 |  | Union County | NJ039 | 39 | Cogeneration | 40.6322 | -74.2156 | Cogen Technologies Linden Venture (Owner),NAES Corporation (Operator) |  |  | Combined cycle | Pipeline Natural Gas | Other Gas |  | Selective Catalytic Reduction,Steam Injection |  |  | 1992-05-08 | Operating | 2140 | GTG2 (88), STG2 (95.2), STG1 (95.2), STG3 (95.2) | 50006 6001 | 135.6 | Y
NJ | Linden Cogeneration Facility | 50006 | 7001 |  | 2023 | CSNOX, CSOSG3, CSSO2G1, RGGI | 605799 | 2 |  | Union County | NJ039 | 39 | Cogeneration | 40.6322 | -74.2156 | Cogen Technologies Linden Venture (Owner),NAES Corporation (Operator) |  |  | Combined cycle | Pipeline Natural Gas | Other Gas |  | Selective Catalytic Reduction,Steam Injection |  |  | 1992-05-08 | Operating | 1452 | GTG3 (88), STG3 (95.2), STG1 (95.2), STG2 (95.2) | 50006 7001 | 135.6 | Y
NJ | Linden Cogeneration Facility | 50006 | 8001 |  | 2023 | CSNOX, CSOSG3, CSSO2G1, RGGI | 605799 | 2 |  | Union County | NJ039 | 39 | Cogeneration | 40.6322 | -74.2156 | Cogen Technologies Linden Venture (Owner),NAES Corporation (Operator) |  |  | Combined cycle | Pipeline Natural Gas | Other Gas |  | Selective Catalytic Reduction,Steam Injection |  |  | 1992-05-08 | Operating | 1450 | STG1 (95.2), STG2 (95.2), STG3 (95.2), GTG4 (88) | 50006 8001 | 135.6 | Y
NJ | Linden Cogeneration Facility | 50006 | 9001 |  | 2023 | CSNOX, CSOSG3, CSSO2G1, RGGI | 605799 | 2 |  | Union County | NJ039 | 39 | Cogeneration | 40.6322 | -74.2156 | Cogen Technologies Linden Venture (Owner),NAES Corporation (Operator) |  |  | Combined cycle | Pipeline Natural Gas | Other Gas |  | Selective Catalytic Reduction,Steam Injection |  |  | 1992-05-08 | Operating | 1610 | GTG5 (88), STG1 (95.2), STG3 (95.2), STG2 (95.2) | 50006 9001 | 135.6 | Y
TX | Paris Energy Center | 50109 | HRSG1 |  | 2023 | ARP, CSOSG2 | 610098 (Ended Jun 19, 2023), 609382 (Started Jun 19, 2023) | 6 |  | Lamar County | TX277 | 277 | Electric Utility | 33.6968 | -95.5577 | Paris Generation, LP (Owner),Paris Generation, LP (Operator) | Phase 2 |  | Combined cycle | Pipeline Natural Gas | Diesel Oil |  | Steam Injection |  |  | 1989-06-01 | Operating | 1281 | GEN1 (80), GEN3 (90) | 50109 HRSG1 | 125
TX | Paris Energy Center | 50109 | HRSG2 |  | 2023 | ARP, CSOSG2 | 610098 (Ended Jun 19, 2023), 609382 (Started Jun 19, 2023) | 6 |  | Lamar County | TX277 | 277 | Electric Utility | 33.6968 | -95.5577 | Paris Generation, LP (Owner),Paris Generation, LP (Operator) | Phase 2 |  | Combined cycle | Pipeline Natural Gas | Diesel Oil |  | Steam Injection |  |  | 1989-06-01 | Operating | 1281 | GEN3 (90), GEN2 (80) | 50109 HRSG2 | 125
TX | New Gulf Power Facility | 50137 | 1 |  | 2023 | ARP, CSOSG2 | 603984 | 6 |  | Wharton County | TX481 | 481 | Electric Utility | 29.2639 | -95.8997 | Wharton County Generation, LLC (Owner),Wharton County Generation, LLC (Operator) | Phase 2 |  | Combustion turbine | Pipeline Natural Gas |  |  | Steam Injection |  |  | 1996-04-30 | Operating | 1100 | GEN1 (78.7) | 50137 1 | 78.7
ME | Bucksport Generation LLC | 50243 | GEN4 |  | 2023 | ARP, RGGI | 609686 | 1 |  | Hancock County | ME009 | 9 | Cogeneration | 44.5739 | -68.8033 | Bucksport Generation LLC (Owner),Bucksport Generation LLC (Operator) | Phase 2 |  | Combined cycle | Natural Gas | Diesel Oil |  | Dry Low NOx Burners,Water Injection |  |  | 2000-10-25 | Operating | 2082 | GEN4 (186.9) | 50243 GEN4 | 186.9
PA | PEI Power Corporation | 50279 | 2 |  | 2023 | ARP, CSNOX, CSOSG3, CSSO2G1, RGGI | 1168 | 3 |  | Lackawanna County | PA069 | 69 | Electric Utility | 41.4844 | -75.5403 | Cayuga Power (Owner),PEI Power LLC (Owner),PEI Power LLC (Operator) | Phase 2 |  | Combustion turbine | Pipeline Natural Gas |  |  | Water Injection |  |  | 2001-05-24 | Operating | 540 | GEN2 (60.5) | 50279 2 | 60.5
MD | Luke Paper Company | 50282 | PR003 | CSPR06 | 2023 | RGGI, SIPNOX | 607826 | 3 |  | Allegany County | MD001 | 1 | Pulp & Paper Mill | 39.4722 | -79.0575 | Luke Paper Company (Owner),Luke Paper Company (Operator) |  |  | Cyclone boiler | Coal | Diesel Oil |  | Selective Non-catalytic Reduction | Electrostatic Precipitator |  | 1959-01-01 | Operating (Retired 06/30/2023) | 590 | GEN2 (30), GEN1 (35) | 50282 PR003 | 21.6667 | Y
MD | Luke Paper Company | 50282 | PR004 | CSPR06 | 2023 | RGGI, SIPNOX | 607826 | 3 |  | Allegany County | MD001 | 1 | Pulp & Paper Mill | 39.4722 | -79.0575 | Luke Paper Company (Owner),Luke Paper Company (Operator) |  |  | Tangentially-fired | Coal | Pipeline Natural Gas |  | Low NOx Burner Technology w/ Closed-coupled OFA,Selective Non-catalytic Reduction | Cyclone,Electrostatic Precipitator |  | 1965-01-01 | Operating (Retired 06/30/2023) | 785 | GEN2 (30), GEN1 (35) | 50282 PR004 | 21.6667 | Y
MD | Luke Paper Company | 50282 | PR005 | CSPR06 | 2023 | RGGI, SIPNOX | 607826 | 3 |  | Allegany County | MD001 | 1 | Pulp & Paper Mill | 39.4722 | -79.0575 | Luke Paper Company (Owner),Luke Paper Company (Operator) |  |  | Other boiler | Pipeline Natural Gas | [5 empty] | 1970-01-01 | Operating (Retired 06/30/2023) | 338 | GEN1 (35), GEN2 (30) | 50282 PR005 | 21.6667
NY | Bethpage Energy Center | 50292 | GT1 |  | 2023 | ARP, CSNOX, CSOSG3, CSSO2G1, RGGI | 3292 | 2 |  | Nassau County | NY059 | 59 | Electric Utility | 40.7469 | -73.4994 | TBG Cogen Partners (Owner),Calpine Operating Services Company, Inc. (Operator) | Phase 2 |  | Combined cycle | Pipeline Natural Gas |  |  | Steam Injection |  |  | 1989-08-13 | Operating | 416 | GEN1 (33.7), GEN3 (16.2) | 50292 GT1 | 49.9
NY | Bethpage Energy Center | 50292 | GT2 |  | 2023 | ARP, CSNOX, CSOSG3, CSSO2G1, RGGI | 3292 | 2 |  | Nassau County | NY059 | 59 | Electric Utility | 40.7469 | -73.4994 | TBG Cogen Partners (Owner),Calpine Operating Services Company, Inc. (Operator) | Phase 2 |  | Combined cycle | Pipeline Natural Gas |  |  | Steam Injection |  |  | 1989-08-13 | Operating | 416 | GEN3 (16.2), GEN2 (33.7) | 50292 GT2 | 49.9
NY | Bethpage Energy Center | 50292 | GT3 |  | 2023 | ARP, CSNOX, CSOSG3, CSSO2G1, RGGI | 3292 | 2 |  | Nassau County | NY059 | 59 | Electric Utility | 40.7469 | -73.4994 | CPN Bethpage 3rd Turbine, Inc. (Owner),Calpine Operating Services Company, Inc. (Operator) | Phase 2 |  | Combustion turbine | Pipeline Natural Gas |  |  | Water Injection,Selective Catalytic Reduction |  |  | 2002-07-01 | Operating | 545 | GEN5 (60) | 50292 GT3 | 60 | Y
NY | Bethpage Energy Center | 50292 | GT4 |  | 2023 | ARP, CSNOX, CSOSG3, CSSO2G1, RGGI | 3292 | 2 |  | Nassau County | NY059 | 59 | Electric Utility | 40.7469 | -73.4994 | Bethpage Energy Center 3, LLC (Owner),Calpine Operating Services Company, Inc. (Operator) | Phase 2 |  | Combined cycle | Pipeline Natural Gas |  |  | Water Injection,Selective Catalytic Reduction |  |  | 2005-05-08 | Operating | 730 | GEN7 (36), GEN6 (60) | 50292 GT4 | 96 | Y
PA | Pixelle Specialty Solutions | 50397 | 36 |  | 2023 | RGGI, SIPNOX | 609354 | 3 |  | York County | PA133 | 133 | Pulp & Paper Mill | 39.8717 | -76.8664 | P H Glatfelter Company (Owner),Pixelle Specialty Solutions LLC (Owner),Pixelle Specialty Solutions LLC (Operator) |  |  | Circulating fluidized bed boiler | Coal | Residual Oil, Process Sludge, Wood | Fluidized Bed Limestone Injection | Selective Non-catalytic Reduction | Electrostatic Precipitator |  | 1988-12-15 | Operating | 695 | GEN5 (45.9), GEN3 (5.1), GEN6 (39.2), GEN4 (7.5), GEN2 (6), GEN1 (6) | 50397 36 | 80.8 | Y
PA | Pixelle Specialty Solutions | 50397 | 39 |  | 2023 | RGGI, SIPNOX | 609354 | 3 |  | York County | PA133 | 133 | Pulp & Paper Mill | 39.8717 | -76.8664 | P H Glatfelter Company (Owner),Pixelle Specialty Solutions LLC (Owner),Pixelle Specialty Solutions LLC (Operator) |  |  | Other boiler | Pipeline Natural Gas |  |  | Low NOx Burner Technology (Dry Bottom only) |  |  | 2016-12-06 | Operating | 394.7 | GEN3 (5.1), GEN6 (39.2), GEN1 (6), GEN4 (7.5) | 50397 39 | 28.9
NY | Indeck-Silver Springs Energy Center | 50449 | 1 |  | 2023 | ARP, CSNOX, CSOSG3, CSSO2G1, RGGI | 2911 | 2 | NPCC | Wyoming County | NY121 | 121 | Cogeneration | 42.6544 | -78.0772 | Indeck Energy Services of Silver Springs (Owner),Indeck Energy Services of Silver Springs (Operator) | Phase 2 |  | Combined cycle | Pipeline Natural Gas | Diesel Oil |  | Steam Injection |  |  | 1991-06-01 | Operating | 673 | GEN1 (39.4), GEN2 (17.3) | 50449 1 | 56.7
NY | Indeck-Oswego Energy Center | 50450 | 1 |  | 2023 | ARP, CSNOX, CSOSG3, CSSO2G1, RGGI | 2911 | 2 | NPCC | Oswego County | NY075 | 75 | Cogeneration | 43.4682 | -76.4965 | Indeck-Oswego Limited Partnership (Owner),Indeck-Oswego Limited Partnership (Operator) | Phase 2 |  | Combined cycle | Pipeline Natural Gas | Diesel Oil |  | Steam Injection |  |  | 1990-05-01 | Operating | 570 | GEN1 (41.3), GEN2 (16.3) | 50450 1 | 57.6
NY | Indeck-Yerkes Energy Center | 50451 | 1 |  | 2023 | ARP, CSNOX, CSOSG3, CSSO2G1, RGGI | 2911 | 2 | NPCC | Erie County | NY029 | 29 | Cogeneration | 42.9671 | -78.9182 | Indeck-Yerkes Limited Partnership (Owner),Indeck-Yerkes Limited Partnership (Operator) | Phase 2 |  | Combined cycle | Pipeline Natural Gas | Diesel Oil |  | Steam Injection |  |  | 1988-01-01 | Operating | 627 | GEN1 (40.7), GEN2 (19.4) | 50451 1 | 60.1
NY | Indeck-Corinth Energy Center | 50458 | 1 |  | 2023 | ARP, CSNOX, CSOSG3, CSSO2G1, RGGI | 2911 | 2 | NPCC | Saratoga County | NY091 | 91 | Cogeneration | 43.25 | -73.8125 | Indeck-Corinth Limited Partnership (Owner),Indeck-Corinth Limited Partnership (Operator) | Phase 2 |  | Combined cycle | Pipeline Natural Gas | Diesel Oil |  | Dry Low NOx Burners,Water Injection,Selective Catalytic Reduction |  |  | 1995-07-01 | Operating | 1279 | GEN2 (55), GEN1 (92) | 50458 1 | 147 | Y
PA | Procter & Gamble Paper Products | 50463 | 328001 |  | 2023 | RGGI, SIPNOX | 608217 (Ended Dec 20, 2023), 610871 (Started Dec 20, 2023) | 3 |  | Wyoming County | PA131 | 131 | Cogeneration | 41.573 | -76.0426 | Procter and Gamble Paper Products Company (Owner),Procter and Gamble Paper Products Company (Operator) |  |  | Combustion turbine | Pipeline Natural Gas |  |  | Steam Injection |  |  | 1985-06-01 | Operating | 668 | GEN1 (53.6) | 50463 328001 | 53.6
PA | Procter & Gamble Paper Products | 50463 | 328002 |  | 2023 | RGGI, SIPNOX | 608217 (Ended Dec 20, 2023), 610871 (Started Dec 20, 2023) | 3 |  | Wyoming County | PA131 | 131 | Cogeneration | 41.573 | -76.0426 | Procter and Gamble Paper Products Company (Owner),Procter and Gamble Paper Products Company (Operator) |  |  | Combustion turbine | Pipeline Natural Gas |  |  | Water Injection,Selective Catalytic Reduction |  |  | 2013-09-20 | Operating | 650 | GEN3 (64) | 50463 328002 | 64 | Y
NY | Covanta Niagara | 50472 | R1B01 |  | 2023 | RGGI, SIPNOX | 607165 | 2 |  | Niagara County | NY063 | 63 | Cogeneration | 43.0839 | -79.0056 | Covanta Niagara, LLC (Owner),Covanta Niagara, LLC (Operator) |  |  | Dry bottom wall-fired boiler | Natural Gas |  |  | Selective Non-catalytic Reduction |  |  | 1980-01-01 | Operating | 440 | GEN1 (25), GEN2 (25) | 50472 R1B01 | 25 | Y
NY | Covanta Niagara | 50472 | R1B02 |  | 2023 | RGGI, SIPNOX | 607165 | 2 |  | Niagara County | NY063 | 63 | Cogeneration | 43.0839 | -79.0056 | Covanta Niagara, LLC (Owner),Covanta Niagara, LLC (Operator) |  |  | Dry bottom wall-fired boiler | Pipeline Natural Gas |  |  | Selective Non-catalytic Reduction |  |  | 1980-01-01 | Operating | 440 | GEN1 (25), GEN2 (25) | 50472 R1B02 | 25 | Y
NC | Rosemary Power Station | 50555 | 1 |  | 2023 | ARP, CSNOX, CSSO2G1, SIPNOX | 1525 | 4 |  | Halifax County | NC083 | 83 | Electric Utility | 36.4525 | -77.6594 | Virginia Electric & Power Company (Owner),Dominion Generation (Operator) | Phase 2 |  | Combined cycle | Diesel Oil |  |  | Water Injection |  |  | 1990-12-27 | Operating | 1136 | GEN1 (86), GEN3 (54) | 50555 1 | 113
NC | Rosemary Power Station | 50555 | 2 |  | 2023 | ARP, CSNOX, CSSO2G1, SIPNOX | 1525 | 4 |  | Halifax County | NC083 | 83 | Electric Utility | 36.4525 | -77.6594 | Virginia Electric & Power Company (Owner),Dominion Generation (Operator) | Phase 2 |  | Combined cycle | Diesel Oil |  |  | Water Injection |  |  | 1990-12-27 | Operating | 541 | GEN2 (40), GEN3 (54) | 50555 2 | 67
OK | Frontier Generating Station | 50558 | CC01 |  | 2023 | ARP, CSOSG2 | 603925 | 6 |  | Oklahoma County | OK109 | 109 | Electric Utility | 35.442 | -97.6477 | Oklahoma Gas & Electric Company (Owner),Oklahoma Gas & Electric Company (Operator) | Phase 2 |  | Combined cycle | Pipeline Natural Gas |  |  | Steam Injection |  |  | 1989-09-01 | Operating | 1200 | GT01 (72.5), ST01 (49.9) | 50558 CC01 | 122.4
NJ | Eagle Point Power Generation | 50561 | 1 |  | 2023 | ARP, CSNOX, CSOSG3, CSSO2G1, RGGI | 609608 | 2 |  | Gloucester County | NJ015 | 15 | Electric Utility | 39.8746 | -75.1592 | Eagle Point Power Generation, LLC (Owner),Eagle Point Power Generation, LLC (Operator) | Phase 2 |  | Combined cycle | Pipeline Natural Gas | Diesel Oil |  | Dry Low NOx Burners,Water Injection |  |  | 1991-05-01 | Operating | 1675 | GTG1 (90), STG4 (26), STG1 (45) | 50561 1 | 125.5
NJ | Eagle Point Power Generation | 50561 | 2 |  | 2023 | ARP, CSNOX, CSOSG3, CSSO2G1, RGGI | 609608 | 2 |  | Gloucester County | NJ015 | 15 | Electric Utility | 39.8746 | -75.1592 | Eagle Point Power Generation, LLC (Owner),Eagle Point Power Generation, LLC (Operator) | Phase 2 |  | Combined cycle | Pipeline Natural Gas | Diesel Oil |  | Dry Low NOx Burners,Water Injection |  |  | 1991-05-01 | Operating | 1576 | STG4 (26), STG1 (45), GTG2 (90) | 50561 2 | 125.5
PA | Rausch Creek Generation, LLC | 50611 | 31 |  | 2023 | ARP, CSNOX, CSOSG3, CSSO2G1, MATS, RGGI | 606911 | 3 |  | Schuylkill County | PA107 | 107 | Electric Utility | 40.6191 | -76.45 | Robert Rivkin (Owner),Rausch Creek Generation, LLC (Operator) | Phase 2 |  | Circulating fluidized bed boiler | Coal | Diesel Oil | Fluidized Bed Limestone Injection |  | Baghouse |  | 1987-01-12 | Operating | 615 | GEN1 (34) | 50611 31 | 34
CA | McKittrick Limited | 50612 | GT1 |  | 2023 | ARP | 606765 | 9 |  | Kern County | CA029 | 29 | Electric Utility | 35.3195 | -119.662 | ContourGlobal (Owner),ContourGlobal (Operator) | Phase 2 |  | Combustion turbine | Pipeline Natural Gas |  |  | Selective Catalytic Reduction |  |  | 1991-03-01 | Operating | 432 | GEN1 (48) | 50612 GT1 | 48 | Y
TX | ExxonMobil Beaumont Refinery | 50625 | 61STK1 |  | 2023 | ARP, CSOSG2 | 605442 | 6 |  | Jefferson County | TX245 | 245 | Cogeneration | 30.0639 | -94.0703 | ExxonMobil Oil Corporation (Owner),ExxonMobil Oil Corporation (Operator) | Phase 2 |  | Combined cycle | Natural Gas | Process Gas |  | Dry Low NOx Burners,Selective Catalytic Reduction |  |  | 2005-06-14 | Operating | 2531 | TG41 (165) | 50625 61STK1 | 165 | Y
TX | ExxonMobil Beaumont Refinery | 50625 | 61STK2 |  | 2023 | ARP, CSOSG2 | 605442 | 6 |  | Jefferson County | TX245 | 245 | Cogeneration | 30.0639 | -94.0703 | ExxonMobil Oil Corporation (Owner),ExxonMobil Oil Corporation (Operator) | Phase 2 |  | Combined cycle | Natural Gas | Process Gas |  | Dry Low NOx Burners,Selective Catalytic Reduction |  |  | 2005-03-10 | Operating | 2531 | TG42 (165) | 50625 61STK2 | 165 | Y
TX | ExxonMobil Beaumont Refinery | 50625 | 61STK3 |  | 2023 | ARP, CSOSG2 | 605442 | 6 |  | Jefferson County | TX245 | 245 | Cogeneration | 30.0639 | -94.0703 | ExxonMobil Oil Corporation (Owner),ExxonMobil Oil Corporation (Operator) | Phase 2 |  | Combined cycle | Natural Gas | Process Gas |  | Dry Low NOx Burners,Selective Catalytic Reduction |  |  | 2004-12-17 | Operating | 2531 | TG43 (165) | 50625 61STK3 | 165 | Y
CO | J M Shafer | 50707 | S001 |  | 2023 | ARP | 603008 | 8 |  | Weld County | CO123 | 123 | Cogeneration | 40.0979 | -104.7745 | Tri-State Generation & Transmission (Owner),Tri-State Generation & Transmission (Operator) | Phase 2 |  | Combined cycle | Pipeline Natural Gas |  |  | Steam Injection |  |  | 1994-07-01 | Operating | 640 | LMA (57.4), STA (52.2), STB (52.2) | 50707 S001 | 78.28
CO | J M Shafer | 50707 | S002 |  | 2023 | ARP | 603008 | 8 |  | Weld County | CO123 | 123 | Cogeneration | 40.0979 | -104.7745 | Tri-State Generation & Transmission (Owner),Tri-State Generation & Transmission (Operator) | Phase 2 |  | Combined cycle | Pipeline Natural Gas |  |  | Steam Injection |  |  | 1994-07-01 | Operating | 675 | STB (52.2), STA (52.2), LMB (57.4) | 50707 S002 | 78.28
CO | J M Shafer | 50707 | S003 |  | 2023 | ARP | 603008 | 8 |  | Weld County | CO123 | 123 | Cogeneration | 40.0979 | -104.7745 | Tri-State Generation & Transmission (Owner),Tri-State Generation & Transmission (Operator) | Phase 2 |  | Combined cycle | Pipeline Natural Gas |  |  | Steam Injection |  |  | 1994-07-01 | Operating | 605 | STB (52.2), LMC (57.4), STA (52.2) | 50707 S003 | 78.28
CO | J M Shafer | 50707 | S004 |  | 2023 | ARP | 603008 | 8 |  | Weld County | CO123 | 123 | Cogeneration | 40.0979 | -104.7745 | Tri-State Generation & Transmission (Owner),Tri-State Generation & Transmission (Operator) | Phase 2 |  | Combined cycle | Pipeline Natural Gas |  |  | Steam Injection |  |  | 1994-07-01 | Operating | 610 | STB (52.2), STA (52.2), LMD (57.4) | 50707 S004 | 78.28
CO | J M Shafer | 50707 | S005 |  | 2023 | ARP | 603008 | 8 |  | Weld County | CO123 | 123 | Cogeneration | 40.0979 | -104.7745 | Tri-State Generation & Transmission (Owner),Tri-State Generation & Transmission (Operator) | Phase 2 |  | Combined cycle | Pipeline Natural Gas |  |  | Steam Injection |  |  | 1994-07-01 | Operating | 615 | STB (52.2), LME (57.4), STA (52.2) | 50707 S005 | 78.28
NY | Sterling Power Plant | 50744 | 1 |  | 2023 | ARP, CSNOX, CSOSG3, CSSO2G1, RGGI | 2129 | 2 | NPCC | Oneida County | NY065 | 65 | Cogeneration | 43.0803 | -75.6003 | Sterling Power Partners, LP (Owner),Sterling Power Partners, LP (Operator) | Phase 2 |  | Combined cycle | Pipeline Natural Gas |  |  | Steam Injection |  |  | 1991-10-01 | Operating | 551 | GEN1 (47.7), GEN2 (16.5) | 50744 1 | 64.2
PA | Panther Creek Energy Facility | 50776 | 1 |  | 2023 | CSNOX, CSOSG3, CSSO2G1, MATS, RGGI | 606793 (Ended Nov 21, 2023), 602154 (Started Nov 21, 2023) | 3 |  | Carbon County | PA025 | 25 | Small Power Producer | 40.8556 | -75.8781 | Panther Creek Power Operating, LLC (Owner),Panther Creek Power Operating, LLC (Operator) |  |  | Circulating fluidized bed boiler | Coal |  | Fluidized Bed Limestone Injection | Ammonia Injection | Baghouse |  | 1992-10-19 | Operating | 700 | GEN1 (94) | 50776 1 | 94
PA | Panther Creek Energy Facility | 50776 | 2 |  | 2023 | CSNOX, CSOSG3, CSSO2G1, MATS, RGGI | 606793 (Ended Nov 21, 2023), 602154 (Started Nov 21, 2023) | 3 |  | Carbon County | PA025 | 25 | Small Power Producer | 40.8556 | -75.8781 | Panther Creek Power Operating, LLC (Owner),Panther Creek Power Operating, LLC (Operator) |  |  | Circulating fluidized bed boiler | Coal |  | Fluidized Bed Limestone Injection | Ammonia Injection | Baghouse |  | 1992-10-19 | Operating | 700 | GEN1 (94) | 50776 2 | 94
NJ | EFS Parlin Holdings, LLC | 50799 | 1001 |  | 2023 | ARP, CSNOX, CSOSG3, CSSO2G1, RGGI | 1386 | 2 |  | Middlesex County | NJ023 | 23 | Cogeneration | 40.4586 | -74.3327 | EFS Parlin Holdings, LLC (Owner),GE Energy Services (Operator) | Phase 2 |  | Combined cycle | Pipeline Natural Gas | Diesel Oil |  | Selective Catalytic Reduction,Steam Injection |  |  | 1991-05-02 | Operating | 656 | GEN1 (45.9), GEN3 (21.6) | 50799 1001 | 67.5 | Y
NJ | EFS Parlin Holdings, LLC | 50799 | 3001 |  | 2023 | ARP, CSNOX, CSOSG3, CSSO2G1, RGGI | 1386 | 2 |  | Middlesex County | NJ023 | 23 | Cogeneration | 40.4586 | -74.3327 | EFS Parlin Holdings, LLC (Owner),GE Energy Services (Operator) | Phase 2 |  | Combined cycle | Pipeline Natural Gas | Diesel Oil |  | Selective Catalytic Reduction,Steam Injection |  |  | 1991-05-02 | Operating | 656 | GEN2 (45.9), GEN4 (21.6) | 50799 3001 | 67.5 | Y
TX | Odyssey Energy Altura Cogen, LLC | 50815 | ENG101 |  | 2023 | ARP, CSOSG2 | 606813 | 6 |  | Harris County | TX201 | 201 | Cogeneration | 29.8169 | -95.1086 | Odyssey Energy Altura Cogen, LLC (Owner),Odyssey Energy Altura Cogen, LLC (Operator) | Phase 2 |  | Combined cycle | Pipeline Natural Gas |  |  | Dry Low NOx Burners |  |  | 1985-12-18 | Operating | 1182 | GEN6 (129.2), GEN1 (84.9) | 50815 ENG101 | 106.4333
TX | Odyssey Energy Altura Cogen, LLC | 50815 | ENG201 |  | 2023 | ARP, CSOSG2 | 606813 | 6 |  | Harris County | TX201 | 201 | Cogeneration | 29.8169 | -95.1086 | Odyssey Energy Altura Cogen, LLC (Owner),Odyssey Energy Altura Cogen, LLC (Operator) | Phase 2 |  | Combined cycle | Pipeline Natural Gas |  |  | Dry Low NOx Burners |  |  | 1985-12-05 | Operating | 1182 | GEN2 (84.9), GEN6 (129.2) | 50815 ENG201 | 106.4333
TX | Odyssey Energy Altura Cogen, LLC | 50815 | ENG301 |  | 2023 | ARP, CSOSG2 | 606813 | 6 |  | Harris County | TX201 | 201 | Cogeneration | 29.8169 | -95.1086 | Odyssey Energy Altura Cogen, LLC (Owner),Odyssey Energy Altura Cogen, LLC (Operator) | Phase 2 |  | Combined cycle | Pipeline Natural Gas |  |  | Dry Low NOx Burners |  |  | 1985-11-14 | Operating | 1080 | GEN6 (129.2), GEN3 (84.9) | 50815 ENG301 | 106.4333
TX | Odyssey Energy Altura Cogen, LLC | 50815 | ENG401 |  | 2023 | ARP, CSOSG2 | 606813 | 6 |  | Harris County | TX201 | 201 | Cogeneration | 29.8169 | -95.1086 | Odyssey Energy Altura Cogen, LLC (Owner),Odyssey Energy Altura Cogen, LLC (Operator) | Phase 2 |  | Combined cycle | Pipeline Natural Gas |  |  | Dry Low NOx Burners |  |  | 1985-10-30 | Operating | 1080 | GEN6 (129.2), GEN4 (84.9) | 50815 ENG401 | 106.4333
TX | Odyssey Energy Altura Cogen, LLC | 50815 | ENG501 |  | 2023 | ARP, CSOSG2 | 606813 | 6 |  | Harris County | TX201 | 201 | Cogeneration | 29.8169 | -95.1086 | Odyssey Energy Altura Cogen, LLC (Owner),Odyssey Energy Altura Cogen, LLC (Operator) | Phase 2 |  | Combined cycle | Pipeline Natural Gas |  |  | Dry Low NOx Burners |  |  | 1985-10-14 | Operating | 1080 | GEN6 (129.2), GEN5 (84.9) | 50815 ENG501 | 106.4333
TX | Odyssey Energy Altura Cogen, LLC | 50815 | ENG601 |  | 2023 | ARP, CSOSG2 | 606813 | 6 |  | Harris County | TX201 | 201 | Cogeneration | 29.8169 | -95.1086 | Odyssey Energy Altura Cogen, LLC (Owner),Odyssey Energy Altura Cogen, LLC (Operator) | Phase 2 |  | Combined cycle | Pipeline Natural Gas |  |  | Dry Low NOx Burners |  |  | 1995-06-01 | Operating | 1080 | GEN6 (129.2), GEN7 (84.9) | 50815 ENG601 | 106.4333
MI | TES Filer City Station | 50835 | 1 |  | 2023 | CSNOX, CSOSG3, CSSO2G1, MATS | 605080 | 5 |  | Manistee County | MI101 | 101 | Cogeneration | 44.217 | -86.2906 | T.E.S. Filer City Station Limited Partnership (Owner),NorthStar Clean Energy (Operator) |  |  | Stoker | Coal | Pipeline Natural Gas, Tire Derived Fuel, Wood | Dry Lime FGD |  | Baghouse |  | 1990-01-01 | Operating | 450 | GEN1 (70) | 50835 1 | 70
MI | TES Filer City Station | 50835 | 2 |  | 2023 | CSNOX, CSOSG3, CSSO2G1, MATS | 605080 | 5 |  | Manistee County | MI101 | 101 | Cogeneration | 44.217 | -86.2906 | T.E.S. Filer City Station Limited Partnership (Owner),NorthStar Clean Energy (Operator) |  |  | Stoker | Coal | Pipeline Natural Gas, Tire Derived Fuel, Wood | Dry Lime FGD |  | Baghouse |  | 1990-01-01 | Operating | 450 | GEN1 (70) | 50835 2 | 70
NJ | Elmwood Power LLC | 50852 | 2001 |  | 2023 | CSNOX, CSOSG3, CSSO2G1, RGGI | 610185 | 2 |  | Bergen County | NJ003 | 3 | Cogeneration | 40.9056 | -74.1308 | Elmwood Power LLC (Owner),Elmwood Power LLC (Operator) |  |  | Combined cycle | Pipeline Natural Gas | Diesel Oil |  | Water Injection |  |  | 1989-07-15 | Operating (Retired 06/01/2023) | 765 | GEN1 (56.3), GEN2 (16.4) | 50852 2001 | 72.7
CA | Salinas River Cogeneration Facility | 50865 | 1 |  | 2023 | ARP | 609979 | 9 |  | Monterey County | CA053 | 53 | Cogeneration | 35.9515 | -120.8679 | Salinas River Cogeneration Company (Owner),Salinas River Cogeneration Company (Operator) | Phase 2 |  | Combustion turbine | Pipeline Natural Gas |  |  | Dry Low NOx Burners,Selective Catalytic Reduction |  |  | 1992-03-06 | Operating | 525 | K100 (38.9) | 50865 1 | 38.9 | Y
PA | Northampton Generating Plant | 50888 | NGC01 |  | 2023 | ARP, CSNOX, CSOSG3, CSSO2G1, MATS, RGGI | 606793 | 3 |  | Northampton County | PA095 | 95 | Cogeneration | 40.6917 | -75.4792 | Northampton Generating Company (Owner),Northampton Generating Company (Operator) | Phase 2 |  | Circulating fluidized bed boiler | Coal Refuse | Coal, Other Solid Fuel, Petroleum Coke, Tire Derived Fuel, Wood | Fluidized Bed Limestone Injection | Ammonia Injection | Baghouse |  | 1995-08-28 | Operating | 1530 | GEN1 (125) | 50888 NGC01 | 125
FL | Hardee Power Station | 50949 | CT2B |  | 2023 | ARP | 606359 | 4 |  | Hardee County | FL049 | 49 | Electric Utility | 27.6364 | -81.9636 | Hardee Power Partners (Owner),Invenergy LLC (Operator) | Phase 2 |  | Combustion turbine | Pipeline Natural Gas | Diesel Oil |  | Dry Low NOx Burners,Water Injection |  |  | 2000-05-17 | Operating | 1109 | GEN5 (86.5) | 50949 CT2B | 86.5
PA | Scrubgrass Generating Plant | 50974 | 1 |  | 2023 | ARP, CSNOX, CSOSG3, CSSO2G1, MATS, RGGI | 602154 | 3 |  | Venango County | PA121 | 121 | Small Power Producer | 41.2678 | -79.8114 | Scrubgrass Generating Company (Owner),Scrubgrass Generating Company (Operator) | Phase 2 |  | Circulating fluidized bed boiler | Coal |  | Fluidized Bed Limestone Injection | Selective Non-catalytic Reduction |  |  | 1993-06-06 | Operating | 800 | GEN1 (94.8) | 50974 1 | 94.8 | Y
PA | Scrubgrass Generating Plant | 50974 | 2 |  | 2023 | ARP, CSNOX, CSOSG3, CSSO2G1, MATS, RGGI | 602154 | 3 |  | Venango County | PA121 | 121 | Small Power Producer | 41.2678 | -79.8114 | Scrubgrass Generating Company (Owner),Scrubgrass Generating Company (Operator) | Phase 2 |  | Circulating fluidized bed boiler | Coal |  | Fluidized Bed Limestone Injection | Selective Non-catalytic Reduction |  |  | 1993-06-06 | Operating | 775 | GEN1 (94.8) | 50974 2 | 94.8 | Y
NY | Carr Street Generating Station | 50978 | A |  | 2023 | ARP, CSNOX, CSOSG3, CSSO2G1, RGGI | 610477 | 2 |  | Onondaga County | NY067 | 67 | Electric Utility | 43.0611 | -76.0819 | Carr Street Generating Station, LP (Owner),Brookfield Renewable Energy Group (Operator) | Phase 2 |  | Combined cycle | Pipeline Natural Gas | Diesel Oil |  | Water Injection,Ammonia Injection |  |  | 1993-12-11 | Operating | 472 | GEN1 (48.8), GEN3 (27.8) | 50978 A | 62.7
NY | Carr Street Generating Station | 50978 | B |  | 2023 | ARP, CSNOX, CSOSG3, CSSO2G1, RGGI | 610477 | 2 |  | Onondaga County | NY067 | 67 | Electric Utility | 43.0611 | -76.0819 | Carr Street Generating Station, LP (Owner),Brookfield Renewable Energy Group (Operator) | Phase 2 |  | Combined cycle | Pipeline Natural Gas | Diesel Oil |  | Water Injection,Ammonia Injection |  |  | 1993-12-11 | Operating | 488 | GEN3 (27.8), GEN2 (48.8) | 50978 B | 62.7
VT | Ryegate Associates | 51026 | 1 |  | 2023 | ARP |  | 1 |  | Caledonia County | VT005 | 5 | Electric Utility | 44.2131 | -72.0572 |  | Phase 2 |  | Stoker | Wood | [5 empty] | 1992-09-01 | Operating |  | 1 (20) | 51026 1 | 20
RI | Ocean State Power | 51030 | 1 |  | 2023 | ARP, RGGI, SIPNOX | 605624 | 1 |  | Providence County | RI007 | 7 | Electric Utility | 42.0099 | -71.6701 | Ocean State Power (Owner),Ocean State Power (Operator) | Phase 2 |  | Combined cycle | Pipeline Natural Gas | Diesel Oil |  | Water Injection,Selective Catalytic Reduction |  |  | 1990-12-01 | Operating | 1650 | GEN1 (82.8), GEN3 (88.6) | 51030 1 | 127.1 | Y
RI | Ocean State Power | 51030 | 2 |  | 2023 | ARP, RGGI, SIPNOX | 605624 | 1 |  | Providence County | RI007 | 7 | Electric Utility | 42.0099 | -71.6701 | Ocean State Power (Owner),Ocean State Power (Operator) | Phase 2 |  | Combined cycle | Pipeline Natural Gas | Diesel Oil |  | Water Injection,Selective Catalytic Reduction |  |  | 1990-12-01 | Operating | 1650 | GEN3 (88.6), GEN2 (82.8) | 51030 2 | 127.1 | Y
VA | Doswell Limited Partnership | 52019 | 501 |  | 2023 | ARP, CSNOX, CSOSG3, CSSO2G1, RGGI | 605624 | 3 |  | Hanover County | VA085 | 85 | Electric Utility | 37.8181 | -77.4478 | Doswell Limited Partnership (Owner),Doswell Limited Partnership (Operator) | Phase 2 |  | Combined cycle | Pipeline Natural Gas | Diesel Oil |  | Dry Low NOx Burners,Selective Catalytic Reduction,Steam Injection |  |  | 1992-05-01 | Operating | 1699.9 | GEN1 (119.6), GEN6 (132), GEN3 (132) | 52019 501 | 185.6 | Y
VA | Doswell Limited Partnership | 52019 | 502 |  | 2023 | ARP, CSNOX, CSOSG3, CSSO2G1, RGGI | 605624 | 3 |  | Hanover County | VA085 | 85 | Electric Utility | 37.8181 | -77.4478 | Doswell Limited Partnership (Owner),Doswell Limited Partnership (Operator) | Phase 2 |  | Combined cycle | Pipeline Natural Gas | Diesel Oil |  | Dry Low NOx Burners,Selective Catalytic Reduction,Steam Injection |  |  | 1992-05-01 | Operating | 1845.8 | GEN6 (132), GEN3 (132), GEN2 (119.6) | 52019 502 | 185.6 | Y
VA | Doswell Limited Partnership | 52019 | 601 |  | 2023 | ARP, CSNOX, CSOSG3, CSSO2G1, RGGI | 605624 | 3 |  | Hanover County | VA085 | 85 | Electric Utility | 37.8181 | -77.4478 | Doswell Limited Partnership (Owner),Doswell Limited Partnership (Operator) | Phase 2 |  | Combined cycle | Pipeline Natural Gas | Diesel Oil |  | Dry Low NOx Burners,Selective Catalytic Reduction,Steam Injection |  |  | 1992-05-01 | Operating | 1616.9 | GEN6 (132), GEN4 (119.6), GEN3 (132) | 52019 601 | 185.6 | Y
VA | Doswell Limited Partnership | 52019 | 602 |  | 2023 | ARP, CSNOX, CSOSG3, CSSO2G1, RGGI | 605624 | 3 |  | Hanover County | VA085 | 85 | Electric Utility | 37.8181 | -77.4478 | Doswell Limited Partnership (Owner),Doswell Limited Partnership (Operator) | Phase 2 |  | Combined cycle | Pipeline Natural Gas | Diesel Oil |  | Dry Low NOx Burners,Selective Catalytic Reduction,Steam Injection |  |  | 1992-05-01 | Operating | 1620.5 | GEN3 (132), GEN6 (132), GEN5 (119.6) | 52019 602 | 185.6 | Y
VA | Doswell Limited Partnership | 52019 | CT1 |  | 2023 | ARP, CSNOX, CSOSG3, CSSO2G1, RGGI | 605624 | 3 |  | Hanover County | VA085 | 85 | Electric Utility | 37.8181 | -77.4478 | Doswell Limited Partnership (Owner),Doswell Limited Partnership (Operator) | Phase 2 |  | Combustion turbine | Pipeline Natural Gas | Diesel Oil |  | Dry Low NOx Burners,Water Injection |  |  | 2001-03-10 | Operating | 2141.9 | GEN7 (170) | 52019 CT1 | 170
VA | Doswell Limited Partnership | 52019 | CT2 |  | 2023 | ARP, CSNOX, CSOSG3, CSSO2G1, RGGI | 605624 | 3 |  | Hanover County | VA085 | 85 | Electric Utility | 37.8181 | -77.4478 | Doswell Limited Partnership (Owner),Doswell Limited Partnership (Operator) | Phase 2 |  | Combustion turbine | Pipeline Natural Gas |  |  | Dry Low NOx Burners |  |  | 2018-03-17 | Operating | 2075 | GEN8 (170) | 52019 CT2 | 170
VA | Doswell Limited Partnership | 52019 | CT3 |  | 2023 | ARP, CSNOX, CSOSG3, CSSO2G1, RGGI | 605624 | 3 |  | Hanover County | VA085 | 85 | Electric Utility | 37.8181 | -77.4478 | Doswell Limited Partnership (Owner),Doswell Limited Partnership (Operator) | Phase 2 |  | Combustion turbine | Pipeline Natural Gas |  |  | Dry Low NOx Burners |  |  | 2018-04-11 | Operating | 2051.4 | GEN9 (170) | 52019 CT3 | 170
MA | Dartmouth Power | 52026 | 1 |  | 2023 | ARP, RGGI, SIPNOX | 601710 | 1 |  | Bristol County | MA005 | 5 | Electric Utility | 41.6728 | -70.9989 | Dartmouth Power Associates, LP (Owner),North American Energy Services (Operator) | Phase 2 |  | Combined cycle | Pipeline Natural Gas | Diesel Oil |  | Water Injection,Selective Catalytic Reduction |  |  | 1992-05-05 | Operating | 656 | GEN2 (32), GEN1 (45) | 52026 1 | 77 | Y
VA | Elizabeth River Combustion Turbine Sta | 52087 | CT-1 | CP0 | 2023 | ARP, CSNOX, CSOSG3, CSSO2G1, RGGI | 1525 | 3 |  | Chesapeake city | VA550 | 550 | Electric Utility | 36.7743 | -76.3119 | Virginia Electric & Power Company (Owner),Dominion Generation (Operator) | Phase 2 |  | Combustion turbine | Pipeline Natural Gas | Diesel Oil |  | Water Injection |  |  | 1992-06-04 | Operating | 1553 | GEN1 (129.6) | 52087 CT-1 | 129.6
VA | Elizabeth River Combustion Turbine Sta | 52087 | CT-2 | CP0 | 2023 | ARP, CSNOX, CSOSG3, CSSO2G1, RGGI | 1525 | 3 |  | Chesapeake city | VA550 | 550 | Electric Utility | 36.7743 | -76.3119 | Virginia Electric & Power Company (Owner),Dominion Generation (Operator) | Phase 2 |  | Combustion turbine | Pipeline Natural Gas | Diesel Oil |  | Water Injection |  |  | 1992-06-04 | Operating | 1553 | GEN2 (129.6) | 52087 CT-2 | 129.6
VA | Elizabeth River Combustion Turbine Sta | 52087 | CT-3 | CP0 | 2023 | ARP, CSNOX, CSOSG3, CSSO2G1, RGGI | 1525 | 3 |  | Chesapeake city | VA550 | 550 | Electric Utility | 36.7743 | -76.3119 | Virginia Electric & Power Company (Owner),Dominion Generation (Operator) | Phase 2 |  | Combustion turbine | Pipeline Natural Gas | Diesel Oil |  | Water Injection |  |  | 1992-06-04 | Operating | 1553 | GEN3 (129.6) | 52087 CT-3 | 129.6
TX | Texas City Cogeneration | 52088 | GT-A |  | 2023 | ARP, CSOSG2 | 610469 (Ended Jul 25, 2023), 610153 (Started Jul 25, 2023) | 6 |  | Galveston County | TX167 | 167 | Cogeneration | 29.3787 | -94.944 | Texas City Cogeneration, LP (Owner),Calpine Operating Services Company, Inc. (Operator) | Phase 2 |  | Combined cycle | Pipeline Natural Gas |  |  | Steam Injection |  |  | 1987-05-31 | Operating | 1765 | GEN1 (141), GEN2 (103) | 52088 GT-A | 150
TX | Texas City Cogeneration | 52088 | GT-B |  | 2023 | ARP, CSOSG2 | 610469 (Ended Jul 25, 2023), 610153 (Started Jul 25, 2023) | 6 |  | Galveston County | TX167 | 167 | Cogeneration | 29.3787 | -94.944 | Texas City Cogeneration, LP (Owner),Calpine Operating Services Company, Inc. (Operator) | Phase 2 |  | Combined cycle | Pipeline Natural Gas |  |  | Dry Low NOx Burners |  |  | 1987-05-31 | Operating | 1765 | GEN3 (103), GEN1 (141) | 52088 GT-B | 150
TX | Texas City Cogeneration | 52088 | GT-C |  | 2023 | ARP, CSOSG2 | 610469 (Ended Jul 25, 2023), 610153 (Started Jul 25, 2023) | 6 |  | Galveston County | TX167 | 167 | Cogeneration | 29.3787 | -94.944 | Texas City Cogeneration, LP (Owner),Calpine Operating Services Company, Inc. (Operator) | Phase 2 |  | Combined cycle | Pipeline Natural Gas |  |  | Dry Low NOx Burners |  |  | 1987-05-31 | Operating | 1765 | GEN4 (103), GEN1 (141) | 52088 GT-C | 150
TX | C. R. Wing Cogeneration Plant | 52176 | 1 |  | 2023 | ARP, CSOSG2 | 610060 (Ended Feb 21, 2023), 610578 (Started Feb 21, 2023) | 6 | ERCOT | Howard County | TX227 | 227 | Cogeneration | 32.2722 | -101.4222 | BHER Power Resources, Inc. (Owner),BHER Power Resources, Inc. (Operator) | Phase 2 |  | Combined cycle | Pipeline Natural Gas | Diesel Oil |  | Steam Injection |  |  | 1987-07-20 | Operating | 1150 | GEN1 (77.5), GEN3 (75) | 52176 1 | 115
TX | C. R. Wing Cogeneration Plant | 52176 | 2 |  | 2023 | ARP, CSOSG2 | 610060 (Ended Feb 21, 2023), 610578 (Started Feb 21, 2023) | 6 | ERCOT | Howard County | TX227 | 227 | Cogeneration | 32.2722 | -101.4222 | BHER Power Resources, Inc. (Owner),BHER Power Resources, Inc. (Operator) | Phase 2 |  | Combined cycle | Pipeline Natural Gas | Diesel Oil |  | Steam Injection |  |  | 1987-07-21 | Operating | 1150 | GEN3 (75), GEN2 (77.5) | 52176 2 | 115
DE | Delaware City Refinery | 52193 | DCPP4 |  | 2023 | ARP, SIPNOX | 607290 | 3 |  | New Castle County | DE003 | 3 | Petroleum Refinery | 39.5936 | -75.6337 | Delaware City Refining Company (Owner),Delaware City Refining Company (Operator) | Phase 2 |  | Dry bottom wall-fired boiler | Process Gas | [5 empty] | 1961-01-01 | Operating | 808 | G2 (27.5), G3 (75), G4 (10), G1 (27.5) | 52193 DCPP4 | 140
NY | Rensselaer Cogen | 54034 | 1GTDBS |  | 2023 | ARP, CSNOX, CSOSG3, CSSO2G1, RGGI | 1820 | 2 | NPCC | Rensselaer County | NY083 | 83 | Electric Utility | 42.63 | -73.75 | Rensselaer Generating LLC (Owner),Rensselaer Generating LLC (Operator) | Phase 2 |  | Combined cycle | Pipeline Natural Gas | Diesel Oil |  | Selective Catalytic Reduction,Steam Injection |  |  | 1994-04-22 | Operating | 786.8 | GEN1 (58), GEN2 (45.9) | 54034 1GTDBS | 103.9 | Y
NY | Lockport | 54041 | 11854 |  | 2023 | ARP, CSNOX, CSOSG3, CSSO2G1, RGGI | 2239 | 2 | NPCC | Niagara County | NY063 | 63 | Cogeneration | 43.1622 | -78.7453 | Lockport Energy Associates, LP (Owner),Lockport Energy Associates, LP (Operator) | Phase 2 |  | Combined cycle | Pipeline Natural Gas | Diesel Oil |  | Steam Injection |  |  | 1992-12-28 | Operating | 1531 | GEN4 (75.3), GEN1 (51) | 54041 11854 | 76.1
NY | Lockport | 54041 | 11855 |  | 2023 | ARP, CSNOX, CSOSG3, CSSO2G1, RGGI | 2239 | 2 | NPCC | Niagara County | NY063 | 63 | Cogeneration | 43.1622 | -78.7453 | Lockport Energy Associates, LP (Owner),Lockport Energy Associates, LP (Operator) | Phase 2 |  | Combined cycle | Pipeline Natural Gas | Diesel Oil |  | Steam Injection |  |  | 1992-12-28 | Operating | 1531 | GEN2 (51), GEN4 (75.3) | 54041 11855 | 76.1
NY | Lockport | 54041 | 11856 |  | 2023 | ARP, CSNOX, CSOSG3, CSSO2G1, RGGI | 2239 | 2 | NPCC | Niagara County | NY063 | 63 | Cogeneration | 43.1622 | -78.7453 | Lockport Energy Associates, LP (Owner),Lockport Energy Associates, LP (Operator) | Phase 2 |  | Combined cycle | Pipeline Natural Gas | Diesel Oil |  | Steam Injection |  |  | 1992-12-28 | Operating | 1531 | GEN4 (75.3), GEN3 (51) | 54041 11856 | 76.1
NY | Indeck-Olean Energy Center | 54076 | 1 |  | 2023 | ARP, CSNOX, CSOSG3, CSSO2G1, RGGI | 2911 | 2 | NPCC | Cattaraugus County | NY009 | 9 | Cogeneration | 42.0875 | -78.4578 | Indeck-Olean Limited Partnership (Owner),Indeck-Olean Limited Partnership (Operator) | Phase 2 |  | Combined cycle | Pipeline Natural Gas | Diesel Oil |  | Selective Catalytic Reduction,Steam Injection |  |  | 1994-06-08 | Operating | 789 | GEN2 (44.7), GEN1 (46) | 54076 1 | 90.7 | Y
VA | Spruance Operating Services, LLC | 54081 | BLR03A |  | 2023 | ARP, CSNOX, CSOSG3, CSSO2G1 | 608849 | 3 |  | Richmond city | VA760 | 760 | Cogeneration | 37.4556 | -77.4308 | Spruance Genco, LLC (Owner),Spruance Operating Services, LLC (Owner) (Started May 11, 2023),Spruance Genco, LLC (Operator) (Ended May 11, 2023),Spruance Operating Services, LLC (Operator) (Started May 11, 2023) | Phase 2 |  | Stoker | Pipeline Natural Gas |  |  | Other |  |  | 1992-08-01 | Operating | 380 | GEN3 (67.5) | 54081 BLR03A | 67.5
VA | Spruance Operating Services, LLC | 54081 | BLR03B |  | 2023 | ARP, CSNOX, CSOSG3, CSSO2G1 | 608849 | 3 |  | Richmond city | VA760 | 760 | Cogeneration | 37.4556 | -77.4308 | Spruance Genco, LLC (Owner),Spruance Operating Services, LLC (Owner) (Started May 11, 2023),Spruance Genco, LLC (Operator) (Ended May 11, 2023),Spruance Operating Services, LLC (Operator) (Started May 11, 2023) | Phase 2 |  | Stoker | Pipeline Natural Gas |  |  | Other |  |  | 1992-08-01 | Operating | 525 | GEN3 (67.5) | 54081 BLR03B | 67.5
VA | Spruance Operating Services, LLC | 54081 | BLR04A |  | 2023 | ARP, CSNOX, CSOSG3, CSSO2G1 | 608849 | 3 |  | Richmond city | VA760 | 760 | Cogeneration | 37.4556 | -77.4308 | Spruance Genco, LLC (Owner),Spruance Operating Services, LLC (Owner) (Started May 11, 2023),Spruance Genco, LLC (Operator) (Ended May 11, 2023),Spruance Operating Services, LLC (Operator) (Started May 11, 2023) | Phase 2 |  | Stoker | Pipeline Natural Gas |  |  | Other |  |  | 1992-08-01 | Operating | 380 | GEN4 (67.5) | 54081 BLR04A | 67.5
VA | Spruance Operating Services, LLC | 54081 | BLR04B |  | 2023 | ARP, CSNOX, CSOSG3, CSSO2G1 | 608849 | 3 |  | Richmond city | VA760 | 760 | Cogeneration | 37.4556 | -77.4308 | Spruance Genco, LLC (Owner),Spruance Operating Services, LLC (Owner) (Started May 11, 2023),Spruance Genco, LLC (Operator) (Ended May 11, 2023),Spruance Operating Services, LLC (Operator) (Started May 11, 2023) | Phase 2 |  | Stoker | Pipeline Natural Gas |  |  | Other |  |  | 1992-08-01 | Operating | 380 | GEN4 (67.5) | 54081 BLR04B | 67.5
NY | KIAC Cogeneration | 54114 | GT1 |  | 2023 | CSNOX, CSOSG3, CSSO2G1, RGGI | 605705 | 2 | NPCC | Queens County | NY081 | 81 | Cogeneration | 40.6417 | -73.7778 | Calpine Corporation (Owner),Calpine Corporation (Operator) |  |  | Combined cycle | Pipeline Natural Gas | Diesel Oil |  | Water Injection,Selective Catalytic Reduction |  |  | 1995-02-01 | Operating | 718 | GEN3 (27), GEN1 (47.1) | 54114 GT1 | 60.6 | Y
NY | KIAC Cogeneration | 54114 | GT2 |  | 2023 | CSNOX, CSOSG3, CSSO2G1, RGGI | 605705 | 2 | NPCC | Queens County | NY081 | 81 | Cogeneration | 40.6417 | -73.7778 | Calpine Corporation (Owner),Calpine Corporation (Operator) |  |  | Combined cycle | Pipeline Natural Gas | Diesel Oil |  | Water Injection,Selective Catalytic Reduction |  |  | 1995-02-01 | Operating | 718 | GEN2 (47.1), GEN3 (27) | 54114 GT2 | 60.6 | Y
NY | Fortistar North Tonawanda Inc | 54131 | NTCT1 |  | 2023 | CSNOX, CSOSG3, CSSO2G1, RGGI | 2451 | 2 |  | Niagara County | NY063 | 63 | Cogeneration | 43.0483 | -78.8539 | Fortistar (Owner),North American Energy Services (Operator) |  |  | Combined cycle | Pipeline Natural Gas | Diesel Oil |  | Steam Injection |  |  | 1993-09-08 | Operating | 650 | GEN1 (38.3), GEN2 (17) | 54131 NTCT1 | 55.3
NY | Nissequogue Energy Center | 54149 | 1 |  | 2023 | CSNOX, CSOSG3, CSSO2G1, RGGI | 3292 | 2 |  | Suffolk County | NY103 | 103 | Cogeneration | 40.9168 | -73.1292 | Nissequogue Cogen Partners (Owner),Calpine Operating Services Company, Inc. (Operator) |  |  | Combustion turbine | Pipeline Natural Gas | Diesel Oil |  | Water Injection |  |  | 1995-04-01 | Operating | 670 | GEN1 (42) | 54149 1 | 42
CA | DTE Stockton | 54238 | BIOMS1 |  | 2023 | ARP | 603212 | 9 |  | San Joaquin County | CA077 | 77 | Electric Utility | 37.9416 | -121.3273 | DTE Energy Services (Owner),DTE Energy Services (Operator) | Phase 2 |  | Stoker | Wood |  | Wet Lime FGD | Selective Catalytic Reduction | Electrostatic Precipitator |  | 2013-10-26 | Operating | 780 | STG (49.9) | 54238 BIOMS1 | 49.9 | Y
NV | Saguaro | 54271 | A01 |  | 2023 | ARP | 610569 (Started Feb 14, 2023) | 9 | WECC | Clark County | NV003 | 3 | Electric Utility | 36.0422 | -115.0118 | Saguaro Power Company (Owner) (Started Feb 14, 2023),Consolidated Asset Management Services, LLC (Operator) (Started Feb 14, 2023) | Phase 2 |  | Combined cycle | Pipeline Natural Gas |  |  | Selective Catalytic Reduction,Steam Injection |  |  | 1991-12-15 | Operating | 475 | CTG1 (35), STG (29.1) | 54271 A01 | 49.55 | Y
NV | Saguaro | 54271 | A02 |  | 2023 | ARP | 610569 (Started Feb 14, 2023) | 9 | WECC | Clark County | NV003 | 3 | Electric Utility | 36.0422 | -115.0118 | Saguaro Power Company (Owner) (Started Feb 14, 2023),Consolidated Asset Management Services, LLC (Operator) (Started Feb 14, 2023) | Phase 2 |  | Combined cycle | Pipeline Natural Gas |  |  | Selective Catalytic Reduction,Steam Injection |  |  | 1991-12-15 | Operating | 475 | STG (29.1), CTG2 (35) | 54271 A02 | 49.55 | Y
RI | Ocean State Power II | 54324 | 3 |  | 2023 | ARP, RGGI, SIPNOX | 605624 | 1 |  | Providence County | RI007 | 7 | Electric Utility | 42.0099 | -71.6701 | Ocean State Power (Owner),Ocean State Power (Operator) | Phase 2 |  | Combined cycle | Pipeline Natural Gas | Diesel Oil |  | Water Injection,Selective Catalytic Reduction |  |  | 1991-10-01 | Operating | 1650 | GEN3 (88.6), GEN1 (82.8) | 54324 3 | 127.1 | Y
RI | Ocean State Power II | 54324 | 4 |  | 2023 | ARP, RGGI, SIPNOX | 605624 | 1 |  | Providence County | RI007 | 7 | Electric Utility | 42.0099 | -71.6701 | Ocean State Power (Owner),Ocean State Power (Operator) | Phase 2 |  | Combined cycle | Pipeline Natural Gas | Diesel Oil |  | Water Injection,Selective Catalytic Reduction |  |  | 1991-10-01 | Operating | 1650 | GEN2 (82.8), GEN3 (88.6) | 54324 4 | 127.1 | Y
FL | Orange Cogeneration Facility | 54365 | 1 |  | 2023 | ARP | 603364 | 4 |  | Polk County | FL105 | 105 | Cogeneration | 27.8708 | -81.8253 | Orange Cogeneration Limited Partnership (Owner),Northern Star Generation Services Company LLC (Operator) | Phase 2 |  | Combined cycle | Pipeline Natural Gas |  |  | Water Injection,Dry Low NOx Burners |  |  | 1995-06-16 | Operating | 565.3 | APC1 (54), APC3 (28.7) | 54365 1 | 68.35
FL | Orange Cogeneration Facility | 54365 | 2 |  | 2023 | ARP | 603364 | 4 |  | Polk County | FL105 | 105 | Cogeneration | 27.8708 | -81.8253 | Orange Cogeneration Limited Partnership (Owner),Northern Star Generation Services Company LLC (Operator) | Phase 2 |  | Combined cycle | Pipeline Natural Gas |  |  | Water Injection,Dry Low NOx Burners |  |  | 1995-06-16 | Operating | 595.4 | APC3 (28.7), APC2 (54) | 54365 2 | 68.35
MI | Cadillac Renewable Energy | 54415 | EUBLR |  | 2023 | CSNOX, CSOSG3, CSSO2G1 | 610840 (Ended Dec 01, 2023), 610804 (Started Dec 01, 2023) | 5 |  | Wexford County | MI165 | 165 | Small Power Producer | 44.2634 | -85.4348 | Cadillac Renewable Energy (Owner),Delta Power Services (Operator) |  |  | Stoker | Wood |  |  | Selective Non-catalytic Reduction | Cyclone,Electrostatic Precipitator |  | 1993-07-16 | Operating | 650 | GEN1 (40) | 54415 EUBLR | 40 | Y
FL | Mulberry Cogeneration Facility | 54426 | 1 |  | 2023 | ARP | 603364 | 4 |  | Polk County | FL105 | 105 | Cogeneration | 27.8489 | -81.8775 | Polk Power Partners, LP (Owner),Northern Star Generation Services Company LLC (Operator) | Phase 2 |  | Combined cycle | Pipeline Natural Gas | Diesel Oil |  | Dry Low NOx Burners |  |  | 1994-08-10 | Operating | 1077 | ST1 (49.5), GT1 (82) | 54426 1 | 131.5
FL | Orlando CoGen | 54466 | 1 |  | 2023 | ARP | 2865 | 4 |  | Orange County | FL095 | 95 | Cogeneration | 28.4422 | -81.4119 | Orlando CoGen Limited, LP (Owner),Northern Star Generation Services Company LLC (Operator) | Phase 2 |  | Combined cycle | Pipeline Natural Gas |  |  | Dry Low NOx Burners |  |  | 1993-09-25 | Operating | 1256 | GEN1 (144) | 54466 1 | 144
WA | Sumas Generating Station | 54476 | CT-1 |  | 2023 | ARP | 610010 (Ended May 09, 2023), 610011 (Started May 09, 2023) | 10 |  | Whatcom County | WA073 | 73 | Electric Utility | 48.9905 | -122.2733 | Puget Sound Energy, Inc. (Owner),Puget Sound Energy, Inc. (Operator) | Phase 2 |  | Combined cycle | Natural Gas |  |  | Selective Catalytic Reduction,Steam Injection |  |  | 1993-04-16 | Operating | 1200 | GEN2 (37.7), GEN1 (87.8) | 54476 CT-1 | 125.5 | Y
WA | Ferndale Generating Station | 54537 | CT-1A |  | 2023 | ARP | 610011 | 10 |  | Whatcom County | WA073 | 73 | Electric Utility | 48.8283 | -122.6853 | Puget Sound Energy, Inc. (Owner),NAES Corporation (Operator) | Phase 2 |  | Combined cycle | Natural Gas | Diesel Oil |  | Selective Catalytic Reduction,Steam Injection |  |  | 1994-04-01 | Operating | 1780 | ST1 (93.7), CT1A (95.9) | 54537 CT-1A | 142.75 | Y
WA | Ferndale Generating Station | 54537 | CT-1B |  | 2023 | ARP | 610011 | 10 |  | Whatcom County | WA073 | 73 | Electric Utility | 48.8283 | -122.6853 | Puget Sound Energy, Inc. (Owner),NAES Corporation (Operator) | Phase 2 |  | Combined cycle | Natural Gas | Diesel Oil |  | Selective Catalytic Reduction,Steam Injection |  |  | 1994-04-01 | Operating | 1780 | CT1B (95.9), ST1 (93.7) | 54537 CT-1B | 142.75 | Y
NY | Independence | 54547 | 1 |  | 2023 | ARP, CSNOX, CSOSG3, CSSO2G1, RGGI | 603383 | 2 |  | Oswego County | NY075 | 75 | Cogeneration | 43.495 | -76.4508 | Sithe/Independence Power Partners, L.P. (Owner),Sithe/Independence Power Partners, L.P. (Operator) | Phase 2 |  | Combined cycle | Pipeline Natural Gas |  |  | Dry Low NOx Burners,Selective Catalytic Reduction |  |  | 1994-10-01 | Operating | 2162 | 1 (169.2), 5 (204.5) | 54547 1 | 271.45 | Y
NY | Independence | 54547 | 2 |  | 2023 | ARP, CSNOX, CSOSG3, CSSO2G1, RGGI | 603383 | 2 |  | Oswego County | NY075 | 75 | Cogeneration | 43.495 | -76.4508 | Sithe/Independence Power Partners, L.P. (Owner),Sithe/Independence Power Partners, L.P. (Operator) | Phase 2 |  | Combined cycle | Pipeline Natural Gas |  |  | Dry Low NOx Burners,Selective Catalytic Reduction |  |  | 1994-09-01 | Operating | 2162 | 2 (169.2), 5 (204.5) | 54547 2 | 271.45 | Y
NY | Independence | 54547 | 3 |  | 2023 | ARP, CSNOX, CSOSG3, CSSO2G1, RGGI | 603383 | 2 |  | Oswego County | NY075 | 75 | Cogeneration | 43.495 | -76.4508 | Sithe/Independence Power Partners, L.P. (Owner),Sithe/Independence Power Partners, L.P. (Operator) | Phase 2 |  | Combined cycle | Pipeline Natural Gas |  |  | Dry Low NOx Burners,Selective Catalytic Reduction |  |  | 1994-08-01 | Operating | 2162 | 3 (169.2), 6 (204.5) | 54547 3 | 271.45 | Y
NY | Independence | 54547 | 4 |  | 2023 | ARP, CSNOX, CSOSG3, CSSO2G1, RGGI | 603383 | 2 |  | Oswego County | NY075 | 75 | Cogeneration | 43.495 | -76.4508 | Sithe/Independence Power Partners, L.P. (Owner),Sithe/Independence Power Partners, L.P. (Operator) | Phase 2 |  | Combined cycle | Pipeline Natural Gas |  |  | Dry Low NOx Burners,Selective Catalytic Reduction |  |  | 1994-08-01 | Operating | 2162 | 4 (169.2), 6 (204.5) | 54547 4 | 271.45 | Y
NY | Saranac Power Partners, LP | 54574 | 1 |  | 2023 | ARP, CSNOX, CSOSG3, CSSO2G1, RGGI | 607918 | 2 |  | Clinton County | NY019 | 19 | Cogeneration | 44.7132 | -73.4557 | Saranac Power Partners, LP (Owner),Falcon Power Operating Company (Operator) | Phase 2 |  | Combined cycle | Pipeline Natural Gas |  |  | Selective Catalytic Reduction |  |  | 1994-06-21 | Operating | 1676 | GEN1 (95.2), GEN3 (95.2) | 54574 1 | 142.8 | Y
NY | Saranac Power Partners, LP | 54574 | 2 |  | 2023 | ARP, CSNOX, CSOSG3, CSSO2G1, RGGI | 607918 | 2 |  | Clinton County | NY019 | 19 | Cogeneration | 44.7132 | -73.4557 | Saranac Power Partners, LP (Owner),Falcon Power Operating Company (Operator) | Phase 2 |  | Combined cycle | Pipeline Natural Gas |  |  | Selective Catalytic Reduction |  |  | 1994-06-21 | Operating | 1676 | GEN2 (95.2), GEN3 (95.2) | 54574 2 | 142.8 | Y
MA | Tanner Street Generation, LLC | 54586 | 2 |  | 2023 | ARP, RGGI, SIPNOX | 603585 | 1 | NPCC | Middlesex County | MA017 | 17 | Cogeneration | 42.6308 | -71.3133 | Tanner Street Generation LLC (Owner),Tanner Street Generation LLC (Operator) | Phase 2 |  | Combined cycle | Pipeline Natural Gas | Diesel Oil |  | Water Injection,Selective Catalytic Reduction |  |  | 2008-10-29 | Operating | 705 | TRENT (57.9), VAX (27.9) | 54586 2 | 85.8 | Y
NY | Massena Energy Facility | 54592 | 1 |  | 2023 | ARP, CSNOX, CSOSG3, CSSO2G1, RGGI | 602898 | 2 |  | St. Lawrence County | NY089 | 89 | Cogeneration | 44.9503 | -74.8928 | Power City Partners, LP (Owner),MEG OP Co (Morris Energy Group Operating Company) (Operator) | Phase 2 |  | Combined cycle | Pipeline Natural Gas | Diesel Oil |  | Selective Catalytic Reduction,Steam Injection |  |  | 1993-04-01 | Operating | 900 | GEN2 (35.3), GEN1 (66.6) | 54592 1 | 101.9 | Y
NY | Batavia Energy | 54593 | 1 |  | 2023 | ARP, CSNOX, CSOSG3, CSSO2G1, RGGI | 2129 | 2 | NPCC | Genesee County | NY037 | 37 | Cogeneration | 42.9828 | -78.1592 | Seneca Power Partners, LP (Owner),Seneca Power Partners, LP (Operator) | Phase 2 |  | Combined cycle | Pipeline Natural Gas |  |  | Steam Injection |  |  | 1992-09-01 | Operating | 551 | GEN2 (18.6), GEN1 (47.7) | 54593 1 | 66.3
CT | Pratt & Whitney, East Hartford | 54605 | 1 |  | 2023 | RGGI, SIPNOX | 610243 | 1 |  | Hartford County | CT003 | 3 | Cogeneration | 41.75 | -72.6347 | Pratt & Whitney, Division of Raytheon Technologies Corp (Owner),Pratt & Whitney, Division of Raytheon Technologies Corp (Operator) |  |  | Combustion turbine | Pipeline Natural Gas | Diesel Oil |  | Water Injection,Selective Catalytic Reduction |  |  | 1992-03-24 | Operating | 365.7 | FT-8 (32) | 54605 1 | 32 | Y
PA | St. Nicholas Cogeneration Project | 54634 | 1 |  | 2023 | ARP, CSNOX, CSOSG3, CSSO2G1, MATS, RGGI | 608145 | 3 |  | Schuylkill County | PA107 | 107 | Small Power Producer | 40.8222 | -76.1736 | Schuylkill Energy Resources, Inc. (Owner),Schuylkill Energy Resources, Inc. (Operator) | Phase 2 |  | Circulating fluidized bed boiler | Coal Refuse | Residual Oil | Fluidized Bed Limestone Injection |  | Baghouse |  | 1990-07-01 | Operating | 1560 | SNCP (99.2) | 54634 1 | 99.2
PA | Domtar Paper Company, LLC | 54638 | 40 | CS1 | 2023 | RGGI, SIPNOX | 1147 (Ended Apr 03, 2023), 610528 (Started Apr 03, 2023) | 3 |  | Elk County | PA047 | 47 | Pulp & Paper Mill | 41.4908 | -78.6767 | Domtar Paper Company, LLC (Owner),Domtar Paper Company, LLC (Operator) |  |  | Dry bottom wall-fired boiler | Natural Gas |  |  | Low NOx Burner Technology (Dry Bottom only) |  |  | 1982-11-03 | Operating | 306 | PT1 (54) | 54638 40 | 54
PA | Domtar Paper Company, LLC | 54638 | 41 | CS1 | 2023 | RGGI, SIPNOX | 1147 (Ended Apr 03, 2023), 610528 (Started Apr 03, 2023) | 3 |  | Elk County | PA047 | 47 | Pulp & Paper Mill | 41.4908 | -78.6767 | Domtar Paper Company, LLC (Owner),Domtar Paper Company, LLC (Operator) |  |  | Dry bottom wall-fired boiler | Natural Gas |  |  | Low NOx Burner Technology (Dry Bottom only) |  |  | 1982-11-03 | Operating | 306 | PT1 (54) | 54638 41 | 54
NJ | Lakewood | 54640 | 1001 |  | 2023 | ARP, CSNOX, CSOSG3, CSSO2G1, RGGI | 604449 (Ended Mar 27, 2023), 608604 (Started Mar 27, 2023)(Ended Apr 04, 2023), 610610 (Started Apr 04, 2023) | 2 |  | Ocean County | NJ029 | 29 | Cogeneration | 40.0613 | -74.1686 | Lakewood Cogeneration, LP (Owner),Lakewood Cogeneration, LP (Operator) | Phase 2 |  | Combined cycle | Pipeline Natural Gas | Diesel Oil |  | Water Injection,Selective Catalytic Reduction |  |  | 1994-05-03 | Operating | 1190 | GEN1 (77.9), GEN3 (82.7) | 54640 1001 | 119.25 | Y
NJ | Lakewood | 54640 | 2001 |  | 2023 | ARP, CSNOX, CSOSG3, CSSO2G1, RGGI | 604449 (Ended Mar 27, 2023), 608604 (Started Mar 27, 2023)(Ended Apr 04, 2023), 610610 (Started Apr 04, 2023) | 2 |  | Ocean County | NJ029 | 29 | Cogeneration | 40.0613 | -74.1686 | Lakewood Cogeneration, LP (Owner),Lakewood Cogeneration, LP (Operator) | Phase 2 |  | Combined cycle | Pipeline Natural Gas | Diesel Oil |  | Water Injection,Selective Catalytic Reduction |  |  | 1994-05-03 | Operating | 1190 | GEN2 (77.9), GEN3 (82.7) | 54640 2001 | 119.25 | Y
AZ | Yuma Cogeneration Associates | 54694 | 4101 |  | 2023 | ARP | 608247 | 9 |  | Yuma County | AZ027 | 27 | Cogeneration | 32.7286 | -114.6542 | California Energy Development Corporation (Owner),Falcon Power Operating Company (Operator) | Phase 2 |  | Combined cycle | Pipeline Natural Gas |  |  | Steam Injection |  |  | 1994-05-11 | Operating | 624 | GEN1 (44.1), GEN2 (18.5) | 54694 4101 | 62.6
CA | Goal Line | 54749 | 1 |  | 2023 | ARP | 603492 | 9 |  | San Diego County | CA073 | 73 | Cogeneration | 33.1185 | -117.0995 | Goal Line, LP (Owner),Goal Line, LP (Operator) | Phase 2 |  | Combined cycle | Pipeline Natural Gas |  |  | Water Injection,Selective Catalytic Reduction |  |  | 1994-11-24 | Operating | 448.1 | STG (10.2), CTG (41.2) | 54749 1 | 51.4 | Y
MI | Genesee Power Station | 54751 | 1 |  | 2023 | CSNOX, CSOSG3, CSSO2G1 | 607102 (Ended Jun 21, 2023), 610325 (Started Jun 21, 2023) | 5 |  | Genesee County | MI049 | 49 | Cogeneration | 43.0841 | -83.6743 | Fortistar LLC (Owner),NorthStar Clean Energy (Owner),Genesee Power Station LP (Operator) |  |  | Stoker | Wood | Tire Derived Fuel |  | Selective Non-catalytic Reduction | Cyclone,Electrostatic Precipitator |  | 1995-12-10 | Operating | 743 | GEN1 (35) | 54751 1 | 35 | Y
OR | Hermiston | 54761 | 1 |  | 2023 | ARP | 605660 | 10 | WECC | Umatilla County | OR059 | 59 | Electric Utility | 45.8042 | -119.37 | Pacificorp Energy Generation (Owner),Perennial Power (Owner),Perennial Power (Operator) | Phase 2 |  | Combined cycle | Pipeline Natural Gas |  |  | Selective Catalytic Reduction |  |  | 1996-07-01 | Operating | 2067 | GEN2 (204.5), GEN1 (106.1) | 54761 1 | 310.6 | Y
OR | Hermiston | 54761 | 2 |  | 2023 | ARP | 605660 | 10 | WECC | Umatilla County | OR059 | 59 | Electric Utility | 45.8042 | -119.37 | Pacificorp Energy Generation (Owner),Perennial Power (Owner),Perennial Power (Operator) | Phase 2 |  | Combined cycle | Pipeline Natural Gas |  |  | Selective Catalytic Reduction |  |  | 1996-07-01 | Operating | 2067 | GEN3 (106.1), GEN4 (204.5) | 54761 2 | 310.6 | Y
CA | Live Oak Limited | 54768 | GT1 |  | 2023 | ARP | 606765 | 9 |  | Kern County | CA029 | 29 | Electric Utility | 35.4837 | -119.0298 | ContourGlobal (Owner),ContourGlobal (Operator) | Phase 2 |  | Combustion turbine | Pipeline Natural Gas |  |  | Selective Catalytic Reduction |  |  | 1992-03-27 | Operating | 450 | GEN1 (46) | 54768 GT1 | 46 | Y
PA | Grays Ferry Cogen Partnership | 54785 | 2 |  | 2023 | ARP, CSNOX, CSOSG3, CSSO2G1, RGGI | 602803 | 3 |  | Philadelphia County | PA101 | 101 | Cogeneration | 39.9417 | -75.1883 | Vicinity Energy Philadelphia, Inc. (Owner),Vicinity Energy Philadelphia, Inc. (Operator) | Phase 2 |  | Combined cycle | Pipeline Natural Gas | Diesel Oil |  | Dry Low NOx Burners,Selective Catalytic Reduction |  |  | 1998-01-01 | Operating | 1881 | GEN2 (135), GEN1 (57.6) | 54785 2 | 192.6 | Y
PA | Grays Ferry Cogen Partnership | 54785 | 25 |  | 2023 | CSNOX, CSOSG3, CSSO2G1, RGGI | 602803 | 3 |  | Philadelphia County | PA101 | 101 | Cogeneration | 39.9417 | -75.1883 | Vicinity Energy Philadelphia, Inc. (Owner),Vicinity Energy Philadelphia, Inc. (Operator) |  |  | Dry bottom wall-fired boiler | Pipeline Natural Gas | Diesel Oil |  | Low NOx Burner Technology (Dry Bottom only),Other |  |  | 1997-12-22 | Operating | 1103 | GEN1 (57.6) | 54785 25 | 57.6
MA | Milford Power, LLC | 54805 | 1 |  | 2023 | ARP, RGGI, SIPNOX | 3095 | 1 |  | Worcester County | MA027 | 27 | Electric Utility | 42.1292 | -71.5122 | Milford Power, LLC (Owner),Milford Power, LLC (Operator) | Phase 2 |  | Combined cycle | Pipeline Natural Gas |  |  | Selective Catalytic Reduction,Steam Injection |  |  | 1993-05-01 | Operating | 1947.9 | GT-1 (129), ST-1 (43) | 54805 1 | 172 | Y
TX | Johnson County Generation Facility | 54817 | EAST |  | 2023 | ARP, CSOSG2 | 610322 (Ended Jun 25, 2023), 605624 (Started Jun 25, 2023) | 6 |  | Johnson County | TX251 | 251 | Electric Utility | 32.3994 | -97.4078 | Brazos Electric Power Cooperative, Inc. (Owner),Brazos Electric Power Cooperative, Inc. (Operator) | Phase 2 |  | Combined cycle | Pipeline Natural Gas | Diesel Oil |  | Selective Catalytic Reduction |  |  | 1996-08-19 | Operating | 2500 | ST-1 (104), GT-1 (154) | 54817 EAST | 258 | Y
MD | Brandywine Power Facility | 54832 | 1 |  | 2023 | ARP, CSNOX, CSOSG3, CSSO2G1, RGGI | 604603 (Ended Feb 23, 2023), 610492 (Started Feb 23, 2023)(Ended Mar 06, 2023) | 3 | MAAC | Prince George's County | MD033 | 33 | Cogeneration | 38.6681 | -76.8678 | KMC Thermo, LLC (Owner),KMC Thermo, LLC (Operator) | Phase 2 |  | Combined cycle | Pipeline Natural Gas | Diesel Oil, Liquified Petroleum Gas |  | Water Injection,Other |  |  | 1996-10-31 | Operating | 1200 | 1 (98.8), 3 (91.4) | 54832 1 | 144.5
MD | Brandywine Power Facility | 54832 | 2 |  | 2023 | ARP, CSNOX, CSOSG3, CSSO2G1, RGGI | 604603 (Ended Feb 23, 2023), 610492 (Started Feb 23, 2023)(Ended Mar 06, 2023) | 3 | MAAC | Prince George's County | MD033 | 33 | Cogeneration | 38.6681 | -76.8678 | KMC Thermo, LLC (Owner),KMC Thermo, LLC (Operator) | Phase 2 |  | Combined cycle | Pipeline Natural Gas | Diesel Oil, Liquified Petroleum Gas |  | Water Injection,Other |  |  | 1996-10-31 | Operating | 1200 | 2 (98.8), 3 (91.4) | 54832 2 | 144.5
VA | Gordonsville Power Station | 54844 | 1 |  | 2023 | ARP, CSNOX, CSOSG3, CSSO2G1, RGGI | 1525 | 3 |  | Louisa County | VA109 | 109 | Electric Utility | 38.1245 | -78.2031 | Virginia Electric & Power Company (Owner),Dominion Generation (Operator) | Phase 2 |  | Combined cycle | Pipeline Natural Gas | Diesel Oil |  | Dry Low NOx Burners,Water Injection,Selective Catalytic Reduction |  |  | 1994-06-01 | Operating | 1510 | GOR1 (97.2), GOR3 (53) | 54844 1 | 150.2 | Y
VA | Gordonsville Power Station | 54844 | 2 |  | 2023 | ARP, CSNOX, CSOSG3, CSSO2G1, RGGI | 1525 | 3 |  | Louisa County | VA109 | 109 | Electric Utility | 38.1245 | -78.2031 | Virginia Electric & Power Company (Owner),Dominion Generation (Operator) | Phase 2 |  | Combined cycle | Pipeline Natural Gas | Diesel Oil |  | Dry Low NOx Burners,Water Injection,Selective Catalytic Reduction |  |  | 1994-06-01 | Operating | 1510 | GOR2 (97.2), GOR4 (53) | 54844 2 | 150.2 | Y
NV | Sun Peak Generating Station | 54854 | 3 |  | 2023 | ARP | 610268 | 9 |  | Clark County | NV003 | 3 | Electric Utility | 36.1392 | -115.034 | Nevada Power Company dba NV Energy (Owner),Nevada Power Company dba NV Energy (Operator) | Phase 2 |  | Combustion turbine | Pipeline Natural Gas | Diesel Oil |  | Water Injection |  |  | 1991-06-08 | Operating | 1039 | 5657 (74) | 54854 3 | 74
NV | Sun Peak Generating Station | 54854 | 4 |  | 2023 | ARP | 610268 | 9 |  | Clark County | NV003 | 3 | Electric Utility | 36.1392 | -115.034 | Nevada Power Company dba NV Energy (Owner),Nevada Power Company dba NV Energy (Operator) | Phase 2 |  | Combustion turbine | Pipeline Natural Gas | Diesel Oil |  | Water Injection |  |  | 1991-06-08 | Operating | 1039 | 5658 (74) | 54854 4 | 74
NV | Sun Peak Generating Station | 54854 | 5 |  | 2023 | ARP | 610268 | 9 |  | Clark County | NV003 | 3 | Electric Utility | 36.1392 | -115.034 | Nevada Power Company dba NV Energy (Owner),Nevada Power Company dba NV Energy (Operator) | Phase 2 |  | Combustion turbine | Pipeline Natural Gas | Diesel Oil |  | Water Injection |  |  | 1991-06-08 | Operating | 1039 | 5659 (74) | 54854 5 | 74
NY | Brooklyn Navy Yard Cogeneration | 54914 | 1 |  | 2023 | ARP, CSNOX, CSOSG3, CSSO2G1, RGGI | 1009 | 2 | NPCC | Kings County | NY047 | 47 | Cogeneration | 40.6994 | -73.9758 | Brooklyn Navy Yard Cogeneration (Owner),Veolia North America (Operator) | Phase 2 |  | Combined cycle | Pipeline Natural Gas | Diesel Oil |  | Dry Low NOx Burners,Water Injection,Selective Catalytic Reduction |  |  | 1996-03-01 | Operating | 1503 | 01 (128), 03 (40.3) | 54914 1 | 168.3 | Y
NY | Brooklyn Navy Yard Cogeneration | 54914 | 2 |  | 2023 | ARP, CSNOX, CSOSG3, CSSO2G1, RGGI | 1009 | 2 | NPCC | Kings County | NY047 | 47 | Cogeneration | 40.6994 | -73.9758 | Brooklyn Navy Yard Cogeneration (Owner),Veolia North America (Operator) | Phase 2 |  | Combined cycle | Pipeline Natural Gas | Diesel Oil |  | Dry Low NOx Burners,Water Injection,Selective Catalytic Reduction |  |  | 1996-03-01 | Operating | 1503 | 02 (128), 04 (40.3) | 54914 2 | 168.3 | Y
MI | Michigan Power Limited Partnership | 54915 | 1 |  | 2023 | ARP, CSNOX, CSOSG3, CSSO2G1 | 608974 (Ended Jul 12, 2023), 608446 (Started Jul 12, 2023) | 5 |  | Mason County | MI105 | 105 | Cogeneration | 43.94 | -86.4247 | Michigan Power Limited Partnership (Owner),Michigan Power Limited Partnership (Operator) | Phase 2 |  | Combined cycle | Pipeline Natural Gas |  |  | Dry Low NOx Burners |  |  | 1995-10-22 | Operating | 1478 | G101 (83.5), G001 (58) | 54915 1 | 141.5
MN | Cottage Grove Cogeneration | 55010 | 1 |  | 2023 | ARP, CSNOX, CSSO2G2 | 604118 (Ended Feb 08, 2023), 610094 (Started Feb 08, 2023) | 5 |  | Washington County | MN163 | 163 | Cogeneration | 44.7956 | -92.9119 | LSP Cottage Grove, LP (Owner),D. E. Shaw Synoptic Acquisition 1, LLC (Owner) (Ended Feb 08, 2023),Polaris Cottage Grove, LLC (Owner) (Ended Feb 08, 2023),OGPA Cottage Grove, LLC (Owner) (Ended Feb 08, 2023),Cottage Grove Operating Services, LLC (Operator) | Phase 2 |  | Combined cycle | Pipeline Natural Gas | Diesel Oil |  | Selective Catalytic Reduction |  |  | 1997-03-05 | Operating | 2258 | STG1 (102), CTG1 (185) | 55010 1 | 287 | Y
WI | Whitewater Cogeneration Facility | 55011 | 1 |  | 2023 | ARP, CSNOX, CSOSG3, CSSO2G1 | 606904 (Ended Jan 05, 2023), 605792 (Started Jan 05, 2023)(Ended Oct 02, 2023), 610765 (Started Oct 02, 2023) | 5 |  | Jefferson County | WI055 | 55 | Cogeneration | 42.8543 | -88.7297 | LSP Whitewater, LP (Owner) (Ended Jan 05, 2023),D. E. Shaw Synoptic Acquisition 1, LLC (Owner) (Ended Jan 05, 2023),Polaris Whitewater, LLC (Owner) (Ended Jan 05, 2023),OGPA Whitewater, LLC (Owner) (Ended Jan 05, 2023),Wisconsin Electric Power Company (Owner) (Started Jan 05, 2023),Wisconsin Public Service Corporation (Owner) (Started Jan 05, 2023),Whitewater Operating Services, LLC (Operator) (Ended Jan 05, 2023),Wisconsin Electric Power Company (Operator) (Started Jan 05, 2023) | Phase 2 |  | Combined cycle | Pipeline Natural Gas | Diesel Oil |  | Selective Catalytic Reduction |  |  | 1997-03-18 | Operating | 2236 | STG1 (106.2), CTG1 (197) | 55011 1 | 303.2 | Y
TX | Sweeny Cogeneration Facility | 55015 | 1 | CP1 | 2023 | ARP, CSOSG2 | 609745 (Ended Mar 07, 2023), 610592 (Started Mar 07, 2023) | 6 | ERCOT | Brazoria County | TX039 | 39 | Cogeneration | 29.0728 | -95.745 | Sweeny Cogeneration, LP (Owner) (Ended Mar 07, 2023),Sweeny Cogeneration LLC (Owner) (Started Mar 07, 2023),Phillips 66 Company (Operator) | Phase 2 |  | Combustion turbine | Pipeline Natural Gas | Other Gas, Process Gas |  | Dry Low NOx Burners |  |  | 1997-08-01 | Operating | 2342 | GEN1 (115) | 55015 1 | 115
TX | Sweeny Cogeneration Facility | 55015 | 2 | CP1 | 2023 | ARP, CSOSG2 | 609745 (Ended Mar 07, 2023), 610592 (Started Mar 07, 2023) | 6 | ERCOT | Brazoria County | TX039 | 39 | Cogeneration | 29.0728 | -95.745 | Sweeny Cogeneration, LP (Owner) (Ended Mar 07, 2023),Sweeny Cogeneration LLC (Owner) (Started Mar 07, 2023),Phillips 66 Company (Operator) | Phase 2 |  | Combustion turbine | Pipeline Natural Gas | Other Gas, Process Gas |  | Dry Low NOx Burners |  |  | 1997-08-01 | Operating | 2342 | GEN2 (115) | 55015 2 | 115
TX | Sweeny Cogeneration Facility | 55015 | 3 | CP1 | 2023 | ARP, CSOSG2 | 609745 (Ended Mar 07, 2023), 610592 (Started Mar 07, 2023) | 6 | ERCOT | Brazoria County | TX039 | 39 | Cogeneration | 29.0728 | -95.745 | Sweeny Cogeneration, LP (Owner) (Ended Mar 07, 2023),Sweeny Cogeneration LLC (Owner) (Started Mar 07, 2023),Phillips 66 Company (Operator) | Phase 2 |  | Combustion turbine | Pipeline Natural Gas | Other Gas, Process Gas |  | Dry Low NOx Burners |  |  | 1997-08-01 | Operating | 2342 | GEN3 (115) | 55015 3 | 115
TX | Sweeny Cogeneration Facility | 55015 | 4 | CP1 | 2023 | ARP, CSOSG2 | 609745 (Ended Mar 07, 2023), 610592 (Started Mar 07, 2023) | 6 | ERCOT | Brazoria County | TX039 | 39 | Cogeneration | 29.0728 | -95.745 | Sweeny Cogeneration, LP (Owner) (Ended Mar 07, 2023),Sweeny Cogeneration LLC (Owner) (Started Mar 07, 2023),Phillips 66 Company (Operator) | Phase 2 |  | Combustion turbine | Pipeline Natural Gas | Other Gas, Process Gas |  | Dry Low NOx Burners |  |  | 2000-12-01 | Operating | 2342 | GEN4 (115) | 55015 4 | 115
MA | Dighton | 55026 | 1 |  | 2023 | ARP, RGGI, SIPNOX | 3095 | 1 |  | Bristol County | MA005 | 5 | Electric Utility | 41.8312 | -71.1239 | Dighton Power, LLC (Owner),Dighton Power, LLC (Operator) | Phase 2 |  | Combined cycle | Pipeline Natural Gas |  |  | Selective Catalytic Reduction |  |  | 1999-05-03 | Operating | 1636 | UNT1 (170) | 55026 1 | 170 | Y
WI | Depere Energy Center | 55029 | B01 |  | 2023 | ARP, CSNOX, CSOSG3, CSSO2G1 | 605792 (Ended Oct 02, 2023), 610765 (Started Oct 02, 2023) | 5 |  | Brown County | WI009 | 9 | Electric Utility | 44.4489 | -88.0731 | Wisconsin Public Service Corporation (Owner),Wisconsin Public Service Corporation (Operator) | Phase 2 |  | Combustion turbine | Pipeline Natural Gas | Diesel Oil |  | Water Injection |  |  | 1999-06-01 | Operating | 2193 | CT01 (187.3) | 55029 B01 | 187.3
ME | Androscoggin Energy | 55031 | CT01 |  | 2023 | ARP | 608598 (Ended Jul 11, 2023), 608771 (Started Jul 11, 2023) | 1 | NPCC | Franklin County | ME007 | 7 | Cogeneration | 44.506 | -70.242 | Pixelle Androscoggin LLC (Owner),Pixelle Androscoggin LLC (Operator) | Phase 2 |  | Combustion turbine | Pipeline Natural Gas | Diesel Oil |  | Selective Catalytic Reduction |  |  | 1999-10-24 | Operating | 979 | CT01 (54.6) | 55031 CT01 | 54.6 | Y
ME | Androscoggin Energy | 55031 | CT02 |  | 2023 | ARP | 608598 (Ended Jul 11, 2023), 608771 (Started Jul 11, 2023) | 1 | NPCC | Franklin County | ME007 | 7 | Cogeneration | 44.506 | -70.242 | Pixelle Androscoggin LLC (Owner),Pixelle Androscoggin LLC (Operator) | Phase 2 |  | Combustion turbine | Pipeline Natural Gas | Diesel Oil |  | Selective Catalytic Reduction |  |  | 1999-11-19 | Operating | 979 | CT02 (54.6) | 55031 CT02 | 54.6 | Y
ME | Androscoggin Energy | 55031 | CT03 |  | 2023 | ARP | 608598 (Ended Jul 11, 2023), 608771 (Started Jul 11, 2023) | 1 | NPCC | Franklin County | ME007 | 7 | Cogeneration | 44.506 | -70.242 | Pixelle Androscoggin LLC (Owner),Pixelle Androscoggin LLC (Operator) | Phase 2 |  | Combustion turbine | Pipeline Natural Gas | Diesel Oil |  | Selective Catalytic Reduction |  |  | 2000-07-10 | Operating | 979 | CT03 (54.6) | 55031 CT03 | 54.6 | Y
NM | Rio Bravo Generating Station | 55039 | GT-1 |  | 2023 | ARP | 608871 | 6 |  | Bernalillo County | NM001 | 1 | Electric Utility | 35.026 | -106.644 | Public Service Company of New Mexico (Owner),Public Service Company of New Mexico (Operator) | Phase 2 |  | Combustion turbine | Pipeline Natural Gas | Diesel Oil |  | Dry Low NOx Burners,Water Injection |  |  | 2000-05-15 | Operating | 2600 | GT1 (150) | 55039 GT-1 | 150
GA | Mid-Georgia Cogeneration | 55040 | 1 |  | 2023 | ARP, CSNOX, CSOSG1, CSSO2G2 | 604224 | 4 |  | Houston County | GA153 | 153 | Cogeneration | 32.4853 | -83.6036 | Mid-Georgia Cogeneration, LP (Owner),Mid-Georgia Cogeneration, LP (Operator) | Phase 2 |  | Combined cycle | Pipeline Natural Gas | Diesel Oil |  | Dry Low NOx Burners,Water Injection,Selective Catalytic Reduction |  |  | 1997-10-30 | Operating | 1375 | ST1 (110), CT1 (106.5) | 55040 1 | 161.5 | Y
GA | Mid-Georgia Cogeneration | 55040 | 2 |  | 2023 | ARP, CSNOX, CSOSG1, CSSO2G2 | 604224 | 4 |  | Houston County | GA153 | 153 | Cogeneration | 32.4853 | -83.6036 | Mid-Georgia Cogeneration, LP (Owner),Mid-Georgia Cogeneration, LP (Operator) | Phase 2 |  | Combined cycle | Pipeline Natural Gas | Diesel Oil |  | Dry Low NOx Burners,Water Injection,Selective Catalytic Reduction |  |  | 1998-02-02 | Operating | 1920 | CT2 (106.5), ST1 (110) | 55040 2 | 161.5 | Y
MA | Berkshire Power | 55041 | 1 |  | 2023 | ARP, RGGI, SIPNOX | 604188 | 1 | NPCC | Hampden County | MA013 | 13 | Electric Utility | 42.0476 | -72.6478 | Berkshire Power, LLC (Owner),Berkshire Power Company, LLC. (Owner),ABB Energy Ventures, Inc. (Operator) | Phase 2 |  | Combined cycle | Pipeline Natural Gas |  |  | Selective Catalytic Reduction |  |  | 1999-09-28 | Operating | 2112 | GEN2 (289) | 55041 1 | 289 | Y
CT | Bridgeport Energy | 55042 | BE1 |  | 2023 | ARP, RGGI, SIPNOX | 2709 | 1 |  | Fairfield County | CT001 | 1 | Electric Utility | 41.1692 | -73.1844 | Bridgeport Energy, LLC (Owner),Bridgeport Energy, LLC (Operator) | Phase 2 |  | Combined cycle | Pipeline Natural Gas |  |  | Selective Catalytic Reduction |  |  | 1998-07-27 | Operating | 2100 | GEN3 (180), GEN1 (170) | 55042 BE1 | 260 | Y
CT | Bridgeport Energy | 55042 | BE2 |  | 2023 | ARP, RGGI, SIPNOX | 2709 | 1 |  | Fairfield County | CT001 | 1 | Electric Utility | 41.1692 | -73.1844 | Bridgeport Energy, LLC (Owner),Bridgeport Energy, LLC (Operator) | Phase 2 |  | Combined cycle | Pipeline Natural Gas |  |  | Selective Catalytic Reduction |  |  | 1998-07-27 | Operating | 2100 | GEN2 (170), GEN3 (180) | 55042 BE2 | 260 | Y
SC | Cherokee County Cogen | 55043 | CCCP1 |  | 2023 | ARP, CSNOX, CSSO2G2, SIPNOX | 605624 | 4 |  | Cherokee County | SC021 | 21 | Cogeneration | 35.0727 | -81.613 | Cherokee County Cogen Partners, LP (Owner),Cherokee County Cogen Partners, LP (Operator) | Phase 2 |  | Combined cycle | Pipeline Natural Gas |  |  | Selective Catalytic Reduction |  |  | 1998-07-01 | Operating | 910 | GT1 (76.5), ST1 (41.2) | 55043 CCCP1 | 117.7 | Y
TX | Pasadena Power Plant | 55047 | CG-1 |  | 2023 | ARP, CSOSG2 | 606487 (Ended Apr 25, 2023), 610469 (Started Apr 25, 2023)(Ended Oct 18, 2023), 610771 (Started Oct 18, 2023) | 6 |  | Harris County | TX201 | 201 | Cogeneration | 29.7233 | -95.1769 | Pasadena Cogeneration, LP (Owner),Calpine Operating Services Company, Inc. (Operator) | Phase 2 |  | Combined cycle | Pipeline Natural Gas |  |  | Dry Low NOx Burners,Selective Catalytic Reduction |  |  | 1998-07-01 | Operating | 1910 | STG1 (85), CTG1 (175) | 55047 CG-1 | 260 | Y
TX | Pasadena Power Plant | 55047 | CG-2 |  | 2023 | ARP, CSOSG2 | 606487 (Ended Apr 25, 2023), 610469 (Started Apr 25, 2023)(Ended Oct 18, 2023), 610771 (Started Oct 18, 2023) | 6 |  | Harris County | TX201 | 201 | Cogeneration | 29.7233 | -95.1769 | Pasadena Cogeneration, LP (Owner),Calpine Operating Services Company, Inc. (Operator) | Phase 2 |  | Combined cycle | Pipeline Natural Gas |  |  | Dry Low NOx Burners,Selective Catalytic Reduction |  |  | 2000-07-01 | Operating | 1960 | STG2 (185), CTG2 (185) | 55047 CG-2 | 277.5 | Y
TX | Pasadena Power Plant | 55047 | CG-3 |  | 2023 | ARP, CSOSG2 | 606487 (Ended Apr 25, 2023), 610469 (Started Apr 25, 2023)(Ended Oct 18, 2023), 610771 (Started Oct 18, 2023) | 6 |  | Harris County | TX201 | 201 | Cogeneration | 29.7233 | -95.1769 | Pasadena Cogeneration, LP (Owner),Calpine Operating Services Company, Inc. (Operator) | Phase 2 |  | Combined cycle | Pipeline Natural Gas |  |  | Dry Low NOx Burners,Selective Catalytic Reduction |  |  | 2000-07-01 | Operating | 1980 | CTG3 (185), STG2 (185) | 55047 CG-3 | 277.5 | Y
RI | Tiverton Power, LLC | 55048 | 1 |  | 2023 | ARP, RGGI, SIPNOX | 606300 (Ended Sep 06, 2023), 610563 (Started Sep 06, 2023) | 1 | NPCC | Newport County | RI005 | 5 | Electric Utility | 41.6417 | -71.17 | Tiverton Power LLC (Owner),Tiverton Power LLC (Operator) | Phase 2 |  | Combined cycle | Pipeline Natural Gas |  |  | Selective Catalytic Reduction |  |  | 2000-02-01 | Operating | 2130 | UNT2 (93.2), UNT1 (179.3) | 55048 1 | 272.5 | Y
GA | Tenaska Georgia Generating Station | 55061 | CT1 |  | 2023 | ARP, CSNOX, CSOSG1, CSSO2G2 | 604188 | 4 | SERC | Heard County | GA149 | 149 | Electric Utility | 33.3516 | -84.9996 | Tenaska Georgia Partners, LP (Owner),Tenaska Georgia Partners, LP (Operator) | Phase 2 |  | Combustion turbine | Pipeline Natural Gas | Diesel Oil |  | Dry Low NOx Burners,Water Injection |  |  | 2001-06-01 | Operating | 2586 | GTG1 (183.2) | 55061 CT1 | 183.2
GA | Tenaska Georgia Generating Station | 55061 | CT2 |  | 2023 | ARP, CSNOX, CSOSG1, CSSO2G2 | 604188 | 4 | SERC | Heard County | GA149 | 149 | Electric Utility | 33.3516 | -84.9996 | Tenaska Georgia Partners, LP (Owner),Tenaska Georgia Partners, LP (Operator) | Phase 2 |  | Combustion turbine | Pipeline Natural Gas | Diesel Oil |  | Dry Low NOx Burners,Water Injection |  |  | 2001-08-30 | Operating | 2586 | GTG2 (183.2) | 55061 CT2 | 183.2
GA | Tenaska Georgia Generating Station | 55061 | CT3 |  | 2023 | ARP, CSNOX, CSOSG1, CSSO2G2 | 604188 | 4 | SERC | Heard County | GA149 | 149 | Electric Utility | 33.3516 | -84.9996 | Tenaska Georgia Partners, LP (Owner),Tenaska Georgia Partners, LP (Operator) | Phase 2 |  | Combustion turbine | Pipeline Natural Gas | Diesel Oil |  | Dry Low NOx Burners,Water Injection |  |  | 2001-06-01 | Operating | 2586 | GTG3 (183.2) | 55061 CT3 | 183.2
GA | Tenaska Georgia Generating Station | 55061 | CT4 |  | 2023 | ARP, CSNOX, CSOSG1, CSSO2G2 | 604188 | 4 | SERC | Heard County | GA149 | 149 | Electric Utility | 33.3516 | -84.9996 | Tenaska Georgia Partners, LP (Owner),Tenaska Georgia Partners, LP (Operator) | Phase 2 |  | Combustion turbine | Pipeline Natural Gas | Diesel Oil |  | Dry Low NOx Burners,Water Injection |  |  | 2002-04-01 | Operating | 2586 | GTG4 (183.2) | 55061 CT4 | 183.2
GA | Tenaska Georgia Generating Station | 55061 | CT5 |  | 2023 | ARP, CSNOX, CSOSG1, CSSO2G2 | 604188 | 4 | SERC | Heard County | GA149 | 149 | Electric Utility | 33.3516 | -84.9996 | Tenaska Georgia Partners, LP (Owner),Tenaska Georgia Partners, LP (Operator) | Phase 2 |  | Combustion turbine | Pipeline Natural Gas | Diesel Oil |  | Dry Low NOx Burners,Water Injection |  |  | 2002-04-01 | Operating | 2586 | GTG5 (183.2) | 55061 CT5 | 183.2
GA | Tenaska Georgia Generating Station | 55061 | CT6 |  | 2023 | ARP, CSNOX, CSOSG1, CSSO2G2 | 604188 | 4 | SERC | Heard County | GA149 | 149 | Electric Utility | 33.3516 | -84.9996 | Tenaska Georgia Partners, LP (Owner),Tenaska Georgia Partners, LP (Operator) | Phase 2 |  | Combustion turbine | Pipeline Natural Gas | Diesel Oil |  | Dry Low NOx Burners,Water Injection |  |  | 2002-04-01 | Operating | 2586 | GTG6 (183.2) | 55061 CT6 | 183.2
TX | Tenaska Frontier Generating Station | 55062 | 1 |  | 2023 | ARP, CSOSG2 | 604188 | 6 |  | Grimes County | TX185 | 185 | Electric Utility | 30.5924 | -95.9178 | Tenaska Frontier Partners, Ltd. (Owner),Tenaska Frontier Partners, Ltd. (Operator) | Phase 2 |  | Combined cycle | Pipeline Natural Gas | Diesel Oil |  | Dry Low NOx Burners |  |  | 2000-05-11 | Operating | 2405 | GTG1 (183.2), STG1 (390.1) | 55062 1 | 313.2333
TX | Tenaska Frontier Generating Station | 55062 | 2 |  | 2023 | ARP, CSOSG2 | 604188 | 6 |  | Grimes County | TX185 | 185 | Electric Utility | 30.5924 | -95.9178 | Tenaska Frontier Partners, Ltd. (Owner),Tenaska Frontier Partners, Ltd. (Operator) | Phase 2 |  | Combined cycle | Pipeline Natural Gas | Diesel Oil |  | Dry Low NOx Burners |  |  | 2000-05-21 | Operating | 2405 | GTG2 (183.2), STG1 (390.1) | 55062 2 | 313.2333
TX | Tenaska Frontier Generating Station | 55062 | 3 |  | 2023 | ARP, CSOSG2 | 604188 | 6 |  | Grimes County | TX185 | 185 | Electric Utility | 30.5924 | -95.9178 | Tenaska Frontier Partners, Ltd. (Owner),Tenaska Frontier Partners, Ltd. (Operator) | Phase 2 |  | Combined cycle | Pipeline Natural Gas | Diesel Oil |  | Dry Low NOx Burners |  |  | 2000-05-21 | Operating | 2405 | STG1 (390.1), GTG3 (183.2) | 55062 3 | 313.2333
MS | Batesville Generation Facility | 55063 | 1 |  | 2023 | ARP, CSOSG2 | 609473 | 4 | SERC | Panola County | MS107 | 107 | Electric Utility | 34.3345 | -89.9272 | Cooperative Energy (Owner),Cooperative Energy (Operator) | Phase 2 |  | Combined cycle | Pipeline Natural Gas |  |  | Selective Catalytic Reduction |  |  | 2000-02-20 | Operating | 2300 | CTG1 (184.5), STG1 (112.5) | 55063 1 | 297 | Y
MS | Batesville Generation Facility | 55063 | 2 |  | 2023 | ARP, CSOSG2 | 609473 | 4 | SERC | Panola County | MS107 | 107 | Electric Utility | 34.3345 | -89.9272 | Cooperative Energy (Owner),Cooperative Energy (Operator) | Phase 2 |  | Combined cycle | Pipeline Natural Gas |  |  | Selective Catalytic Reduction |  |  | 2000-03-29 | Operating | 2300 | STG2 (112.5), CTG2 (184.5) | 55063 2 | 297 | Y
MS | Batesville Generation Facility | 55063 | 3 |  | 2023 | ARP, CSOSG2 | 609473 | 4 | SERC | Panola County | MS107 | 107 | Electric Utility | 34.3345 | -89.9272 | Cooperative Energy (Owner),Cooperative Energy (Operator) | Phase 2 |  | Combined cycle | Pipeline Natural Gas |  |  | Selective Catalytic Reduction |  |  | 2000-04-28 | Operating | 2500 | STG3 (112.5), CTG3 (184.5) | 55063 3 | 297 | Y
TX | Blackhawk Station | 55064 | 1 |  | 2023 | ARP, CSOSG2 | 605902 | 6 |  | Hutchinson County | TX233 | 233 | Cogeneration | 35.6957 | -101.36 | Borger Energy Associates, LP (Owner),Borger Energy Associates, LP (Operator) | Phase 2 |  | Combustion turbine | Pipeline Natural Gas | Process Gas |  | Selective Catalytic Reduction,Dry Low NOx Burners |  |  | 1998-08-21 | Operating | 2002 | UNT1 (126.9) | 55064 1 | 126.9 | Y
TX | Blackhawk Station | 55064 | 2 |  | 2023 | ARP, CSOSG2 | 605902 | 6 |  | Hutchinson County | TX233 | 233 | Cogeneration | 35.6957 | -101.36 | Borger Energy Associates, LP (Owner),Borger Energy Associates, LP (Operator) | Phase 2 |  | Combustion turbine | Pipeline Natural Gas | Process Gas |  | Selective Catalytic Reduction,Dry Low NOx Burners |  |  | 1998-08-24 | Operating | 2002 | UNT2B (117), UNT2 (126.9) | 55064 2 | 243.9 | Y
TX | Mustang Station | 55065 | 1 |  | 2023 | ARP, CSOSG2 | 609443 (Ended Jun 21, 2023), 610698 (Started Jun 21, 2023) | 6 |  | Yoakum County | TX501 | 501 | Electric Utility | 32.9728 | -102.7417 | Golden Spread Electric Cooperative, Inc. (Owner),Golden Spread Electric Cooperative, Inc. (Operator) | Phase 2 |  | Combined cycle | Pipeline Natural Gas |  |  | Dry Low NOx Burners |  |  | 1999-04-07 | Operating | 1920 | GEN1 (174.2), GEN3 (172.6) | 55065 1 | 260.5
TX | Mustang Station | 55065 | 2 |  | 2023 | ARP, CSOSG2 | 609443 (Ended Jun 21, 2023), 610698 (Started Jun 21, 2023) | 6 |  | Yoakum County | TX501 | 501 | Electric Utility | 32.9728 | -102.7417 | Golden Spread Electric Cooperative, Inc. (Owner),Golden Spread Electric Cooperative, Inc. (Operator) | Phase 2 |  | Combined cycle | Pipeline Natural Gas |  |  | Dry Low NOx Burners |  |  | 1999-05-03 | Operating | 1920 | GEN3 (172.6), GEN2 (174.2) | 55065 2 | 260.5
ME | Maine Independence Station | 55068 | 1 |  | 2023 | ARP, RGGI | 603383 | 1 |  | Penobscot County | ME019 | 19 | Electric Utility | 44.8236 | -68.7106 | Casco Bay Energy Company, LLC (Owner),Casco Bay Energy Company, LLC (Operator) | Phase 2 |  | Combined cycle | Pipeline Natural Gas |  |  | Dry Low NOx Burners,Selective Catalytic Reduction |  |  | 2000-03-15 | Operating | 1937 | GEN3 (194.6), GEN1 (176.6) | 55068 1 | 273.9 | Y
ME | Maine Independence Station | 55068 | 2 |  | 2023 | ARP, RGGI | 603383 | 1 |  | Penobscot County | ME019 | 19 | Electric Utility | 44.8236 | -68.7106 | Casco Bay Energy Company, LLC (Owner),Casco Bay Energy Company, LLC (Operator) | Phase 2 |  | Combined cycle | Pipeline Natural Gas |  |  | Dry Low NOx Burners,Selective Catalytic Reduction |  |  | 2000-03-22 | Operating | 1937 | GEN2 (176.6), GEN3 (194.6) | 55068 2 | 273.9 | Y
AR | Pine Bluff Energy Center | 55075 | CT-1 |  | 2023 | ARP, CSOSG2 | 604633 | 6 |  | Jefferson County | AR069 | 69 | Cogeneration | 34.2181 | -91.9025 | Pine Bluff Energy, LLC (Owner),Calpine Operating Services Company, Inc. (Operator) | Phase 2 |  | Combined cycle | Pipeline Natural Gas |  |  | Dry Low NOx Burners |  |  | 2001-08-31 | Operating | 2406 | CT01 (180), ST01 (56) | 55075 CT-1 | 236
MS | Red Hills Generation Facility | 55076 | AA001 | CS001 | 2023 | ARP, CSOSG2, MATS | 607049 | 4 |  | Choctaw County | MS019 | 19 | Electric Utility | 33.3761 | -89.2183 | Choctaw Generation Limited Partnership, LLLP (Owner),Choctaw Generation, LP (Operator) | Phase 2 |  | Circulating fluidized bed boiler | Coal | Natural Gas | Fluidized Bed Limestone Injection | Other | Baghouse | Untreated PAC Sorbent Injection | 2001-02-22 | Operating | 3500 | RHGF (513.7) | 55076 AA001 | 513.7
MS | Red Hills Generation Facility | 55076 | AA002 | CS001 | 2023 | ARP, CSOSG2, MATS | 607049 | 4 |  | Choctaw County | MS019 | 19 | Electric Utility | 33.3761 | -89.2183 | Choctaw Generation Limited Partnership, LLLP (Owner),Choctaw Generation, LP (Operator) | Phase 2 |  | Circulating fluidized bed boiler | Coal | Natural Gas | Fluidized Bed Limestone Injection | Other | Baghouse | Untreated PAC Sorbent Injection | 2001-02-14 | Operating | 3500 | RHGF (513.7) | 55076 AA002 | 513.7
NV | Desert Star Energy Center | 55077 | EDE1 |  | 2023 | ARP | 604517 | 9 |  | Clark County | NV003 | 3 | Electric Utility | 35.7867 | -114.9928 | San Diego Gas and Electric Company (Owner),San Diego Gas and Electric Company (Operator) | Phase 2 |  | Combined cycle | Pipeline Natural Gas |  |  | Selective Catalytic Reduction |  |  | 2000-04-19 | Operating | 1925 | ED01 (201), ED03 (196) | 55077 EDE1 | 299 | Y
NV | Desert Star Energy Center | 55077 | EDE2 |  | 2023 | ARP | 604517 | 9 |  | Clark County | NV003 | 3 | Electric Utility | 35.7867 | -114.9928 | San Diego Gas and Electric Company (Owner),San Diego Gas and Electric Company (Operator) | Phase 2 |  | Combined cycle | Pipeline Natural Gas |  |  | Selective Catalytic Reduction |  |  | 2000-04-19 | Operating | 1925 | ED02 (201), ED03 (196) | 55077 EDE2 | 299 | Y
MA | Millennium Power | 55079 | 1 |  | 2023 | ARP, RGGI, SIPNOX | 603354 | 1 | NPCC | Worcester County | MA027 | 27 | Electric Utility | 42.1127 | -72.0152 | Millennium Power Company, LLC (Owner),Millennium Power Company, LLC (Operator) | Phase 2 |  | Combined cycle | Pipeline Natural Gas | Diesel Oil |  | Water Injection,Selective Catalytic Reduction |  |  | 2000-07-17 | Operating | 2842 | ST01 (130), CT01 (230) | 55079 1 | 360 | Y
TN | Brownsville Combustion Turbine Plant | 55081 | AA-001 |  | 2023 | ARP, CSNOX, CSOSG2, CSSO2G1 | 609315 | 4 |  | Haywood County | TN075 | 75 | Electric Utility | 35.5438 | -89.198 | Tennessee Valley Authority (Owner),Tennessee Valley Authority (Operator) | Phase 2 |  | Combustion turbine | Pipeline Natural Gas |  |  | Steam Injection |  |  | 1999-06-07 | Operating | 1510 | 1 (112) | 55081 AA-001 | 112
TN | Brownsville Combustion Turbine Plant | 55081 | AA-002 |  | 2023 | ARP, CSNOX, CSOSG2, CSSO2G1 | 609315 | 4 |  | Haywood County | TN075 | 75 | Electric Utility | 35.5438 | -89.198 | Tennessee Valley Authority (Owner),Tennessee Valley Authority (Operator) | Phase 2 |  | Combustion turbine | Pipeline Natural Gas |  |  | Steam Injection |  |  | 1999-06-07 | Operating | 1460 | 2 (112) | 55081 AA-002 | 112
TN | Brownsville Combustion Turbine Plant | 55081 | AA-003 |  | 2023 | ARP, CSNOX, CSOSG2, CSSO2G1 | 609315 | 4 |  | Haywood County | TN075 | 75 | Electric Utility | 35.5438 | -89.198 | Tennessee Valley Authority (Owner),Tennessee Valley Authority (Operator) | Phase 2 |  | Combustion turbine | Pipeline Natural Gas |  |  | Water Injection |  |  | 1999-06-07 | Operating | 1690 | 3 (118) | 55081 AA-003 | 118
TN | Brownsville Combustion Turbine Plant | 55081 | AA-004 |  | 2023 | ARP, CSNOX, CSOSG2, CSSO2G1 | 609315 | 4 |  | Haywood County | TN075 | 75 | Electric Utility | 35.5438 | -89.198 | Tennessee Valley Authority (Owner),Tennessee Valley Authority (Operator) | Phase 2 |  | Combustion turbine | Pipeline Natural Gas |  |  | Water Injection |  |  | 1999-06-07 | Operating | 1700 | 4 (118) | 55081 AA-004 | 118
TX | Gregory Power Facility | 55086 | 101 |  | 2023 | ARP, CSOSG2 | 602998 | 6 |  | San Patricio County | TX409 | 409 | Cogeneration | 27.8881 | -97.2572 | Gregory Power Partners LLC (Owner),Gregory Power Partners LLC (Operator) | Phase 2 |  | Combined cycle | Pipeline Natural Gas |  |  | Dry Low NOx Burners |  |  | 2000-01-15 | Operating | 2378.1 | GT1A (168), STG (100) | 55086 101 | 268
TX | Gregory Power Facility | 55086 | 102 |  | 2023 | ARP, CSOSG2 | 602998 | 6 |  | San Patricio County | TX409 | 409 | Cogeneration | 27.8881 | -97.2572 | Gregory Power Partners LLC (Owner),Gregory Power Partners LLC (Operator) | Phase 2 |  | Combined cycle | Pipeline Natural Gas |  |  | Dry Low NOx Burners |  |  | 2000-01-15 | Operating | 2318.5 | STG (100), GT1B (168) | 55086 102 | 268
MI | Zeeland Generating Station | 55087 | CC1 |  | 2023 | ARP, CSNOX, CSOSG3, CSSO2G1 | 607360 | 5 |  | Ottawa County | MI139 | 139 | Cogeneration | 42.82 | -85.9988 | Consumers Energy Company (Owner),Consumers Energy Company (Operator) | Phase 2 |  | Combustion turbine | Pipeline Natural Gas |  |  | Dry Low NOx Burners |  |  | 2001-03-01 | Operating | 2204.8 | 1A (154) | 55087 CC1 | 154
MI | Zeeland Generating Station | 55087 | CC2 |  | 2023 | ARP, CSNOX, CSOSG3, CSSO2G1 | 607360 | 5 |  | Ottawa County | MI139 | 139 | Cogeneration | 42.82 | -85.9988 | Consumers Energy Company (Owner),Consumers Energy Company (Operator) | Phase 2 |  | Combustion turbine | Pipeline Natural Gas |  |  | Dry Low NOx Burners |  |  | 2001-03-01 | Operating | 2204.8 | 1B (154) | 55087 CC2 | 154
MI | Zeeland Generating Station | 55087 | CC3 |  | 2023 | ARP, CSNOX, CSOSG3, CSSO2G1 | 607360 | 5 |  | Ottawa County | MI139 | 139 | Cogeneration | 42.82 | -85.9988 | Consumers Energy Company (Owner),Consumers Energy Company (Operator) | Phase 2 |  | Combined cycle | Pipeline Natural Gas |  |  | Dry Low NOx Burners,Selective Catalytic Reduction |  |  | 2002-04-11 | Operating | 2323 | 2C (213.3), 2A (171) | 55087 CC3 | 277.65 | Y
MI | Zeeland Generating Station | 55087 | CC4 |  | 2023 | ARP, CSNOX, CSOSG3, CSSO2G1 | 607360 | 5 |  | Ottawa County | MI139 | 139 | Cogeneration | 42.82 | -85.9988 | Consumers Energy Company (Owner),Consumers Energy Company (Operator) | Phase 2 |  | Combined cycle | Pipeline Natural Gas |  |  | Dry Low NOx Burners,Selective Catalytic Reduction |  |  | 2002-04-20 | Operating | 2345 | 2B (171), 2C (213.3) | 55087 CC4 | 277.65 | Y
MI | Dearborn Industrial Generation | 55088 | BL1100 |  | 2023 | ARP, CSNOX, CSOSG3, CSSO2G1 | 3137 (Ended May 31, 2023), 610686 (Started May 31, 2023) | 5 |  | Wayne County | MI163 | 163 | Electric Utility | 42.3026 | -83.154 | Dearborn Industrial Generation, LLC (Owner),Dearborn Industrial Generation, LLC (Operator) | Phase 2 |  | Other boiler | Other Gas | Pipeline Natural Gas |  | Low NOx Burner Technology (Dry Bottom only) |  |  | 2001-06-01 | Operating | 835 | ST1 (189) | 55088 BL1100 | 189
MI | Dearborn Industrial Generation | 55088 | BL2100 |  | 2023 | ARP, CSNOX, CSOSG3, CSSO2G1 | 3137 (Ended May 31, 2023), 610686 (Started May 31, 2023) | 5 |  | Wayne County | MI163 | 163 | Electric Utility | 42.3026 | -83.154 | Dearborn Industrial Generation, LLC (Owner),Dearborn Industrial Generation, LLC (Operator) | Phase 2 |  | Other boiler | Other Gas | Pipeline Natural Gas |  | Low NOx Burner Technology (Dry Bottom only) |  |  | 2001-06-01 | Operating | 746.7 | ST1 (189) | 55088 BL2100 | 189
MI | Dearborn Industrial Generation | 55088 | BL3100 |  | 2023 | ARP, CSNOX, CSOSG3, CSSO2G1 | 3137 (Ended May 31, 2023), 610686 (Started May 31, 2023) | 5 |  | Wayne County | MI163 | 163 | Electric Utility | 42.3026 | -83.154 | Dearborn Industrial Generation, LLC (Owner),Dearborn Industrial Generation, LLC (Operator) | Phase 2 |  | Other boiler | Other Gas | Pipeline Natural Gas |  | Low NOx Burner Technology (Dry Bottom only) |  |  | 2001-06-01 | Operating | 746.7 | ST1 (189) | 55088 BL3100 | 189
MI | Dearborn Industrial Generation | 55088 | GT2100 |  | 2023 | ARP, CSNOX, CSOSG3, CSSO2G1 | 3137 (Ended May 31, 2023), 610686 (Started May 31, 2023) | 5 |  | Wayne County | MI163 | 163 | Electric Utility | 42.3026 | -83.154 | Dearborn Industrial Generation, LLC (Owner),Dearborn Industrial Generation, LLC (Operator) | Phase 2 |  | Combined cycle | Pipeline Natural Gas |  |  | Dry Low NOx Burners |  |  | 2001-06-01 | Operating | 2164 | GT1 (166.5), ST1 (189) | 55088 GT2100 | 261
MI | Dearborn Industrial Generation | 55088 | GT3100 |  | 2023 | ARP, CSNOX, CSOSG3, CSSO2G1 | 3137 (Ended May 31, 2023), 610686 (Started May 31, 2023) | 5 |  | Wayne County | MI163 | 163 | Electric Utility | 42.3026 | -83.154 | Dearborn Industrial Generation, LLC (Owner),Dearborn Industrial Generation, LLC (Operator) | Phase 2 |  | Combined cycle | Pipeline Natural Gas |  |  | Dry Low NOx Burners |  |  | 2001-06-01 | Operating | 3210 | ST1 (189), GT2 (166.5) | 55088 GT3100 | 261
MI | Dearborn Industrial Generation | 55088 | GTP1 |  | 2023 | ARP, CSNOX, CSOSG3, CSSO2G1 | 3137 (Ended May 31, 2023), 610686 (Started May 31, 2023) | 5 |  | Wayne County | MI163 | 163 | Electric Utility | 42.3026 | -83.154 | Dearborn Industrial Generation, LLC (Owner),Dearborn Industrial Generation, LLC (Operator) | Phase 2 |  | Combustion turbine | Pipeline Natural Gas |  |  | Dry Low NOx Burners |  |  | 1999-08-01 | Operating | 2410 | GTP1 (170) | 55088 GTP1 | 170
LA | Taft Cogeneration Facility | 55089 | CT1 |  | 2023 | ARP, CSOSG2E | 610401 | 6 |  | St. Charles Parish | LA089 | 89 | Cogeneration | 29.9861 | -90.4575 | Occidental Chemical Corporation (Owner),Occidental Chemical Corporation (Operator) | Phase 2 |  | Combined cycle | Pipeline Natural Gas | Other Gas |  | Dry Low NOx Burners |  |  | 2002-07-15 | Operating | 2385 | CT1 (178.5), ST1 (358.7) | 55089 CT1 | 298.0667
LA | Taft Cogeneration Facility | 55089 | CT2 |  | 2023 | ARP, CSOSG2E | 610401 | 6 |  | St. Charles Parish | LA089 | 89 | Cogeneration | 29.9861 | -90.4575 | Occidental Chemical Corporation (Owner),Occidental Chemical Corporation (Operator) | Phase 2 |  | Combined cycle | Pipeline Natural Gas | Other Gas |  | Dry Low NOx Burners |  |  | 2002-08-09 | Operating | 2385 | CT2 (178.5), ST1 (358.7) | 55089 CT2 | 298.0667
LA | Taft Cogeneration Facility | 55089 | CT3 |  | 2023 | ARP, CSOSG2E | 610401 | 6 |  | St. Charles Parish | LA089 | 89 | Cogeneration | 29.9861 | -90.4575 | Occidental Chemical Corporation (Owner),Occidental Chemical Corporation (Operator) | Phase 2 |  | Combined cycle | Pipeline Natural Gas | Other Gas |  | Dry Low NOx Burners |  |  | 2002-09-06 | Operating | 2385 | ST1 (358.7), CT3 (178.5) | 55089 CT3 | 298.0667
TX | Midlothian Energy | 55091 | STK1 |  | 2023 | ARP, CSOSG2 | 603383 | 6 | ERCOT | Ellis County | TX139 | 139 | Electric Utility | 32.4302 | -97.0537 | Midlothian Energy, LLC (Owner),Midlothian Energy, LLC (Operator) | Phase 2 |  | Combined cycle | Pipeline Natural Gas | Diesel Oil |  | Dry Low NOx Burners,Water Injection,Selective Catalytic Reduction |  |  | 2000-05-16 | Operating | 2140 | STK1 (289) | 55091 STK1 | 289 | Y
TX | Midlothian Energy | 55091 | STK2 |  | 2023 | ARP, CSOSG2 | 603383 | 6 | ERCOT | Ellis County | TX139 | 139 | Electric Utility | 32.4302 | -97.0537 | Midlothian Energy, LLC (Owner),Midlothian Energy, LLC (Operator) | Phase 2 |  | Combined cycle | Pipeline Natural Gas | Diesel Oil |  | Dry Low NOx Burners,Water Injection,Selective Catalytic Reduction |  |  | 2000-05-25 | Operating | 2140 | STK2 (289) | 55091 STK2 | 289 | Y
TX | Midlothian Energy | 55091 | STK3 |  | 2023 | ARP, CSOSG2 | 603383 | 6 | ERCOT | Ellis County | TX139 | 139 | Electric Utility | 32.4302 | -97.0537 | Midlothian Energy, LLC (Owner),Midlothian Energy, LLC (Operator) | Phase 2 |  | Combined cycle | Pipeline Natural Gas | Diesel Oil |  | Dry Low NOx Burners,Water Injection,Selective Catalytic Reduction |  |  | 2000-07-28 | Operating | 2140 | STK3 (289) | 55091 STK3 | 289 | Y
TX | Midlothian Energy | 55091 | STK4 |  | 2023 | ARP, CSOSG2 | 603383 | 6 | ERCOT | Ellis County | TX139 | 139 | Electric Utility | 32.4302 | -97.0537 | Midlothian Energy, LLC (Owner),Midlothian Energy, LLC (Operator) | Phase 2 |  | Combined cycle | Pipeline Natural Gas |  |  | Dry Low NOx Burners,Selective Catalytic Reduction |  |  | 2000-09-12 | Operating | 2140 | STK4 (289) | 55091 STK4 | 289 | Y
TX | Midlothian Energy | 55091 | STK5 |  | 2023 | ARP, CSOSG2 | 603383 | 6 | ERCOT | Ellis County | TX139 | 139 | Electric Utility | 32.4302 | -97.0537 | Midlothian Energy, LLC (Owner),Midlothian Energy, LLC (Operator) | Phase 2 |  | Combined cycle | Pipeline Natural Gas |  |  | Dry Low NOx Burners,Selective Catalytic Reduction |  |  | 2001-08-07 | Operating | 2520 | STK5 (289) | 55091 STK5 | 289 | Y
TX | Midlothian Energy | 55091 | STK6 |  | 2023 | ARP, CSOSG2 | 603383 | 6 | ERCOT | Ellis County | TX139 | 139 | Electric Utility | 32.4302 | -97.0537 | Midlothian Energy, LLC (Owner),Midlothian Energy, LLC (Operator) | Phase 2 |  | Combined cycle | Pipeline Natural Gas |  |  | Dry Low NOx Burners,Selective Catalytic Reduction |  |  | 2001-09-18 | Operating | 2520 | STK6 (289) | 55091 STK6 | 289 | Y
TX | Lamar Power Plant | 55097 | 1 |  | 2023 | ARP, CSOSG2 | 603383 | 6 |  | Lamar County | TX277 | 277 | Electric Utility | 33.6314 | -95.589 | La Frontera Holdings, LLC (Owner),Luminant Generation Company LLC (Operator) | Phase 2 |  | Combined cycle | Pipeline Natural Gas |  |  | Dry Low NOx Burners |  |  | 2000-05-01 | Operating | 2116 | CTG1 (171.7), STG1 (202) | 55097 1 | 272.7
TX | Lamar Power Plant | 55097 | 2 |  | 2023 | ARP, CSOSG2 | 603383 | 6 |  | Lamar County | TX277 | 277 | Electric Utility | 33.6314 | -95.589 | La Frontera Holdings, LLC (Owner),Luminant Generation Company LLC (Operator) | Phase 2 |  | Combined cycle | Pipeline Natural Gas |  |  | Dry Low NOx Burners |  |  | 2000-05-01 | Operating | 2116 | CTG2 (171.7), STG1 (202) | 55097 2 | 272.7
TX | Lamar Power Plant | 55097 | 3 |  | 2023 | ARP, CSOSG2 | 603383 | 6 |  | Lamar County | TX277 | 277 | Electric Utility | 33.6314 | -95.589 | La Frontera Holdings, LLC (Owner),Luminant Generation Company LLC (Operator) | Phase 2 |  | Combined cycle | Pipeline Natural Gas |  |  | Dry Low NOx Burners |  |  | 2000-12-01 | Operating | 2116 | CTG3 (171.7), STG2 (202) | 55097 3 | 272.7
TX | Lamar Power Plant | 55097 | 4 |  | 2023 | ARP, CSOSG2 | 603383 | 6 |  | Lamar County | TX277 | 277 | Electric Utility | 33.6314 | -95.589 | La Frontera Holdings, LLC (Owner),Luminant Generation Company LLC (Operator) | Phase 2 |  | Combined cycle | Pipeline Natural Gas |  |  | Dry Low NOx Burners |  |  | 2000-12-01 | Operating | 2116 | STG2 (202), CTG4 (171.7) | 55097 4 | 272.7
TX | Frontera Generation Facility | 55098 | 1 |  | 2023 | ARP, CSOSG2 | 605110 | 6 |  | Hidalgo County | TX215 | 215 | Electric Utility | 26.208 | -98.3992 | Frontera Generation, LP (Owner),Frontera Generation, LP (Operator) | Phase 2 |  | Combined cycle | Pipeline Natural Gas |  |  | Dry Low NOx Burners |  |  | 1999-07-03 | Operating | 1860 | GEN1 (172), GEN3 (185) | 55098 1 | 264.5
TX | Frontera Generation Facility | 55098 | 2 |  | 2023 | ARP, CSOSG2 | 605110 | 6 |  | Hidalgo County | TX215 | 215 | Electric Utility | 26.208 | -98.3992 | Frontera Generation, LP (Owner),Frontera Generation, LP (Operator) | Phase 2 |  | Combined cycle | Pipeline Natural Gas |  |  | Dry Low NOx Burners |  |  | 1999-07-28 | Operating | 1860 | GEN3 (185), GEN2 (172) | 55098 2 | 264.5
ME | Rumford Power | 55100 | 1 |  | 2023 | ARP, RGGI | 604345 | 1 | NPCC | Oxford County | ME017 | 17 | Electric Utility | 44.5303 | -70.5219 | Rumford Power, Inc (Owner),Rumford Power, Inc (Operator) | Phase 2 |  | Combined cycle | Pipeline Natural Gas |  |  | Selective Catalytic Reduction |  |  | 2000-07-06 | Operating | 1975 | UNT2 (93.5), UNT1 (179.4) | 55100 1 | 272.9 | Y
MI | Kalamazoo River Generating Station | 55101 | 1 |  | 2023 | ARP, CSNOX, CSOSG3, CSSO2G1 | 3137 (Ended May 31, 2023), 610686 (Started May 31, 2023) | 5 |  | Kalamazoo County | MI077 | 77 | Electric Utility | 42.2797 | -85.4922 | CMS Generation Michigan Power, LLC (Owner),CMS Generation Michigan Power, LLC (Operator) | Phase 2 |  | Combustion turbine | Pipeline Natural Gas |  |  | Other |  |  | 1999-06-10 | Operating | 1200 | 1 (73.5), 1 (73.5) | 55101 1 | 147
MI | Livingston Generating Station | 55102 | 1 |  | 2023 | ARP, CSNOX, CSOSG3, CSSO2G1 | 3137 (Ended May 31, 2023), 610686 (Started May 31, 2023) | 5 |  | Otsego County | MI137 | 137 | Electric Utility | 45.0291 | -84.7332 | CMS Generation Michigan Power, LLC (Owner),CMS Generation Michigan Power, LLC (Operator) | Phase 2 |  | Combustion turbine | Pipeline Natural Gas |  |  | Water Injection |  |  | 1999-06-07 | Operating | 550 | 1 (42.9) | 55102 1 | 42.9
MI | Livingston Generating Station | 55102 | 2 |  | 2023 | ARP, CSNOX, CSOSG3, CSSO2G1 | 3137 (Ended May 31, 2023), 610686 (Started May 31, 2023) | 5 |  | Otsego County | MI137 | 137 | Electric Utility | 45.0291 | -84.7332 | CMS Generation Michigan Power, LLC (Owner),CMS Generation Michigan Power, LLC (Operator) | Phase 2 |  | Combustion turbine | Pipeline Natural Gas |  |  | Water Injection |  |  | 1999-06-07 | Operating | 550 | 2 (42.4) | 55102 2 | 42.4
MI | Livingston Generating Station | 55102 | 3 |  | 2023 | ARP, CSNOX, CSOSG3, CSSO2G1 | 3137 (Ended May 31, 2023), 610686 (Started May 31, 2023) | 5 |  | Otsego County | MI137 | 137 | Electric Utility | 45.0291 | -84.7332 | CMS Generation Michigan Power, LLC (Owner),CMS Generation Michigan Power, LLC (Operator) | Phase 2 |  | Combustion turbine | Pipeline Natural Gas |  |  | Water Injection |  |  | 1999-06-07 | Operating | 550 | 3 (42.4) | 55102 3 | 42.4
MI | Livingston Generating Station | 55102 | 4 |  | 2023 | ARP, CSNOX, CSOSG3, CSSO2G1 | 3137 (Ended May 31, 2023), 610686 (Started May 31, 2023) | 5 |  | Otsego County | MI137 | 137 | Electric Utility | 45.0291 | -84.7332 | CMS Generation Michigan Power, LLC (Owner),CMS Generation Michigan Power, LLC (Operator) | Phase 2 |  | Combustion turbine | Pipeline Natural Gas |  |  | Water Injection |  |  | 1999-06-07 | Operating | 550 | 4 (42.4) | 55102 4 | 42.4
OR | Klamath Cogeneration Project | 55103 | CT1 |  | 2023 | ARP | 610050 | 10 |  | Klamath County | OR035 | 35 | Cogeneration | 42.174 | -121.8112 | Klamath Energy, LLC (Owner),Klamath Energy, LLC (Operator) | Phase 2 |  | Combined cycle | Pipeline Natural Gas |  |  | Selective Catalytic Reduction |  |  | 2001-05-18 | Operating | 2100 | ST1 (178.5), CT1 (161.5) | 55103 CT1 | 250.75 | Y
OR | Klamath Cogeneration Project | 55103 | CT2 |  | 2023 | ARP | 610050 | 10 |  | Klamath County | OR035 | 35 | Cogeneration | 42.174 | -121.8112 | Klamath Energy, LLC (Owner),Klamath Energy, LLC (Operator) | Phase 2 |  | Combined cycle | Pipeline Natural Gas |  |  | Selective Catalytic Reduction |  |  | 2001-05-18 | Operating | 2100 | CT2 (161.5), ST1 (178.5) | 55103 CT2 | 250.75 | Y
RI | Rhode Island State Energy Center | 55107 | RISEP1 |  | 2023 | ARP, RGGI, SIPNOX | 608604 (Ended Aug 17, 2023), 610755 (Started Aug 17, 2023) | 1 |  | Providence County | RI007 | 7 | Electric Utility | 41.8017 | -71.5186 | Rhode Island State Energy Center, LP (Owner),NextEra Energy Operating Services, LLC (Operator) | Phase 2 |  | Combined cycle | Pipeline Natural Gas |  |  | Dry Low NOx Burners,Selective Catalytic Reduction |  |  | 2002-07-29 | Operating | 2294.6 | CTG1 (196), STG1 (204) | 55107 RISEP1 | 298 | Y
RI | Rhode Island State Energy Center | 55107 | RISEP2 |  | 2023 | ARP, RGGI, SIPNOX | 608604 (Ended Aug 17, 2023), 610755 (Started Aug 17, 2023) | 1 |  | Providence County | RI007 | 7 | Electric Utility | 41.8017 | -71.5186 | Rhode Island State Energy Center, LP (Owner),NextEra Energy Operating Services, LLC (Operator) | Phase 2 |  | Combined cycle | Pipeline Natural Gas |  |  | Dry Low NOx Burners,Selective Catalytic Reduction |  |  | 2002-08-03 | Operating | 2294.6 | CTG2 (196), STG1 (204) | 55107 RISEP2 | 298 | Y
IL | Rocky Road Power, LLC | 55109 | T1 |  | 2023 | ARP, CSNOX, CSOSG3, CSSO2G1 | 609316 | 5 |  | Kane County | IL089 | 89 | Electric Utility | 42.0931 | -88.2397 | Rocky Road Power, LLC (Owner),Rocky Road Power, LLC (Operator) | Phase 2 |  | Combustion turbine | Pipeline Natural Gas |  |  | Dry Low NOx Burners |  |  | 1999-06-18 | Operating | 1439 | TG1 (121) | 55109 T1 | 121
IL | Rocky Road Power, LLC | 55109 | T2 |  | 2023 | ARP, CSNOX, CSOSG3, CSSO2G1 | 609316 | 5 |  | Kane County | IL089 | 89 | Electric Utility | 42.0931 | -88.2397 | Rocky Road Power, LLC (Owner),Rocky Road Power, LLC (Operator) | Phase 2 |  | Combustion turbine | Pipeline Natural Gas |  |  | Dry Low NOx Burners |  |  | 1999-06-18 | Operating | 1439 | TG2 (121) | 55109 T2 | 121
IL | Rocky Road Power, LLC | 55109 | T3 |  | 2023 | ARP, CSNOX, CSOSG3, CSSO2G1 | 609316 | 5 |  | Kane County | IL089 | 89 | Electric Utility | 42.0931 | -88.2397 | Rocky Road Power, LLC (Owner),Rocky Road Power, LLC (Operator) | Phase 2 |  | Combustion turbine | Pipeline Natural Gas |  |  | Water Injection |  |  | 1999-06-18 | Operating | 367 | TG3 (35) | 55109 T3 | 35
IL | Rocky Road Power, LLC | 55109 | T4 |  | 2023 | ARP, CSNOX, CSOSG3, CSSO2G1 | 609316 | 5 |  | Kane County | IL089 | 89 | Electric Utility | 42.0931 | -88.2397 | Rocky Road Power, LLC (Owner),Rocky Road Power, LLC (Operator) | Phase 2 |  | Combustion turbine | Pipeline Natural Gas |  |  | Dry Low NOx Burners |  |  | 2000-06-01 | Operating | 1439 | T4 (121) | 55109 T4 | 121
OH | Madison Generating Station | 55110 | 1 |  | 2023 | ARP, CSNOX, CSOSG3, CSSO2G1 | 609289 | 5 |  | Butler County | OH017 | 17 | Electric Utility | 39.4522 | -84.465 | Duke Energy Corporation (Owner),Duke Energy Corporation (Operator) | Phase 2 |  | Combustion turbine | Pipeline Natural Gas |  |  | Dry Low NOx Burners |  |  | 2000-05-29 | Operating | 1169 | CT1 (84.7) | 55110 1 | 84.7
OH | Madison Generating Station | 55110 | 2 |  | 2023 | ARP, CSNOX, CSOSG3, CSSO2G1 | 609289 | 5 |  | Butler County | OH017 | 17 | Electric Utility | 39.4522 | -84.465 | Duke Energy Corporation (Owner),Duke Energy Corporation (Operator) | Phase 2 |  | Combustion turbine | Pipeline Natural Gas |  |  | Dry Low NOx Burners |  |  | 2000-05-29 | Operating | 1169 | CT2 (84.7) | 55110 2 | 84.7
OH | Madison Generating Station | 55110 | 3 |  | 2023 | ARP, CSNOX, CSOSG3, CSSO2G1 | 609289 | 5 |  | Butler County | OH017 | 17 | Electric Utility | 39.4522 | -84.465 | Duke Energy Corporation (Owner),Duke Energy Corporation (Operator) | Phase 2 |  | Combustion turbine | Pipeline Natural Gas |  |  | Dry Low NOx Burners |  |  | 2000-05-29 | Operating | 1169 | CT3 (84.7) | 55110 3 | 84.7
OH | Madison Generating Station | 55110 | 4 |  | 2023 | ARP, CSNOX, CSOSG3, CSSO2G1 | 609289 | 5 |  | Butler County | OH017 | 17 | Electric Utility | 39.4522 | -84.465 | Duke Energy Corporation (Owner),Duke Energy Corporation (Operator) | Phase 2 |  | Combustion turbine | Pipeline Natural Gas |  |  | Dry Low NOx Burners |  |  | 2000-05-29 | Operating | 1169 | CT4 (84.7) | 55110 4 | 84.7
OH | Madison Generating Station | 55110 | 5 |  | 2023 | ARP, CSNOX, CSOSG3, CSSO2G1 | 609289 | 5 |  | Butler County | OH017 | 17 | Electric Utility | 39.4522 | -84.465 | Duke Energy Corporation (Owner),Duke Energy Corporation (Operator) | Phase 2 |  | Combustion turbine | Pipeline Natural Gas |  |  | Dry Low NOx Burners |  |  | 2000-06-15 | Operating | 1169 | CT5 (84.7) | 55110 5 | 84.7
OH | Madison Generating Station | 55110 | 6 |  | 2023 | ARP, CSNOX, CSOSG3, CSSO2G1 | 609289 | 5 |  | Butler County | OH017 | 17 | Electric Utility | 39.4522 | -84.465 | Duke Energy Corporation (Owner),Duke Energy Corporation (Operator) | Phase 2 |  | Combustion turbine | Pipeline Natural Gas |  |  | Dry Low NOx Burners |  |  | 2000-06-29 | Operating | 1169 | CT6 (84.7) | 55110 6 | 84.7
OH | Madison Generating Station | 55110 | 7 |  | 2023 | ARP, CSNOX, CSOSG3, CSSO2G1 | 609289 | 5 |  | Butler County | OH017 | 17 | Electric Utility | 39.4522 | -84.465 | Duke Energy Corporation (Owner),Duke Energy Corporation (Operator) | Phase 2 |  | Combustion turbine | Pipeline Natural Gas |  |  | Dry Low NOx Burners |  |  | 2000-06-15 | Operating | 1169 | CT7 (84.7) | 55110 7 | 84.7
OH | Madison Generating Station | 55110 | 8 |  | 2023 | ARP, CSNOX, CSOSG3, CSSO2G1 | 609289 | 5 |  | Butler County | OH017 | 17 | Electric Utility | 39.4522 | -84.465 | Duke Energy Corporation (Owner),Duke Energy Corporation (Operator) | Phase 2 |  | Combustion turbine | Pipeline Natural Gas |  |  | Dry Low NOx Burners |  |  | 2000-06-29 | Operating | 1169 | CT8 (84.7) | 55110 8 | 84.7
IN | Vermillion Generating Station | 55111 | 1 |  | 2023 | ARP, CSNOX, CSOSG3, CSSO2G1 | 609289 | 5 |  | Vermillion County | IN165 | 165 | Electric Utility | 39.9208 | -87.445 | Wabash Valley Power Alliance (Owner),Duke Energy Indiana, LLC (Owner),Duke Energy Indiana, LLC (Operator) | Phase 2 |  | Combustion turbine | Pipeline Natural Gas |  |  | Dry Low NOx Burners |  |  | 2000-03-16 | Operating | 1272 | CT1 (80) | 55111 1 | 80
IN | Vermillion Generating Station | 55111 | 2 |  | 2023 | ARP, CSNOX, CSOSG3, CSSO2G1 | 609289 | 5 |  | Vermillion County | IN165 | 165 | Electric Utility | 39.9208 | -87.445 | Wabash Valley Power Alliance (Owner),Duke Energy Indiana, LLC (Owner),Duke Energy Indiana, LLC (Operator) | Phase 2 |  | Combustion turbine | Pipeline Natural Gas |  |  | Dry Low NOx Burners |  |  | 2000-03-23 | Operating | 1272 | CT2 (80) | 55111 2 | 80
IN | Vermillion Generating Station | 55111 | 3 |  | 2023 | ARP, CSNOX, CSOSG3, CSSO2G1 | 609289 | 5 |  | Vermillion County | IN165 | 165 | Electric Utility | 39.9208 | -87.445 | Wabash Valley Power Alliance (Owner),Duke Energy Indiana, LLC (Owner),Duke Energy Indiana, LLC (Operator) | Phase 2 |  | Combustion turbine | Pipeline Natural Gas |  |  | Dry Low NOx Burners |  |  | 2000-04-11 | Operating | 1272 | CT3 (80) | 55111 3 | 80
IN | Vermillion Generating Station | 55111 | 4 |  | 2023 | ARP, CSNOX, CSOSG3, CSSO2G1 | 609289 | 5 |  | Vermillion County | IN165 | 165 | Electric Utility | 39.9208 | -87.445 | Wabash Valley Power Alliance (Owner),Duke Energy Indiana, LLC (Owner),Duke Energy Indiana, LLC (Operator) | Phase 2 |  | Combustion turbine | Pipeline Natural Gas |  |  | Dry Low NOx Burners |  |  | 2000-04-14 | Operating | 1272 | CT4 (80) | 55111 4 | 80
IN | Vermillion Generating Station | 55111 | 5 |  | 2023 | ARP, CSNOX, CSOSG3, CSSO2G1 | 609289 | 5 |  | Vermillion County | IN165 | 165 | Electric Utility | 39.9208 | -87.445 | Wabash Valley Power Alliance (Owner),Duke Energy Indiana, LLC (Owner),Duke Energy Indiana, LLC (Operator) | Phase 2 |  | Combustion turbine | Pipeline Natural Gas |  |  | Dry Low NOx Burners |  |  | 2000-04-20 | Operating | 1272 | CT5 (80) | 55111 5 | 80
IN | Vermillion Generating Station | 55111 | 6 |  | 2023 | ARP, CSNOX, CSOSG3, CSSO2G1 | 609289 | 5 |  | Vermillion County | IN165 | 165 | Electric Utility | 39.9208 | -87.445 | Wabash Valley Power Alliance (Owner),Duke Energy Indiana, LLC (Owner),Duke Energy Indiana, LLC (Operator) | Phase 2 |  | Combustion turbine | Pipeline Natural Gas |  |  | Dry Low NOx Burners |  |  | 2000-04-29 | Operating | 1272 | CT6 (80) | 55111 6 | 80
IN | Vermillion Generating Station | 55111 | 7 |  | 2023 | ARP, CSNOX, CSOSG3, CSSO2G1 | 609289 | 5 |  | Vermillion County | IN165 | 165 | Electric Utility | 39.9208 | -87.445 | Wabash Valley Power Alliance (Owner),Duke Energy Indiana, LLC (Owner),Duke Energy Indiana, LLC (Operator) | Phase 2 |  | Combustion turbine | Pipeline Natural Gas |  |  | Dry Low NOx Burners |  |  | 2000-05-08 | Operating | 1272 | CT7 (80) | 55111 7 | 80
IN | Vermillion Generating Station | 55111 | 8 |  | 2023 | ARP, CSNOX, CSOSG3, CSSO2G1 | 609289 | 5 |  | Vermillion County | IN165 | 165 | Electric Utility | 39.9208 | -87.445 | Wabash Valley Power Alliance (Owner),Duke Energy Indiana, LLC (Owner),Duke Energy Indiana, LLC (Operator) | Phase 2 |  | Combustion turbine | Pipeline Natural Gas |  |  | Dry Low NOx Burners |  |  | 2000-05-15 | Operating | 1272 | CT8 (80) | 55111 8 | 80
CA | Calpine Sutter Energy Center | 55112 | CT01 |  | 2023 | ARP | 606775 | 9 |  | Sutter County | CA101 | 101 | Electric Utility | 39.0531 | -121.6939 | Calpine Corporation (Owner),Calpine Corporation (Operator) | Phase 2 |  | Combined cycle | Pipeline Natural Gas |  |  | Dry Low NOx Burners,Selective Catalytic Reduction |  |  | 2001-04-02 | Operating | 2070 | CT01 (212), ST01 (212) | 55112 CT01 | 318 | Y
CA | Calpine Sutter Energy Center | 55112 | CT02 |  | 2023 | ARP | 606775 | 9 |  | Sutter County | CA101 | 101 | Electric Utility | 39.0531 | -121.6939 | Calpine Corporation (Owner),Calpine Corporation (Operator) | Phase 2 |  | Combined cycle | Pipeline Natural Gas |  |  | Dry Low NOx Burners,Selective Catalytic Reduction |  |  | 2001-04-11 | Operating | 2070 | ST01 (212), CT02 (212) | 55112 CT02 | 318 | Y
NC | Rockingham County Combustion Turbine | 55116 | CT1 |  | 2023 | ARP, CSNOX, CSSO2G1, SIPNOX | 609197 (Ended Feb 24, 2023), 608414 (Started Feb 24, 2023) | 4 |  | Rockingham County | NC157 | 157 | Electric Utility | 36.3297 | -79.8297 | Duke Energy Corporation (Owner),Duke Energy Corporation (Operator) | Phase 2 |  | Combustion turbine | Pipeline Natural Gas | Diesel Oil |  | Dry Low NOx Burners,Water Injection |  |  | 2000-05-30 | Operating | 1920 | CT1 (180) | 55116 CT1 | 180
NC | Rockingham County Combustion Turbine | 55116 | CT2 |  | 2023 | ARP, CSNOX, CSSO2G1, SIPNOX | 609197 (Ended Feb 24, 2023), 608414 (Started Feb 24, 2023) | 4 |  | Rockingham County | NC157 | 157 | Electric Utility | 36.3297 | -79.8297 | Duke Energy Corporation (Owner),Duke Energy Corporation (Operator) | Phase 2 |  | Combustion turbine | Pipeline Natural Gas | Diesel Oil |  | Dry Low NOx Burners,Water Injection |  |  | 2000-06-12 | Operating | 1920 | CT2 (180) | 55116 CT2 | 180
NC | Rockingham County Combustion Turbine | 55116 | CT3 |  | 2023 | ARP, CSNOX, CSSO2G1, SIPNOX | 609197 (Ended Feb 24, 2023), 608414 (Started Feb 24, 2023) | 4 |  | Rockingham County | NC157 | 157 | Electric Utility | 36.3297 | -79.8297 | Duke Energy Corporation (Owner),Duke Energy Corporation (Operator) | Phase 2 |  | Combustion turbine | Pipeline Natural Gas | Diesel Oil |  | Dry Low NOx Burners,Water Injection |  |  | 2000-06-27 | Operating | 1920 | CT3 (180) | 55116 CT3 | 180
NC | Rockingham County Combustion Turbine | 55116 | CT4 |  | 2023 | ARP, CSNOX, CSSO2G1, SIPNOX | 609197 (Ended Feb 24, 2023), 608414 (Started Feb 24, 2023) | 4 |  | Rockingham County | NC157 | 157 | Electric Utility | 36.3297 | -79.8297 | Duke Energy Corporation (Owner),Duke Energy Corporation (Operator) | Phase 2 |  | Combustion turbine | Pipeline Natural Gas | Diesel Oil |  | Dry Low NOx Burners,Water Injection |  |  | 2000-07-05 | Operating | 1920 | CT4 (180) | 55116 CT4 | 180
NC | Rockingham County Combustion Turbine | 55116 | CT5 |  | 2023 | ARP, CSNOX, CSSO2G1, SIPNOX | 609197 (Ended Feb 24, 2023), 608414 (Started Feb 24, 2023) | 4 |  | Rockingham County | NC157 | 157 | Electric Utility | 36.3297 | -79.8297 | Duke Energy Corporation (Owner),Duke Energy Corporation (Operator) | Phase 2 |  | Combustion turbine | Pipeline Natural Gas | Diesel Oil |  | Dry Low NOx Burners,Water Injection |  |  | 2000-07-18 | Operating | 1920 | CT5 (180) | 55116 CT5 | 180
LA | R S Cogen LLC | 55117 | RS-5 |  | 2023 | ARP, CSOSG2E | 608481 (Ended Nov 06, 2023), 610709 (Started Nov 06, 2023) | 6 |  | Calcasieu Parish | LA019 | 19 | Cogeneration | 30.221 | -93.2826 | R S Cogen, LLC (Owner),Eagle US 2 LLC (Operator) | Phase 2 |  | Combined cycle | Pipeline Natural Gas |  |  | Dry Low NOx Burners,Selective Catalytic Reduction |  |  | 2002-05-31 | Operating | 2155 | RS-5 (195), RS-4 (103) | 55117 RS-5 | 298 | Y
LA | R S Cogen LLC | 55117 | RS-6 |  | 2023 | ARP, CSOSG2E | 608481 (Ended Nov 06, 2023), 610709 (Started Nov 06, 2023) | 6 |  | Calcasieu Parish | LA019 | 19 | Cogeneration | 30.221 | -93.2826 | R S Cogen, LLC (Owner),Eagle US 2 LLC (Operator) | Phase 2 |  | Combined cycle | Pipeline Natural Gas |  |  | Dry Low NOx Burners,Selective Catalytic Reduction |  |  | 2002-06-06 | Operating | 2155 | RS-6 (195), RS-4 (103) | 55117 RS-6 | 298 | Y
TX | SRO Cogen Limited Partnership | 55120 | CTG-1 |  | 2023 | ARP, CSOSG2 | 610223 | 6 |  | Orange County | TX361 | 361 | Cogeneration | 30.0561 | -93.7539 | The Dow Chemical Company (Owner),The Dow Chemical Company (Operator) | Phase 2 |  | Combined cycle | Pipeline Natural Gas | Process Gas |  | Dry Low NOx Burners,Selective Catalytic Reduction |  |  | 2001-07-18 | Operating | 2250 | GT1A (184.5), ST1A (145) | 55120 CTG-1 | 257 | Y
TX | SRO Cogen Limited Partnership | 55120 | CTG-2 |  | 2023 | ARP, CSOSG2 | 610223 | 6 |  | Orange County | TX361 | 361 | Cogeneration | 30.0561 | -93.7539 | The Dow Chemical Company (Owner),The Dow Chemical Company (Operator) | Phase 2 |  | Combined cycle | Pipeline Natural Gas | Process Gas |  | Dry Low NOx Burners,Selective Catalytic Reduction |  |  | 2001-08-11 | Operating | 2170 | ST1A (145), GT1B (184.5) | 55120 CTG-2 | 257 | Y
TX | Magic Valley Generating Station | 55123 | CTG-1 |  | 2023 | ARP, CSOSG2 | 605562 | 6 |  | Hidalgo County | TX215 | 215 | Electric Utility | 26.3403 | -98.19 | Calpine Construction Finance Company, L.P. (Owner),Calpine Operating Services Company, Inc. (Operator) | Phase 2 |  | Combined cycle | Pipeline Natural Gas |  |  | Selective Catalytic Reduction |  |  | 2001-07-29 | Operating | 2700 | CTG1 (267), STG (267) | 55123 CTG-1 | 400.5 | Y
TX | Magic Valley Generating Station | 55123 | CTG-2 |  | 2023 | ARP, CSOSG2 | 605562 | 6 |  | Hidalgo County | TX215 | 215 | Electric Utility | 26.3403 | -98.19 | Calpine Construction Finance Company, L.P. (Owner),Calpine Operating Services Company, Inc. (Operator) | Phase 2 |  | Combined cycle | Pipeline Natural Gas |  |  | Selective Catalytic Reduction |  |  | 2001-07-25 | Operating | 2700 | CTG2 (267), STG (267) | 55123 CTG-2 | 400.5 | Y
AZ | Griffith Energy Project | 55124 | P1 |  | 2023 | ARP | 609746 | 9 |  | Mohave County | AZ015 | 15 | Electric Utility | 35.0517 | -114.1334 | Griffith Energy, LLC (Owner),Griffith Energy, LLC (Operator) | Phase 2 |  | Combined cycle | Pipeline Natural Gas |  |  | Dry Low NOx Burners,Selective Catalytic Reduction |  |  | 2001-04-16 | Operating | 2506 | CTG1 (176.7), STG (301.8) | 55124 P1 | 327.6 | Y
AZ | Griffith Energy Project | 55124 | P2 |  | 2023 | ARP | 609746 | 9 |  | Mohave County | AZ015 | 15 | Electric Utility | 35.0517 | -114.1334 | Griffith Energy, LLC (Owner),Griffith Energy, LLC (Operator) | Phase 2 |  | Combined cycle | Pipeline Natural Gas |  |  | Dry Low NOx Burners,Selective Catalytic Reduction |  |  | 2001-03-08 | Operating | 2506 | STG (301.8), CTG2 (176.7) | 55124 P2 | 327.6 | Y
CT | Milford Power Company LLC | 55126 | CT01 |  | 2023 | ARP, RGGI, SIPNOX | 603383 | 1 | NPCC | New Haven County | CT009 | 9 | Electric Utility | 41.2239 | -73.1 | Milford Power Company, LLC (Owner),Milford Power Company, LLC (Operator) | Phase 2 |  | Combined cycle | Pipeline Natural Gas | Diesel Oil |  | Water Injection,Selective Catalytic Reduction |  |  | 2002-05-29 | Operating | 2180 | CA01 (289) | 55126 CT01 | 289 | Y
CT | Milford Power Company LLC | 55126 | CT02 |  | 2023 | ARP, RGGI, SIPNOX | 603383 | 1 | NPCC | New Haven County | CT009 | 9 | Electric Utility | 41.2239 | -73.1 | Milford Power Company, LLC (Owner),Milford Power Company, LLC (Operator) | Phase 2 |  | Combined cycle | Pipeline Natural Gas | Diesel Oil |  | Water Injection,Selective Catalytic Reduction |  |  | 2002-03-08 | Operating | 2180 | CA02 (289) | 55126 CT02 | 289 | Y
CO | Manchief Generating Station | 55127 | CT1 |  | 2023 | ARP | 608791 | 8 | WECC | Morgan County | CO087 | 87 | Electric Utility | 40.2201 | -103.679 | Public Service Company of Colorado (Owner),Public Service Company of Colorado (Operator) | Phase 2 |  | Combustion turbine | Pipeline Natural Gas |  |  | Dry Low NOx Burners |  |  | 2000-07-14 | Operating | 1520 | UN1 (142) | 55127 CT1 | 142
CO | Manchief Generating Station | 55127 | CT2 |  | 2023 | ARP | 608791 | 8 | WECC | Morgan County | CO087 | 87 | Electric Utility | 40.2201 | -103.679 | Public Service Company of Colorado (Owner),Public Service Company of Colorado (Operator) | Phase 2 |  | Combustion turbine | Pipeline Natural Gas |  |  | Dry Low NOx Burners |  |  | 2000-07-21 | Operating | 1553 | UN2 (142) | 55127 CT2 | 142
GA | Walton County Power | 55128 | T1 |  | 2023 | ARP, CSNOX, CSOSG1, CSSO2G2 | 606323 | 4 |  | Walton County | GA297 | 297 | Electric Utility | 33.8147 | -83.6969 | Walton County Power, LLC (Owner),Walton County Power, LLC (Operator) | Phase 2 |  | Combustion turbine | Pipeline Natural Gas |  |  | Dry Low NOx Burners |  |  | 2001-04-23 | Operating | 1809 | 101G (176) | 55128 T1 | 176
GA | Walton County Power | 55128 | T2 |  | 2023 | ARP, CSNOX, CSOSG1, CSSO2G2 | 606323 | 4 |  | Walton County | GA297 | 297 | Electric Utility | 33.8147 | -83.6969 | Walton County Power, LLC (Owner),Walton County Power, LLC (Operator) | Phase 2 |  | Combustion turbine | Pipeline Natural Gas |  |  | Dry Low NOx Burners |  |  | 2001-05-05 | Operating | 1809 | 102G (176) | 55128 T2 | 176
GA | Walton County Power | 55128 | T3 |  | 2023 | ARP, CSNOX, CSOSG1, CSSO2G2 | 606323 | 4 |  | Walton County | GA297 | 297 | Electric Utility | 33.8147 | -83.6969 | Walton County Power, LLC (Owner),Walton County Power, LLC (Operator) | Phase 2 |  | Combustion turbine | Pipeline Natural Gas |  |  | Dry Low NOx Burners |  |  | 2001-05-25 | Operating | 1809 | 103G (176) | 55128 T3 | 176
AZ | Desert Basin Generating Station | 55129 | DBG1 |  | 2023 | ARP | 608572 | 9 |  | Pinal County | AZ021 | 21 | Electric Utility | 32.9042 | -111.7889 | Salt River Project (Owner),Salt River Project (Operator) | Phase 2 |  | Combined cycle | Pipeline Natural Gas |  |  | Selective Catalytic Reduction |  |  | 2001-09-15 | Operating | 2500 | STG (272.1), CTG1 (187) | 55129 DBG1 | 323.05 | Y
AZ | Desert Basin Generating Station | 55129 | DBG2 |  | 2023 | ARP | 608572 | 9 |  | Pinal County | AZ021 | 21 | Electric Utility | 32.9042 | -111.7889 | Salt River Project (Owner),Salt River Project (Operator) | Phase 2 |  | Combined cycle | Pipeline Natural Gas |  |  | Selective Catalytic Reduction |  |  | 2001-09-15 | Operating | 2500 | CTG2 (187), STG (272.1) | 55129 DBG2 | 323.05 | Y
AZ | Desert Basin Generating Station | 55129 | DBG4 |  | 2023 | ARP | 608572 | 9 |  | Pinal County | AZ021 | 21 | Electric Utility | 32.9042 | -111.7889 | Salt River Project (Owner),Salt River Project (Operator) | Phase 2 |  | Combustion turbine | Pipeline Natural Gas |  |  | Water Injection,Selective Catalytic Reduction |  |  | 2022-08-18 | Operating | 435.2 | DBSGT4 (49.5) | 55129 DBG4 | 49.5 | Y
AZ | Desert Basin Generating Station | 55129 | DBG5 |  | 2023 | ARP | 608572 | 9 |  | Pinal County | AZ021 | 21 | Electric Utility | 32.9042 | -111.7889 | Salt River Project (Owner),Salt River Project (Operator) | Phase 2 |  | Combustion turbine | Pipeline Natural Gas |  |  | Water Injection,Selective Catalytic Reduction |  |  | 2022-07-29 | Operating | 435.2 | DBSGT5 (49.5) | 55129 DBG5 | 49.5 | Y
IL | Kendall Energy Facility | 55131 | GTG-1 |  | 2023 | ARP, CSNOX, CSOSG3, CSSO2G1 | 603383 | 5 |  | Kendall County | IL093 | 93 | Electric Utility | 41.4797 | -88.2581 | Dynegy Power Corporation (Owner),Kendall Power Company LLC (Owner),Kendall Power Company LLC (Operator) | Phase 2 |  | Combined cycle | Pipeline Natural Gas |  |  | Dry Low NOx Burners,Selective Catalytic Reduction,Steam Injection |  |  | 2001-11-21 | Operating | 2500 | CTG1 (180), STG1 (133) | 55131 GTG-1 | 313 | Y
IL | Kendall Energy Facility | 55131 | GTG-2 |  | 2023 | ARP, CSNOX, CSOSG3, CSSO2G1 | 603383 | 5 |  | Kendall County | IL093 | 93 | Electric Utility | 41.4797 | -88.2581 | Dynegy Power Corporation (Owner),Kendall Power Company LLC (Owner),Kendall Power Company LLC (Operator) | Phase 2 |  | Combined cycle | Pipeline Natural Gas |  |  | Dry Low NOx Burners,Selective Catalytic Reduction,Steam Injection |  |  | 2002-01-28 | Operating | 2500 | CTG2 (180), STG2 (133) | 55131 GTG-2 | 313 | Y
IL | Kendall Energy Facility | 55131 | GTG-3 |  | 2023 | ARP, CSNOX, CSOSG3, CSSO2G1 | 603383 | 5 |  | Kendall County | IL093 | 93 | Electric Utility | 41.4797 | -88.2581 | Dynegy Power Corporation (Owner),Kendall Power Company LLC (Owner),Kendall Power Company LLC (Operator) | Phase 2 |  | Combined cycle | Pipeline Natural Gas |  |  | Dry Low NOx Burners,Selective Catalytic Reduction,Steam Injection |  |  | 2002-02-13 | Operating | 2500 | STG3 (133), CTG3 (180) | 55131 GTG-3 | 313 | Y
IL | Kendall Energy Facility | 55131 | GTG-4 |  | 2023 | ARP, CSNOX, CSOSG3, CSSO2G1 | 603383 | 5 |  | Kendall County | IL093 | 93 | Electric Utility | 41.4797 | -88.2581 | Dynegy Power Corporation (Owner),Kendall Power Company LLC (Owner),Kendall Power Company LLC (Operator) | Phase 2 |  | Combined cycle | Pipeline Natural Gas |  |  | Dry Low NOx Burners,Selective Catalytic Reduction,Steam Injection |  |  | 2002-03-13 | Operating | 2500 | CTG4 (180), STG4 (133) | 55131 GTG-4 | 313 | Y
TX | Tenaska Gateway Generating Station | 55132 | OGTDB1 |  | 2023 | ARP, CSOSG2 | 604188 | 6 |  | Rusk County | TX401 | 401 | Electric Utility | 32.0164 | -94.6189 | Tenaska Gateway Partners, Ltd. (Owner),Tenaska Gateway Partners, Ltd. (Operator) | Phase 2 |  | Combined cycle | Pipeline Natural Gas | Diesel Oil |  | Dry Low NOx Burners |  |  | 2001-04-10 | Operating | 2405 | STG1 (390), GTG1 (183.2) | 55132 OGTDB1 | 313.2
TX | Tenaska Gateway Generating Station | 55132 | OGTDB2 |  | 2023 | ARP, CSOSG2 | 604188 | 6 |  | Rusk County | TX401 | 401 | Electric Utility | 32.0164 | -94.6189 | Tenaska Gateway Partners, Ltd. (Owner),Tenaska Gateway Partners, Ltd. (Operator) | Phase 2 |  | Combined cycle | Pipeline Natural Gas | Diesel Oil |  | Dry Low NOx Burners |  |  | 2001-04-22 | Operating | 2405 | STG1 (390), GTG2 (183.2) | 55132 OGTDB2 | 313.2
TX | Tenaska Gateway Generating Station | 55132 | OGTDB3 |  | 2023 | ARP, CSOSG2 | 604188 | 6 |  | Rusk County | TX401 | 401 | Electric Utility | 32.0164 | -94.6189 | Tenaska Gateway Partners, Ltd. (Owner),Tenaska Gateway Partners, Ltd. (Operator) | Phase 2 |  | Combined cycle | Pipeline Natural Gas | Diesel Oil |  | Dry Low NOx Burners |  |  | 2001-04-30 | Operating | 2405 | GTG3 (183.2), STG1 (390) | 55132 OGTDB3 | 313.2
WI | Neenah Energy Facility | 55135 | CT01 |  | 2023 | ARP, CSNOX, CSOSG3, CSSO2G1 | 608055 | 5 |  | Winnebago County | WI139 | 139 | Electric Utility | 44.1934 | -88.5055 | Wisconsin Power & Light Company (Owner),Wisconsin Power & Light Company (Operator) | Phase 2 |  | Combustion turbine | Pipeline Natural Gas |  |  | Dry Low NOx Burners |  |  | 2000-04-01 | Operating | 1897 | CT01 (186.6) | 55135 CT01 | 186.6
WI | Neenah Energy Facility | 55135 | CT02 |  | 2023 | ARP, CSNOX, CSOSG3, CSSO2G1 | 608055 | 5 |  | Winnebago County | WI139 | 139 | Electric Utility | 44.1934 | -88.5055 | Wisconsin Power & Light Company (Owner),Wisconsin Power & Light Company (Operator) | Phase 2 |  | Combustion turbine | Pipeline Natural Gas |  |  | Dry Low NOx Burners |  |  | 2000-04-01 | Operating | 1897 | CT02 (186.6) | 55135 CT02 | 186.6
TX | Rio Nogales Power Project, LP | 55137 | CTG-1 |  | 2023 | ARP, CSOSG2 | 604200 | 6 |  | Guadalupe County | TX187 | 187 | Electric Utility | 29.5932 | -97.9724 | City Public Service (Owner),City Public Service (Operator) | Phase 2 |  | Combined cycle | Pipeline Natural Gas |  |  | Dry Low NOx Burners |  |  | 2002-04-01 | Operating | 2090 | STG1 (373.2), CTG1 (175) | 55137 CTG-1 | 299.4
TX | Rio Nogales Power Project, LP | 55137 | CTG-2 |  | 2023 | ARP, CSOSG2 | 604200 | 6 |  | Guadalupe County | TX187 | 187 | Electric Utility | 29.5932 | -97.9724 | City Public Service (Owner),City Public Service (Operator) | Phase 2 |  | Combined cycle | Pipeline Natural Gas |  |  | Dry Low NOx Burners |  |  | 2002-04-01 | Operating | 2105 | CTG2 (175), STG1 (373.2) | 55137 CTG-2 | 299.4
TX | Rio Nogales Power Project, LP | 55137 | CTG-3 |  | 2023 | ARP, CSOSG2 | 604200 | 6 |  | Guadalupe County | TX187 | 187 | Electric Utility | 29.5932 | -97.9724 | City Public Service (Owner),City Public Service (Operator) | Phase 2 |  | Combined cycle | Pipeline Natural Gas |  |  | Dry Low NOx Burners |  |  | 2002-04-01 | Operating | 2105 | CTG3 (175), STG1 (373.2) | 55137 CTG-3 | 299.4
AL | Walton Discover Power Facility | 55138 | 1A |  | 2023 | CSNOX, CSOSG2, CSSO2G2 | 2650 | 4 | SERC | Lee County | AL081 | 81 | Electric Utility | 32.5412 | -85.0384 | Walton Discover LLC (Owner),Walton Discover LLC (Operator) |  |  | Combustion turbine | Pipeline Natural Gas |  |  | Water Injection |  |  | 1999-06-22 | Operating | 415 | UN1 (51.5) | 55138 1A | 51.5
AL | Walton Discover Power Facility | 55138 | 1B |  | 2023 | CSNOX, CSOSG2, CSSO2G2 | 2650 | 4 | SERC | Lee County | AL081 | 81 | Electric Utility | 32.5412 | -85.0384 | Walton Discover LLC (Owner),Walton Discover LLC (Operator) |  |  | Combustion turbine | Pipeline Natural Gas |  |  | Water Injection |  |  | 1999-06-22 | Operating | 415 | UN1 (51.5) | 55138 1B | 51.5
AL | Walton Discover Power Facility | 55138 | 2A |  | 2023 | CSNOX, CSOSG2, CSSO2G2 | 2650 | 4 | SERC | Lee County | AL081 | 81 | Electric Utility | 32.5412 | -85.0384 | Walton Discover LLC (Owner),Walton Discover LLC (Operator) |  |  | Combustion turbine | Pipeline Natural Gas |  |  | Water Injection |  |  | 1999-06-19 | Operating | 415 | UN2 (51.5) | 55138 2A | 51.5
AL | Walton Discover Power Facility | 55138 | 2B |  | 2023 | CSNOX, CSOSG2, CSSO2G2 | 2650 | 4 | SERC | Lee County | AL081 | 81 | Electric Utility | 32.5412 | -85.0384 | Walton Discover LLC (Owner),Walton Discover LLC (Operator) |  |  | Combustion turbine | Pipeline Natural Gas |  |  | Water Injection |  |  | 1999-06-19 | Operating | 415 | UN2 (51.5) | 55138 2B | 51.5
TX | Wolf Hollow Generating Station | 55139 | CTG1 |  | 2023 | ARP, CSOSG2 | 2469 | 6 | ERCOT | Hood County | TX221 | 221 | Electric Utility | 32.3347 | -97.7344 | Wolf Hollow I Power, LLC (Owner),Wolf Hollow I Power, LLC (Operator) | Phase 2 |  | Combined cycle | Pipeline Natural Gas |  |  | Selective Catalytic Reduction |  |  | 2003-04-27 | Operating | 3055.6 | CTG1 (264.8), ST (280) | 55139 CTG1 | 404.8 | Y
TX | Wolf Hollow Generating Station | 55139 | CTG2 |  | 2023 | ARP, CSOSG2 | 2469 | 6 | ERCOT | Hood County | TX221 | 221 | Electric Utility | 32.3347 | -97.7344 | Wolf Hollow I Power, LLC (Owner),Wolf Hollow I Power, LLC (Operator) | Phase 2 |  | Combined cycle | Pipeline Natural Gas |  |  | Selective Catalytic Reduction |  |  | 2003-04-29 | Operating | 3511.5 | ST (280), CTG2 (264.8) | 55139 CTG2 | 404.8 | Y
GA | Hawk Road Energy Facility | 55141 | CT1 |  | 2023 | ARP, CSNOX, CSOSG1, CSSO2G2 | 3066 (Ended Jan 31, 2023), 610555 (Started Jan 31, 2023) | 4 | SERC | Heard County | GA149 | 149 | Electric Utility | 33.3577 | -84.9912 | Oglethorpe Power Corporation (Owner),Oglethorpe Power Corporation (Operator) | Phase 2 |  | Combustion turbine | Pipeline Natural Gas |  |  | Dry Low NOx Burners |  |  | 2001-02-12 | Operating | 2076 | CT1 (165) | 55141 CT1 | 165
GA | Hawk Road Energy Facility | 55141 | CT2 |  | 2023 | ARP, CSNOX, CSOSG1, CSSO2G2 | 3066 (Ended Jan 31, 2023), 610555 (Started Jan 31, 2023) | 4 | SERC | Heard County | GA149 | 149 | Electric Utility | 33.3577 | -84.9912 | Oglethorpe Power Corporation (Owner),Oglethorpe Power Corporation (Operator) | Phase 2 |  | Combustion turbine | Pipeline Natural Gas |  |  | Dry Low NOx Burners |  |  | 2001-02-12 | Operating | 2076 | CT2 (165) | 55141 CT2 | 165
GA | Hawk Road Energy Facility | 55141 | CT3 |  | 2023 | ARP, CSNOX, CSOSG1, CSSO2G2 | 3066 (Ended Jan 31, 2023), 610555 (Started Jan 31, 2023) | 4 | SERC | Heard County | GA149 | 149 | Electric Utility | 33.3577 | -84.9912 | Oglethorpe Power Corporation (Owner),Oglethorpe Power Corporation (Operator) | Phase 2 |  | Combustion turbine | Pipeline Natural Gas |  |  | Dry Low NOx Burners |  |  | 2001-02-12 | Operating | 2171 | CT3 (165) | 55141 CT3 | 165
TX | Hays Energy Facility | 55144 | STK1 |  | 2023 | ARP, CSOSG2 | 603383 | 6 |  | Hays County | TX209 | 209 | Electric Utility | 29.7806 | -97.9894 | Hays Energy, LLC (Owner),Hays Energy, LLC (Operator) | Phase 2 |  | Combined cycle | Pipeline Natural Gas |  |  | Selective Catalytic Reduction |  |  | 2001-06-15 | Operating | 2140 | U1 (300) | 55144 STK1 | 300 | Y
TX | Hays Energy Facility | 55144 | STK2 |  | 2023 | ARP, CSOSG2 | 603383 | 6 |  | Hays County | TX209 | 209 | Electric Utility | 29.7806 | -97.9894 | Hays Energy, LLC (Owner),Hays Energy, LLC (Operator) | Phase 2 |  | Combined cycle | Pipeline Natural Gas |  |  | Selective Catalytic Reduction |  |  | 2001-06-15 | Operating | 2140 | U2 (300) | 55144 STK2 | 300 | Y
TX | Hays Energy Facility | 55144 | STK3 |  | 2023 | ARP, CSOSG2 | 603383 | 6 |  | Hays County | TX209 | 209 | Electric Utility | 29.7806 | -97.9894 | Hays Energy, LLC (Owner),Hays Energy, LLC (Operator) | Phase 2 |  | Combined cycle | Pipeline Natural Gas |  |  | Selective Catalytic Reduction |  |  | 2001-07-01 | Operating | 2140 | U3 (300) | 55144 STK3 | 300 | Y
TX | Hays Energy Facility | 55144 | STK4 |  | 2023 | ARP, CSOSG2 | 603383 | 6 |  | Hays County | TX209 | 209 | Electric Utility | 29.7806 | -97.9894 | Hays Energy, LLC (Owner),Hays Energy, LLC (Operator) | Phase 2 |  | Combined cycle | Pipeline Natural Gas |  |  | Selective Catalytic Reduction |  |  | 2001-07-01 | Operating | 2140 | U4 (300) | 55144 STK4 | 300 | Y
OK | Green Country Energy, LLC | 55146 | CTGEN1 |  | 2023 | ARP, CSOSG2 | 608505 | 6 | SPP | Tulsa County | OK143 | 143 | Electric Utility | 35.9833 | -95.9346 | Green Country Energy, LLC (Owner),Green Country Energy, LLC (Operator) | Phase 2 |  | Combined cycle | Pipeline Natural Gas |  |  | Selective Catalytic Reduction |  |  | 2001-10-28 | Operating | 2335 | STG1 (122), CTG1 (179.3) | 55146 CTGEN1 | 301.3 | Y
OK | Green Country Energy, LLC | 55146 | CTGEN2 |  | 2023 | ARP, CSOSG2 | 608505 | 6 | SPP | Tulsa County | OK143 | 143 | Electric Utility | 35.9833 | -95.9346 | Green Country Energy, LLC (Owner),Green Country Energy, LLC (Operator) | Phase 2 |  | Combined cycle | Pipeline Natural Gas |  |  | Selective Catalytic Reduction |  |  | 2001-11-07 | Operating | 2335 | STG2 (122), CTG2 (179.3) | 55146 CTGEN2 | 179.3 | Y
OK | Green Country Energy, LLC | 55146 | CTGEN3 |  | 2023 | ARP, CSOSG2 | 608505 | 6 | SPP | Tulsa County | OK143 | 143 | Electric Utility | 35.9833 | -95.9346 | Green Country Energy, LLC (Owner),Green Country Energy, LLC (Operator) | Phase 2 |  | Combined cycle | Pipeline Natural Gas |  |  | Selective Catalytic Reduction |  |  | 2001-12-04 | Operating | 2335 | CTG3 (179.3), STG3 (122) | 55146 CTGEN3 | 122 | Y
IN | Worthington Generation | 55148 | 1 |  | 2023 | ARP, CSNOX, CSOSG3, CSSO2G1 | 604624 | 5 |  | Greene County | IN055 | 55 | Electric Utility | 39.0717 | -87.0128 | Hoosier Energy REC, Inc. (Owner),Hoosier Energy REC, Inc. (Operator) | Phase 2 |  | Combustion turbine | Pipeline Natural Gas |  |  | Water Injection |  |  | 2000-06-01 | Operating | 508 | 1 (47) | 55148 1 | 47
IN | Worthington Generation | 55148 | 2 |  | 2023 | ARP, CSNOX, CSOSG3, CSSO2G1 | 604624 | 5 |  | Greene County | IN055 | 55 | Electric Utility | 39.0717 | -87.0128 | Hoosier Energy REC, Inc. (Owner),Hoosier Energy REC, Inc. (Operator) | Phase 2 |  | Combustion turbine | Pipeline Natural Gas |  |  | Water Injection |  |  | 2000-06-01 | Operating | 508 | 2 (47) | 55148 2 | 47
IN | Worthington Generation | 55148 | 3 |  | 2023 | ARP, CSNOX, CSOSG3, CSSO2G1 | 604624 | 5 |  | Greene County | IN055 | 55 | Electric Utility | 39.0717 | -87.0128 | Hoosier Energy REC, Inc. (Owner),Hoosier Energy REC, Inc. (Operator) | Phase 2 |  | Combustion turbine | Pipeline Natural Gas |  |  | Water Injection |  |  | 2000-06-01 | Operating | 508 | 3 (47) | 55148 3 | 47
IN | Worthington Generation | 55148 | 4 |  | 2023 | ARP, CSNOX, CSOSG3, CSSO2G1 | 604624 | 5 |  | Greene County | IN055 | 55 | Electric Utility | 39.0717 | -87.0128 | Hoosier Energy REC, Inc. (Owner),Hoosier Energy REC, Inc. (Operator) | Phase 2 |  | Combustion turbine | Pipeline Natural Gas |  |  | Water Injection |  |  | 2000-06-01 | Operating | 508 | 4 (47) | 55148 4 | 47
CT | Lake Road Generating Company | 55149 | LRG1 |  | 2023 | ARP, RGGI, SIPNOX | 603383 | 1 |  | Windham County | CT015 | 15 | Electric Utility | 41.8736 | -71.8947 | Lake Road Generating Company, LLC (Owner),Lake Road Generating Company, LLC (Operator) | Phase 2 |  | Combined cycle | Pipeline Natural Gas | Diesel Oil |  | Dry Low NOx Burners,Water Injection,Selective Catalytic Reduction |  |  | 2001-08-01 | Operating | 2276 | U1 (280) | 55149 LRG1 | 280 | Y
CT | Lake Road Generating Company | 55149 | LRG2 |  | 2023 | ARP, RGGI, SIPNOX | 603383 | 1 |  | Windham County | CT015 | 15 | Electric Utility | 41.8736 | -71.8947 | Lake Road Generating Company, LLC (Owner),Lake Road Generating Company, LLC (Operator) | Phase 2 |  | Combined cycle | Pipeline Natural Gas | Diesel Oil |  | Dry Low NOx Burners,Water Injection,Selective Catalytic Reduction |  |  | 2001-11-08 | Operating | 2276 | U2 (280) | 55149 LRG2 | 280 | Y
CT | Lake Road Generating Company | 55149 | LRG3 |  | 2023 | ARP, RGGI, SIPNOX | 603383 | 1 |  | Windham County | CT015 | 15 | Electric Utility | 41.8736 | -71.8947 | Lake Road Generating Company, LLC (Owner),Lake Road Generating Company, LLC (Operator) | Phase 2 |  | Combined cycle | Pipeline Natural Gas | Diesel Oil |  | Dry Low NOx Burners,Water Injection,Selective Catalytic Reduction |  |  | 2001-12-01 | Operating | 2276 | U3 (280) | 55149 LRG3 | 280 | Y
CA | La Paloma Generating Plant | 55151 | CTG-1 |  | 2023 | ARP | 603354 | 9 |  | Kern County | CA029 | 29 | Electric Utility | 35.2956 | -119.5919 | CXA La Paloma, LLC (Owner),CXA La Paloma, LLC (Operator) | Phase 2 |  | Combined cycle | Pipeline Natural Gas |  |  | Dry Low NOx Burners,Selective Catalytic Reduction |  |  | 2002-03-24 | Operating | 2200 | GEN1 (300) | 55151 CTG-1 | 300 | Y
CA | La Paloma Generating Plant | 55151 | CTG-2 |  | 2023 | ARP | 603354 | 9 |  | Kern County | CA029 | 29 | Electric Utility | 35.2956 | -119.5919 | CXA La Paloma, LLC (Owner),CXA La Paloma, LLC (Operator) | Phase 2 |  | Combined cycle | Pipeline Natural Gas |  |  | Dry Low NOx Burners,Selective Catalytic Reduction |  |  | 2002-06-07 | Operating | 2200 | GEN2 (300) | 55151 CTG-2 | 300 | Y
CA | La Paloma Generating Plant | 55151 | CTG-3 |  | 2023 | ARP | 603354 | 9 |  | Kern County | CA029 | 29 | Electric Utility | 35.2956 | -119.5919 | CXA La Paloma, LLC (Owner),CXA La Paloma, LLC (Operator) | Phase 2 |  | Combined cycle | Pipeline Natural Gas |  |  | Dry Low NOx Burners,Selective Catalytic Reduction |  |  | 2002-07-25 | Operating | 2200 | GEN3 (300) | 55151 CTG-3 | 300 | Y
CA | La Paloma Generating Plant | 55151 | CTG-4 |  | 2023 | ARP | 603354 | 9 |  | Kern County | CA029 | 29 | Electric Utility | 35.2956 | -119.5919 | CXA La Paloma, LLC (Owner),CXA La Paloma, LLC (Operator) | Phase 2 |  | Combined cycle | Pipeline Natural Gas |  |  | Dry Low NOx Burners,Selective Catalytic Reduction |  |  | 2002-09-16 | Operating | 2200 | GEN4 (300) | 55151 CTG-4 | 300 | Y
TX | Guadalupe Generating Station | 55153 | CTG-1 |  | 2023 | ARP, CSOSG2 | 605862 (Ended Mar 29, 2023), 609260 (Started Mar 29, 2023)(Ended Sep 06, 2023), 610738 (Started Sep 06, 2023) | 6 | ERCOT | Guadalupe County | TX187 | 187 | Cogeneration | 29.6237 | -98.1395 | Guadalupe Power Partners, LP (Owner),Calpine Operating Services Company, Inc. (Operator) | Phase 2 |  | Combined cycle | Pipeline Natural Gas |  |  | Dry Low NOx Burners |  |  | 2000-12-20 | Operating | 2225 | CTG1 (184.6), STG1 (201.9) | 55153 CTG-1 | 285.55
TX | Guadalupe Generating Station | 55153 | CTG-2 |  | 2023 | ARP, CSOSG2 | 605862 (Ended Mar 29, 2023), 609260 (Started Mar 29, 2023)(Ended Sep 06, 2023), 610738 (Started Sep 06, 2023) | 6 | ERCOT | Guadalupe County | TX187 | 187 | Cogeneration | 29.6237 | -98.1395 | Guadalupe Power Partners, LP (Owner),Calpine Operating Services Company, Inc. (Operator) | Phase 2 |  | Combined cycle | Pipeline Natural Gas |  |  | Dry Low NOx Burners |  |  | 2000-12-20 | Operating | 2225 | CTG2 (184.6), STG1 (201.9) | 55153 CTG-2 | 285.55
TX | Guadalupe Generating Station | 55153 | CTG-3 |  | 2023 | ARP, CSOSG2 | 605862 (Ended Mar 29, 2023), 609260 (Started Mar 29, 2023)(Ended Sep 06, 2023), 610738 (Started Sep 06, 2023) | 6 | ERCOT | Guadalupe County | TX187 | 187 | Cogeneration | 29.6237 | -98.1395 | Guadalupe Power Partners, LP (Owner),Calpine Operating Services Company, Inc. (Operator) | Phase 2 |  | Combined cycle | Pipeline Natural Gas |  |  | Dry Low NOx Burners |  |  | 2000-12-20 | Operating | 2225 | CTG3 (184.6), STG2 (201.9) | 55153 CTG-3 | 285.55
TX | Guadalupe Generating Station | 55153 | CTG-4 |  | 2023 | ARP, CSOSG2 | 605862 (Ended Mar 29, 2023), 609260 (Started Mar 29, 2023)(Ended Sep 06, 2023), 610738 (Started Sep 06, 2023) | 6 | ERCOT | Guadalupe County | TX187 | 187 | Cogeneration | 29.6237 | -98.1395 | Guadalupe Power Partners, LP (Owner),Calpine Operating Services Company, Inc. (Operator) | Phase 2 |  | Combined cycle | Pipeline Natural Gas |  |  | Dry Low NOx Burners |  |  | 2000-12-20 | Operating | 2225 | STG2 (201.9), CTG4 (184.6) | 55153 CTG-4 | 285.55
TX | Lost Pines 1 | 55154 | 1 |  | 2023 | ARP, CSOSG2 | 605940 | 6 |  | Bastrop County | TX021 | 21 | Electric Utility | 30.1478 | -97.27 | GenTex Power Corporation (Owner),Lower Colorado River Authority (Operator) | Phase 2 |  | Combined cycle | Pipeline Natural Gas |  |  | Selective Catalytic Reduction |  |  | 2001-03-13 | Operating | 1990 | CTA (195.5), ST (204) | 55154 1 | 297.5 | Y
TX | Lost Pines 1 | 55154 | 2 |  | 2023 | ARP, CSOSG2 | 605940 | 6 |  | Bastrop County | TX021 | 21 | Electric Utility | 30.1478 | -97.27 | GenTex Power Corporation (Owner),Lower Colorado River Authority (Operator) | Phase 2 |  | Combined cycle | Pipeline Natural Gas |  |  | Selective Catalytic Reduction |  |  | 2001-03-13 | Operating | 1990 | ST (204), CTB (195.5) | 55154 2 | 297.5 | Y
KY | Bluegrass Generating Station | 55164 | GTG1 |  | 2023 | ARP, CSNOX, CSOSG2E, CSSO2G1 | 605834 | 4 |  | Oldham County | KY185 | 185 | Electric Utility | 38.3902 | -85.4133 | East Kentucky Power Cooperative (Owner),East Kentucky Power Cooperative (Operator) | Phase 2 |  | Combustion turbine | Pipeline Natural Gas | Diesel Oil |  | Dry Low NOx Burners,Selective Catalytic Reduction |  |  | 2002-03-11 | Operating | 2076 | CT1 (208) | 55164 GTG1 | 208 | Y
KY | Bluegrass Generating Station | 55164 | GTG2 |  | 2023 | ARP, CSNOX, CSOSG2E, CSSO2G1 | 605834 | 4 |  | Oldham County | KY185 | 185 | Electric Utility | 38.3902 | -85.4133 | East Kentucky Power Cooperative (Owner),East Kentucky Power Cooperative (Operator) | Phase 2 |  | Combustion turbine | Pipeline Natural Gas | Diesel Oil |  | Dry Low NOx Burners,Selective Catalytic Reduction |  |  | 2002-02-19 | Operating | 2076 | CT2 (208) | 55164 GTG2 | 208 | Y
KY | Bluegrass Generating Station | 55164 | GTG3 |  | 2023 | ARP, CSNOX, CSOSG2E, CSSO2G1 | 605834 | 4 |  | Oldham County | KY185 | 185 | Electric Utility | 38.3902 | -85.4133 | East Kentucky Power Cooperative (Owner),East Kentucky Power Cooperative (Operator) | Phase 2 |  | Combustion turbine | Pipeline Natural Gas | Diesel Oil |  | Dry Low NOx Burners |  |  | 2002-04-03 | Operating | 2076 | CT3 (208) | 55164 GTG3 | 208
LA | Calcasieu Plant | 55165 | GTG1 |  | 2023 | ARP, CSOSG2E | 609775 (Ended Mar 31, 2023), 610584 (Started Mar 31, 2023) | 6 |  | Calcasieu Parish | LA019 | 19 | Electric Utility | 30.1603 | -93.3458 | Entergy Corporation (Owner),Entergy Corporation (Operator) | Phase 2 |  | Combustion turbine | Pipeline Natural Gas |  |  | Dry Low NOx Burners |  |  | 2000-05-17 | Operating | 1950 | G101 (155) | 55165 GTG1 | 155
LA | Calcasieu Plant | 55165 | GTG2 |  | 2023 | ARP, CSOSG2E | 609775 (Ended Mar 31, 2023), 610584 (Started Mar 31, 2023) | 6 |  | Calcasieu Parish | LA019 | 19 | Electric Utility | 30.1603 | -93.3458 | Entergy Corporation (Owner),Entergy Corporation (Operator) | Phase 2 |  | Combustion turbine | Pipeline Natural Gas |  |  | Dry Low NOx Burners |  |  | 2001-04-13 | Operating | 2100 | G102 (165) | 55165 GTG2 | 165
SC | Broad River Energy Center | 55166 | CT-1 |  | 2023 | ARP, CSNOX, CSSO2G2, SIPNOX | 604603 | 4 |  | Cherokee County | SC021 | 21 | Electric Utility | 35.0786 | -81.575 | Broad River Energy, LLC (Owner),NAES Corporation (Operator) | Phase 2 |  | Combustion turbine | Pipeline Natural Gas | Diesel Oil |  | Dry Low NOx Burners |  |  | 2000-05-07 | Operating | 2137.5 | CT01 (197) | 55166 CT-1 | 197
SC | Broad River Energy Center | 55166 | CT-2 |  | 2023 | ARP, CSNOX, CSSO2G2, SIPNOX | 604603 | 4 |  | Cherokee County | SC021 | 21 | Electric Utility | 35.0786 | -81.575 | Broad River Energy, LLC (Owner),NAES Corporation (Operator) | Phase 2 |  | Combustion turbine | Pipeline Natural Gas | Diesel Oil |  | Dry Low NOx Burners |  |  | 2000-05-14 | Operating | 2137.5 | CT02 (197) | 55166 CT-2 | 197
SC | Broad River Energy Center | 55166 | CT-3 |  | 2023 | ARP, CSNOX, CSSO2G2, SIPNOX | 604603 | 4 |  | Cherokee County | SC021 | 21 | Electric Utility | 35.0786 | -81.575 | Broad River Energy, LLC (Owner),NAES Corporation (Operator) | Phase 2 |  | Combustion turbine | Pipeline Natural Gas | Diesel Oil |  | Dry Low NOx Burners |  |  | 2000-05-21 | Operating | 2137.5 | CT03 (197) | 55166 CT-3 | 197
SC | Broad River Energy Center | 55166 | CT-4 |  | 2023 | ARP, CSNOX, CSSO2G2, SIPNOX | 604603 | 4 |  | Cherokee County | SC021 | 21 | Electric Utility | 35.0786 | -81.575 | Broad River Energy, LLC (Owner),NAES Corporation (Operator) | Phase 2 |  | Combustion turbine | Pipeline Natural Gas | Diesel Oil |  | Dry Low NOx Burners |  |  | 2001-03-30 | Operating | 2137.5 | CT04 (197) | 55166 CT-4 | 197
SC | Broad River Energy Center | 55166 | CT-5 |  | 2023 | ARP, CSNOX, CSSO2G2, SIPNOX | 604603 | 4 |  | Cherokee County | SC021 | 21 | Electric Utility | 35.0786 | -81.575 | Broad River Energy, LLC (Owner),NAES Corporation (Operator) | Phase 2 |  | Combustion turbine | Pipeline Natural Gas | Diesel Oil |  | Dry Low NOx Burners |  |  | 2001-03-30 | Operating | 2137.5 | CT05 (197) | 55166 CT-5 | 197
TX | Bastrop Clean Energy Center | 55168 | CTG-1A |  | 2023 | ARP, CSOSG2 | 610098 (Ended Jun 19, 2023), 609382 (Started Jun 19, 2023) | 6 |  | Bastrop County | TX021 | 21 | Electric Utility | 30.1458 | -97.55 | Bastrop Energy Partners, LP (Owner),Bastrop Energy Partners, LP (Operator) | Phase 2 |  | Combined cycle | Pipeline Natural Gas |  |  | Dry Low NOx Burners |  |  | 2002-03-31 | Operating | 2450 | 0001 (188.3), 0003 (242.3) | 55168 CTG-1A | 309.45
TX | Bastrop Clean Energy Center | 55168 | CTG-1B |  | 2023 | ARP, CSOSG2 | 610098 (Ended Jun 19, 2023), 609382 (Started Jun 19, 2023) | 6 |  | Bastrop County | TX021 | 21 | Electric Utility | 30.1458 | -97.55 | Bastrop Energy Partners, LP (Owner),Bastrop Energy Partners, LP (Operator) | Phase 2 |  | Combined cycle | Pipeline Natural Gas |  |  | Dry Low NOx Burners |  |  | 2002-01-01 | Operating | 2450 | 0003 (242.3), 0002 (188.3) | 55168 CTG-1B | 309.45
NH | Granite Ridge Energy | 55170 | 1 |  | 2023 | ARP, NHNOX, RGGI | 604977 | 1 |  | Rockingham County | NH015 | 15 | Electric Utility | 42.9043 | -71.4251 | Granite Ridge Energy, LLC (Owner),Granite Ridge Energy, LLC (Operator) | Phase 2 |  | Combined cycle | Pipeline Natural Gas |  |  | Dry Low NOx Burners,Ammonia Injection |  |  | 2003-02-19 | Operating | 2849 | CT11 (260), STG (270) | 55170 1 | 395
NH | Granite Ridge Energy | 55170 | 2 |  | 2023 | ARP, NHNOX, RGGI | 604977 | 1 |  | Rockingham County | NH015 | 15 | Electric Utility | 42.9043 | -71.4251 | Granite Ridge Energy, LLC (Owner),Granite Ridge Energy, LLC (Operator) | Phase 2 |  | Combined cycle | Pipeline Natural Gas |  |  | Dry Low NOx Burners,Ammonia Injection |  |  | 2003-02-19 | Operating | 2849 | STG (270), CT12 (260) | 55170 2 | 395
TX | Bosque County Power Plant | 55172 | GT-1 |  | 2023 | ARP, CSOSG2 | 609260 (Ended Apr 25, 2023), 610469 (Started Apr 25, 2023) | 6 |  | Bosque County | TX035 | 35 | Electric Utility | 31.8594 | -97.3586 | Calpine Bosque Energy Center, LLC (Owner),Calpine Operating Services Company, Inc. (Operator) | Phase 2 |  | Combined cycle | Pipeline Natural Gas |  |  | Selective Catalytic Reduction,Dry Low NOx Burners |  |  | 2000-06-01 | Operating | 2136 | GT-1 (154), ST-5 (250) | 55172 GT-1 | 279 | Y
TX | Bosque County Power Plant | 55172 | GT-2 |  | 2023 | ARP, CSOSG2 | 609260 (Ended Apr 25, 2023), 610469 (Started Apr 25, 2023) | 6 |  | Bosque County | TX035 | 35 | Electric Utility | 31.8594 | -97.3586 | Calpine Bosque Energy Center, LLC (Owner),Calpine Operating Services Company, Inc. (Operator) | Phase 2 |  | Combined cycle | Pipeline Natural Gas |  |  | Selective Catalytic Reduction,Dry Low NOx Burners |  |  | 2000-06-01 | Operating | 2136 | ST-5 (250), GT-2 (154) | 55172 GT-2 | 279 | Y
TX | Bosque County Power Plant | 55172 | GT-3 |  | 2023 | ARP, CSOSG2 | 609260 (Ended Apr 25, 2023), 610469 (Started Apr 25, 2023) | 6 |  | Bosque County | TX035 | 35 | Electric Utility | 31.8594 | -97.3586 | Calpine Bosque Energy Center, LLC (Owner),Calpine Operating Services Company, Inc. (Operator) | Phase 2 |  | Combined cycle | Pipeline Natural Gas |  |  | Dry Low NOx Burners |  |  | 2001-01-24 | Operating | 1910 | GT-3 (154), ST-4 (95) | 55172 GT-3 | 249
LA | Acadia Power Station | 55173 | CT1 |  | 2023 | ARP, CSOSG2E | 610205 | 6 |  | Acadia Parish | LA001 | 1 | Electric Utility | 30.4284 | -92.4112 | Cleco Power LLC (Owner),Cleco Power LLC (Operator) | Phase 2 |  | Combined cycle | Pipeline Natural Gas |  |  | Selective Catalytic Reduction |  |  | 2002-08-01 | Operating | 2500 | CT11 (212), ST13 (264) | 55173 CT1 | 344 | Y
LA | Acadia Power Station | 55173 | CT2 |  | 2023 | ARP, CSOSG2E | 610205 | 6 |  | Acadia Parish | LA001 | 1 | Electric Utility | 30.4284 | -92.4112 | Cleco Power LLC (Owner),Cleco Power LLC (Operator) | Phase 2 |  | Combined cycle | Pipeline Natural Gas |  |  | Selective Catalytic Reduction |  |  | 2002-08-01 | Operating | 2500 | ST13 (264), CT12 (212) | 55173 CT2 | 344 | Y
LA | Acadia Power Station | 55173 | CT3 |  | 2023 | ARP, CSOSG2E | 610205 | 6 |  | Acadia Parish | LA001 | 1 | Electric Utility | 30.4284 | -92.4112 | Entergy Louisiana, LLC (Owner),Cleco Power LLC (Operator) | Phase 2 |  | Combined cycle | Pipeline Natural Gas |  |  | Selective Catalytic Reduction |  |  | 2002-08-01 | Operating | 2500 | CT24 (212), ST26 (264) | 55173 CT3 | 344 | Y
LA | Acadia Power Station | 55173 | CT4 |  | 2023 | ARP, CSOSG2E | 610205 | 6 |  | Acadia Parish | LA001 | 1 | Electric Utility | 30.4284 | -92.4112 | Entergy Louisiana, LLC (Owner),Cleco Power LLC (Operator) | Phase 2 |  | Combined cycle | Pipeline Natural Gas |  |  | Selective Catalytic Reduction |  |  | 2002-08-01 | Operating | 2500 | CT25 (212), ST26 (264) | 55173 CT4 | 344 | Y
TX | Eastman Cogeneration Facility | 55176 | 1 |  | 2023 | ARP, CSOSG2 | 609996 (Ended Jan 17, 2023), 610405 (Started Jan 17, 2023) | 6 |  | Harrison County | TX203 | 203 | Cogeneration | 32.4472 | -94.6917 | Eastman Cogeneration, LP (Owner),Eastman Cogeneration, LP (Operator) | Phase 2 |  | Combined cycle | Pipeline Natural Gas | Other Gas, Process Gas |  | Dry Low NOx Burners |  |  | 2001-04-20 | Operating | 2335 | GEN1 (167), GEN3 (127) | 55176 1 | 230.5
TX | Eastman Cogeneration Facility | 55176 | 2 |  | 2023 | ARP, CSOSG2 | 609996 (Ended Jan 17, 2023), 610405 (Started Jan 17, 2023) | 6 |  | Harrison County | TX203 | 203 | Cogeneration | 32.4472 | -94.6917 | Eastman Cogeneration, LP (Owner),Eastman Cogeneration, LP (Operator) | Phase 2 |  | Combined cycle | Pipeline Natural Gas | Other Gas, Process Gas |  | Dry Low NOx Burners |  |  | 2001-07-26 | Operating | 2335 | GEN3 (127), GEN2 (167) | 55176 2 | 230.5
AZ | South Point Energy Center, LLC | 55177 | A |  | 2023 | ARP | 606777 | 9 | WECC | Mohave County | AZ015 | 15 | Electric Utility | 34.8678 | -114.5317 | Calpine Corporation (Owner),Calpine Corporation (Operator) | Phase 2 |  | Combined cycle | Pipeline Natural Gas |  |  | Dry Low NOx Burners,Selective Catalytic Reduction |  |  | 2001-03-01 | Operating | 2150 | ST1 (236), A (236) | 55177 A | 354 | Y
AZ | South Point Energy Center, LLC | 55177 | B |  | 2023 | ARP | 606777 | 9 | WECC | Mohave County | AZ015 | 15 | Electric Utility | 34.8678 | -114.5317 | Calpine Corporation (Owner),Calpine Corporation (Operator) | Phase 2 |  | Combined cycle | Pipeline Natural Gas |  |  | Dry Low NOx Burners,Selective Catalytic Reduction |  |  | 2001-03-01 | Operating | 2150 | ST1 (236), B (236) | 55177 B | 354 | Y
MO | Dogwood Energy Facility | 55178 | CT-1 |  | 2023 | ARP, CSNOX, CSOSG2, CSSO2G1 | 603354 | 7 | SPP | Cass County | MO037 | 37 | Electric Utility | 38.7931 | -94.3006 | Dogwood Energy, LLC (Owner),North American Energy Services (Operator) | Phase 2 |  | Combined cycle | Pipeline Natural Gas |  |  | Dry Low NOx Burners,Selective Catalytic Reduction |  |  | 2001-05-31 | Operating | 2600 | ST-1 (265), CT-1 (208) | 55178 CT-1 | 340.5 | Y
MO | Dogwood Energy Facility | 55178 | CT-2 |  | 2023 | ARP, CSNOX, CSOSG2, CSSO2G1 | 603354 | 7 | SPP | Cass County | MO037 | 37 | Electric Utility | 38.7931 | -94.3006 | Dogwood Energy, LLC (Owner),North American Energy Services (Operator) | Phase 2 |  | Combined cycle | Pipeline Natural Gas |  |  | Dry Low NOx Burners,Selective Catalytic Reduction |  |  | 2001-05-31 | Operating | 2600 | CT-2 (208), ST-1 (265) | 55178 CT-2 | 340.5 | Y
ID | Rathdrum Power, LLC | 55179 | CTGEN1 |  | 2023 | ARP | 606904 (Ended Sep 08, 2023), 610747 (Started Sep 08, 2023) | 10 |  | Kootenai County | ID055 | 55 | Electric Utility | 47.7861 | -116.9214 | Rathdrum Power, LLC (Owner),Rathdrum Operating Services, Inc. (Operator) | Phase 2 |  | Combined cycle | Pipeline Natural Gas |  |  | Dry Low NOx Burners,Selective Catalytic Reduction |  |  | 2001-07-23 | Operating | 2040 | CTG1 (179.4), STG1 (122.1) | 55179 CTGEN1 | 301.5 | Y
CA | Sunrise Power Company | 55182 | CTG1 |  | 2023 | ARP | 607614 | 9 |  | Kern County | CA029 | 29 | Electric Utility | 35.2097 | -119.585 | Sunrise Power Company, LLC (Owner),Sunrise Power Company, LLC (Operator) | Phase 2 |  | Combined cycle | Pipeline Natural Gas |  |  | Selective Catalytic Reduction,Dry Low NOx Burners |  |  | 2001-06-28 | Operating | 2175 | X718 (167.7), STG (270) | 55182 CTG1 | 302.7 | Y
CA | Sunrise Power Company | 55182 | CTG2 |  | 2023 | ARP | 607614 | 9 |  | Kern County | CA029 | 29 | Electric Utility | 35.2097 | -119.585 | Sunrise Power Company, LLC (Owner),Sunrise Power Company, LLC (Operator) | Phase 2 |  | Combined cycle | Pipeline Natural Gas |  |  | Selective Catalytic Reduction,Dry Low NOx Burners |  |  | 2001-06-29 | Operating | 2200 | STG (270), X719 (167.7) | 55182 CTG2 | 302.7 | Y
IL | Nelson Energy Center | 55183 | 1 |  | 2023 | ARP, CSNOX, CSOSG3, CSSO2G1 | 606260 | 5 |  | Lee County | IL103 | 103 | Electric Utility | 41.7749 | -89.6067 | Invenergy LLC (Owner),Invenergy LLC (Operator) | Phase 2 |  | Combined cycle | Pipeline Natural Gas |  |  | Dry Low NOx Burners,Selective Catalytic Reduction |  |  | 2015-01-30 | Operating | 2516 | ST1 (133.5), CT1 (181.9) | 55183 1 | 315.4 | Y
IL | Nelson Energy Center | 55183 | 2 |  | 2023 | ARP, CSNOX, CSOSG3, CSSO2G1 | 606260 | 5 |  | Lee County | IL103 | 103 | Electric Utility | 41.7749 | -89.6067 | Invenergy LLC (Owner),Invenergy LLC (Operator) | Phase 2 |  | Combined cycle | Pipeline Natural Gas |  |  | Dry Low NOx Burners,Selective Catalytic Reduction |  |  | 2015-03-26 | Operating | 2516 | CT2 (179.4), ST2 (133.5) | 55183 2 | 312.9 | Y
TX | Channelview Cogeneration Facility | 55187 | CHV1 |  | 2023 | ARP, CSOSG2 | 603503 | 6 |  | Harris County | TX201 | 201 | Electric Utility | 29.8356 | -95.1242 | EIF Channelview Cogeneration, LLC (Owner),EIF Channelview Cogeneration, LLC (Operator) | Phase 2 |  | Combined cycle | Pipeline Natural Gas |  |  | Selective Catalytic Reduction |  |  | 2002-03-20 | Operating | 2707 | GT1 (192.1), ST1 (149.9) | 55187 CHV1 | 229.575 | Y
TX | Channelview Cogeneration Facility | 55187 | CHV2 |  | 2023 | ARP, CSOSG2 | 603503 | 6 |  | Harris County | TX201 | 201 | Electric Utility | 29.8356 | -95.1242 | EIF Channelview Cogeneration, LLC (Owner),EIF Channelview Cogeneration, LLC (Operator) | Phase 2 |  | Combined cycle | Pipeline Natural Gas |  |  | Selective Catalytic Reduction |  |  | 2002-02-20 | Operating | 2707 | ST1 (149.9), GT2 (192.1) | 55187 CHV2 | 229.575 | Y
TX | Channelview Cogeneration Facility | 55187 | CHV3 |  | 2023 | ARP, CSOSG2 | 603503 | 6 |  | Harris County | TX201 | 201 | Electric Utility | 29.8356 | -95.1242 | EIF Channelview Cogeneration, LLC (Owner),EIF Channelview Cogeneration, LLC (Operator) | Phase 2 |  | Combined cycle | Pipeline Natural Gas |  |  | Selective Catalytic Reduction |  |  | 2001-11-01 | Operating | 2707 | GT3 (192.1), ST1 (149.9) | 55187 CHV3 | 229.575 | Y
TX | Channelview Cogeneration Facility | 55187 | CHV4 |  | 2023 | ARP, CSOSG2 | 603503 | 6 |  | Harris County | TX201 | 201 | Electric Utility | 29.8356 | -95.1242 | EIF Channelview Cogeneration, LLC (Owner),EIF Channelview Cogeneration, LLC (Operator) | Phase 2 |  | Combined cycle | Pipeline Natural Gas |  |  | Selective Catalytic Reduction |  |  | 2001-07-27 | Operating | 2707 | ST1 (149.9), GT4 (192.1) | 55187 CHV4 | 229.575 | Y
IL | Cordova Energy Company | 55188 | 1 |  | 2023 | ARP, CSNOX, CSOSG3, CSSO2G1 | 601813 | 5 |  | Rock Island County | IL161 | 161 | Electric Utility | 41.7146 | -90.2802 | Cordova Energy Company (Owner),Cordova Energy Company (Operator) | Phase 2 |  | Combined cycle | Pipeline Natural Gas |  |  | Dry Low NOx Burners,Selective Catalytic Reduction |  |  | 2001-06-19 | Operating | 2152.2 | PT11 (210), PT31 (191.2) | 55188 1 | 305.6 | Y
IL | Cordova Energy Company | 55188 | 2 |  | 2023 | ARP, CSNOX, CSOSG3, CSSO2G1 | 601813 | 5 |  | Rock Island County | IL161 | 161 | Electric Utility | 41.7146 | -90.2802 | Cordova Energy Company (Owner),Cordova Energy Company (Operator) | Phase 2 |  | Combined cycle | Pipeline Natural Gas |  |  | Dry Low NOx Burners,Selective Catalytic Reduction |  |  | 2001-06-19 | Operating | 2152.2 | PT31 (191.2), PT21 (210) | 55188 2 | 305.6 | Y
FL | Osceola | 55192 | OSC1 |  | 2023 | ARP | 609198 | 4 |  | Osceola County | FL097 | 97 | Electric Utility | 28.1289 | -81.0978 | Orlando Utilities Commission (Owner),Orlando Utilities Commission (Operator) | Phase 2 |  | Combustion turbine | Pipeline Natural Gas | Diesel Oil |  | Dry Low NOx Burners,Water Injection |  |  | 2001-10-16 | Operating | 1942 | CTG1 (200) | 55192 OSC1 | 200
FL | Osceola | 55192 | OSC2 |  | 2023 | ARP | 609198 | 4 |  | Osceola County | FL097 | 97 | Electric Utility | 28.1289 | -81.0978 | Orlando Utilities Commission (Owner),Orlando Utilities Commission (Operator) | Phase 2 |  | Combustion turbine | Pipeline Natural Gas | Diesel Oil |  | Dry Low NOx Burners,Water Injection |  |  | 2001-10-21 | Operating | 1942 | CTG2 (200) | 55192 OSC2 | 200
FL | Osceola | 55192 | OSC3 |  | 2023 | ARP | 609198 | 4 |  | Osceola County | FL097 | 97 | Electric Utility | 28.1289 | -81.0978 | Orlando Utilities Commission (Owner),Orlando Utilities Commission (Operator) | Phase 2 |  | Combustion turbine | Pipeline Natural Gas | Diesel Oil |  | Dry Low NOx Burners,Water Injection |  |  | 2002-04-17 | Operating | 1942 | CTG3 (200) | 55192 OSC3 | 200
PA | Ontelaunee Energy Center | 55193 | CT1 |  | 2023 | ARP, CSNOX, CSOSG3, CSSO2G1, RGGI | 603383 | 3 |  | Berks County | PA011 | 11 | Electric Utility | 40.4219 | -75.9353 | Ontelaunee Power Operating Company, LLC (Owner),Ontelaunee Power Operating Company, LLC (Operator) | Phase 2 |  | Combined cycle | Pipeline Natural Gas |  |  | Dry Low NOx Burners,Selective Catalytic Reduction |  |  | 2002-11-13 | Operating | 2160 | CTG1 (185), STG (200) | 55193 CT1 | 285 | Y
PA | Ontelaunee Energy Center | 55193 | CT2 |  | 2023 | ARP, CSNOX, CSOSG3, CSSO2G1, RGGI | 603383 | 3 |  | Berks County | PA011 | 11 | Electric Utility | 40.4219 | -75.9353 | Ontelaunee Power Operating Company, LLC (Owner),Ontelaunee Power Operating Company, LLC (Operator) | Phase 2 |  | Combined cycle | Pipeline Natural Gas |  |  | Dry Low NOx Burners,Selective Catalytic Reduction |  |  | 2002-11-13 | Operating | 2160 | CTG2 (185), STG (200) | 55193 CT2 | 285 | Y
PA | Springdale Generating Station (55196) | 55196 | 1 |  | 2023 | ARP, CSNOX, CSOSG3, CSSO2G1, RGGI | 605624 | 3 |  | Allegheny County | PA003 | 3 | Electric Utility | 40.5447 | -79.7678 | Springdale Energy, LLC (Owner),Springdale Energy, LLC (Operator) | Phase 2 |  | Combustion turbine | Pipeline Natural Gas |  |  | Water Injection |  |  | 1999-11-15 | Operating | 490 | UNT1 (43.9) | 55196 1 | 43.9
PA | Springdale Generating Station (55196) | 55196 | 2 |  | 2023 | ARP, CSNOX, CSOSG3, CSSO2G1, RGGI | 605624 | 3 |  | Allegheny County | PA003 | 3 | Electric Utility | 40.5447 | -79.7678 | Springdale Energy, LLC (Owner),Springdale Energy, LLC (Operator) | Phase 2 |  | Combustion turbine | Pipeline Natural Gas |  |  | Water Injection |  |  | 1999-11-15 | Operating | 490 | UNT2 (43.9) | 55196 2 | 43.9
MS | Caledonia | 55197 | AA-001 |  | 2023 | ARP, CSOSG2 | 609315 | 4 |  | Lowndes County | MS087 | 87 | Electric Utility | 33.6464 | -88.2717 | Caledonia Power, LLC (Owner),Tennessee Valley Authority (Operator) | Phase 2 |  | Combined cycle | Pipeline Natural Gas |  |  | Dry Low NOx Burners,Selective Catalytic Reduction |  |  | 2003-03-19 | Operating | 2136 | STG1 (106), CTG1 (161) | 55197 AA-001 | 267 | Y
MS | Caledonia | 55197 | AA-002 |  | 2023 | ARP, CSOSG2 | 609315 | 4 |  | Lowndes County | MS087 | 87 | Electric Utility | 33.6464 | -88.2717 | Caledonia Power, LLC (Owner),Tennessee Valley Authority (Operator) | Phase 2 |  | Combined cycle | Pipeline Natural Gas |  |  | Dry Low NOx Burners,Selective Catalytic Reduction |  |  | 2003-04-09 | Operating | 2042 | CTG2 (161), STG2 (106) | 55197 AA-002 | 267 | Y
MS | Caledonia | 55197 | AA-003 |  | 2023 | ARP, CSOSG2 | 609315 | 4 |  | Lowndes County | MS087 | 87 | Electric Utility | 33.6464 | -88.2717 | Caledonia Power, LLC (Owner),Tennessee Valley Authority (Operator) | Phase 2 |  | Combined cycle | Pipeline Natural Gas |  |  | Dry Low NOx Burners,Selective Catalytic Reduction |  |  | 2003-04-18 | Operating | 2108 | CTG3 (161), STG3 (106) | 55197 AA-003 | 267 | Y
KY | Riverside Generating Company | 55198 | GTG101 |  | 2023 | ARP, CSNOX, CSOSG2E, CSSO2G1 | 605624 | 4 |  | Lawrence County | KY127 | 127 | Electric Utility | 38.1933 | -82.6042 | Riverside Generating Company, LLC (Owner),Riverside Generating Company, LLC (Operator) | Phase 2 |  | Combustion turbine | Pipeline Natural Gas |  |  | Dry Low NOx Burners |  |  | 2001-06-12 | Operating | 2133 | GTG1 (208) | 55198 GTG101 | 208
KY | Riverside Generating Company | 55198 | GTG201 |  | 2023 | ARP, CSNOX, CSOSG2E, CSSO2G1 | 605624 | 4 |  | Lawrence County | KY127 | 127 | Electric Utility | 38.1933 | -82.6042 | Riverside Generating Company, LLC (Owner),Riverside Generating Company, LLC (Operator) | Phase 2 |  | Combustion turbine | Pipeline Natural Gas |  |  | Dry Low NOx Burners |  |  | 2001-07-04 | Operating | 2133 | GTG2 (208) | 55198 GTG201 | 208
KY | Riverside Generating Company | 55198 | GTG301 |  | 2023 | ARP, CSNOX, CSOSG2E, CSSO2G1 | 605624 | 4 |  | Lawrence County | KY127 | 127 | Electric Utility | 38.1933 | -82.6042 | Riverside Generating Company, LLC (Owner),Riverside Generating Company, LLC (Operator) | Phase 2 |  | Combustion turbine | Pipeline Natural Gas |  |  | Dry Low NOx Burners |  |  | 2001-07-07 | Operating | 2133 | GTG3 (208) | 55198 GTG301 | 208
KY | Riverside Generating Company | 55198 | GTG401 |  | 2023 | ARP, CSNOX, CSOSG2E, CSSO2G1 | 605624 | 4 |  | Lawrence County | KY127 | 127 | Electric Utility | 38.1933 | -82.6042 | Riverside Generating Company, LLC (Owner),Riverside Generating Company, LLC (Operator) | Phase 2 |  | Combustion turbine | Pipeline Natural Gas |  |  | Dry Low NOx Burners,Water Injection,Selective Catalytic Reduction |  |  | 2002-03-20 | Operating | 2133 | GTG4 (208) | 55198 GTG401 | 208 | Y
KY | Riverside Generating Company | 55198 | GTG501 |  | 2023 | ARP, CSNOX, CSOSG2E, CSSO2G1 | 605624 | 4 |  | Lawrence County | KY127 | 127 | Electric Utility | 38.1933 | -82.6042 | Riverside Generating Company, LLC (Owner),Riverside Generating Company, LLC (Operator) | Phase 2 |  | Combustion turbine | Pipeline Natural Gas |  |  | Dry Low NOx Burners,Water Injection,Selective Catalytic Reduction |  |  | 2002-04-09 | Operating | 2133 | GTG5 (208) | 55198 GTG501 | 208 | Y
IL | Elwood Energy Facility | 55199 | 1 |  | 2023 | ARP, CSNOX, CSOSG3, CSSO2G1 | 607880 (Ended Mar 07, 2023), 610552 (Started Mar 07, 2023) | 5 |  | Will County | IL197 | 197 | Electric Utility | 41.4388 | -88.1236 | Elwood Energy, LLC (Owner),Elwood Services Company, LLC (Operator) | Phase 2 |  | Combustion turbine | Pipeline Natural Gas |  |  | Dry Low NOx Burners |  |  | 1999-05-28 | Operating | 2060 | GT1 (191), GT11 (170) | 55199 1 | 361
IL | Elwood Energy Facility | 55199 | 2 |  | 2023 | ARP, CSNOX, CSOSG3, CSSO2G1 | 607880 (Ended Mar 07, 2023), 610552 (Started Mar 07, 2023) | 5 |  | Will County | IL197 | 197 | Electric Utility | 41.4388 | -88.1236 | Elwood Energy, LLC (Owner),Elwood Services Company, LLC (Operator) | Phase 2 |  | Combustion turbine | Pipeline Natural Gas |  |  | Dry Low NOx Burners |  |  | 1999-05-28 | Operating | 2060 | GT22 (170), GT2 (191) | 55199 2 | 361
IL | Elwood Energy Facility | 55199 | 3 |  | 2023 | ARP, CSNOX, CSOSG3, CSSO2G1 | 607880 (Ended Mar 07, 2023), 610552 (Started Mar 07, 2023) | 5 |  | Will County | IL197 | 197 | Electric Utility | 41.4388 | -88.1236 | Elwood Energy, LLC (Owner),Elwood Services Company, LLC (Operator) | Phase 2 |  | Combustion turbine | Pipeline Natural Gas |  |  | Dry Low NOx Burners |  |  | 1999-05-28 | Operating | 2060 | GT33 (170), GT3 (191) | 55199 3 | 361
IL | Elwood Energy Facility | 55199 | 4 |  | 2023 | ARP, CSNOX, CSOSG3, CSSO2G1 | 607880 (Ended Mar 07, 2023), 610552 (Started Mar 07, 2023) | 5 |  | Will County | IL197 | 197 | Electric Utility | 41.4388 | -88.1236 | Elwood Energy, LLC (Owner),Elwood Services Company, LLC (Operator) | Phase 2 |  | Combustion turbine | Pipeline Natural Gas |  |  | Dry Low NOx Burners |  |  | 1999-05-28 | Operating | 2060 | GT4 (191) | 55199 4 | 191
IL | Elwood Energy Facility | 55199 | 5 |  | 2023 | ARP, CSNOX, CSOSG3, CSSO2G1 | 607880 (Ended Mar 07, 2023), 610552 (Started Mar 07, 2023) | 5 |  | Will County | IL197 | 197 | Electric Utility | 41.4388 | -88.1236 | Elwood Energy, LLC (Owner),Elwood Services Company, LLC (Operator) | Phase 2 |  | Combustion turbine | Pipeline Natural Gas |  |  | Dry Low NOx Burners |  |  | 2001-04-21 | Operating | 2083 | GT5 (195), GT55 (172) | 55199 5 | 367
IL | Elwood Energy Facility | 55199 | 6 |  | 2023 | ARP, CSNOX, CSOSG3, CSSO2G1 | 607880 (Ended Mar 07, 2023), 610552 (Started Mar 07, 2023) | 5 |  | Will County | IL197 | 197 | Electric Utility | 41.4388 | -88.1236 | Elwood Energy, LLC (Owner),Elwood Services Company, LLC (Operator) | Phase 2 |  | Combustion turbine | Pipeline Natural Gas |  |  | Dry Low NOx Burners |  |  | 2001-05-04 | Operating | 2083 | GT6 (195) | 55199 6 | 195
IL | Elwood Energy Facility | 55199 | 7 |  | 2023 | ARP, CSNOX, CSOSG3, CSSO2G1 | 607880 (Ended Mar 07, 2023), 610552 (Started Mar 07, 2023) | 5 |  | Will County | IL197 | 197 | Electric Utility | 41.4388 | -88.1236 | Elwood Energy, LLC (Owner),Elwood Services Company, LLC (Operator) | Phase 2 |  | Combustion turbine | Pipeline Natural Gas |  |  | Dry Low NOx Burners |  |  | 2001-05-18 | Operating | 2083 | GT7 (195) | 55199 7 | 195
IL | Elwood Energy Facility | 55199 | 8 |  | 2023 | ARP, CSNOX, CSOSG3, CSSO2G1 | 607880 (Ended Mar 07, 2023), 610552 (Started Mar 07, 2023) | 5 |  | Will County | IL197 | 197 | Electric Utility | 41.4388 | -88.1236 | Elwood Energy, LLC (Owner),Elwood Services Company, LLC (Operator) | Phase 2 |  | Combustion turbine | Pipeline Natural Gas |  |  | Dry Low NOx Burners |  |  | 2001-05-22 | Operating | 2083 | GT8 (195) | 55199 8 | 195
IL | Elwood Energy Facility | 55199 | 9 |  | 2023 | ARP, CSNOX, CSOSG3, CSSO2G1 | 607880 (Ended Mar 07, 2023), 610552 (Started Mar 07, 2023) | 5 |  | Will County | IL197 | 197 | Electric Utility | 41.4388 | -88.1236 | Elwood Energy, LLC (Owner),Elwood Services Company, LLC (Operator) | Phase 2 |  | Combustion turbine | Pipeline Natural Gas |  |  | Dry Low NOx Burners |  |  | 2001-04-18 | Operating | 2083 | GT9 (195) | 55199 9 | 195
CO | Arapahoe Combustion Turbine Facility | 55200 | CT5 |  | 2023 | ARP | 604601 | 8 |  | Denver County | CO031 | 31 | Electric Utility | 39.6692 | -105.0018 | SWG Arapahoe LLC (Owner),SWG Arapahoe LLC (Operator) | Phase 2 |  | Combined cycle | Pipeline Natural Gas |  |  | Selective Catalytic Reduction |  |  | 2000-05-25 | Operating | 555 | UN5 (76), UN7 (51.8) | 55200 CT5 | 101.9 | Y
CO | Arapahoe Combustion Turbine Facility | 55200 | CT6 |  | 2023 | ARP | 604601 | 8 |  | Denver County | CO031 | 31 | Electric Utility | 39.6692 | -105.0018 | SWG Arapahoe LLC (Owner),SWG Arapahoe LLC (Operator) | Phase 2 |  | Combined cycle | Pipeline Natural Gas |  |  | Selective Catalytic Reduction |  |  | 2000-05-25 | Operating | 555 | UN6 (76), UN7 (51.8) | 55200 CT6 | 101.9 | Y
IL | Gibson City Energy Center, LLC | 55201 | GCTG1 |  | 2023 | ARP, CSNOX, CSOSG3, CSSO2G1 | 610062 (Ended Apr 11, 2023), 610628 (Started Apr 11, 2023) | 5 |  | Ford County | IL053 | 53 | Electric Utility | 40.4705 | -88.3987 | Gibson City Energy Center, LLC (Owner),Gibson City Energy Center, LLC (Operator) | Phase 2 |  | Combustion turbine | Pipeline Natural Gas | Diesel Oil |  | Dry Low NOx Burners,Water Injection |  |  | 2000-06-27 | Operating | 1657 | 1 (135) | 55201 GCTG1 | 135
IL | Gibson City Energy Center, LLC | 55201 | GCTG2 |  | 2023 | ARP, CSNOX, CSOSG3, CSSO2G1 | 610062 (Ended Apr 11, 2023), 610628 (Started Apr 11, 2023) | 5 |  | Ford County | IL053 | 53 | Electric Utility | 40.4705 | -88.3987 | Gibson City Energy Center, LLC (Owner),Gibson City Energy Center, LLC (Operator) | Phase 2 |  | Combustion turbine | Pipeline Natural Gas | Diesel Oil |  | Dry Low NOx Burners,Water Injection |  |  | 2000-07-22 | Operating | 1400 | 2 (135) | 55201 GCTG2 | 135
IL | Pinckneyville Power Plant | 55202 | CT01 |  | 2023 | ARP, CSNOX, CSOSG3, CSSO2G1 | 607655 | 5 |  | Perry County | IL145 | 145 | Electric Utility | 38.1114 | -89.3467 | Union Electric Company (Owner),Union Electric Company (Operator) | Phase 2 |  | Combustion turbine | Pipeline Natural Gas |  |  | Water Injection |  |  | 2000-06-04 | Operating | 444 | 1 (45) | 55202 CT01 | 45
IL | Pinckneyville Power Plant | 55202 | CT02 |  | 2023 | ARP, CSNOX, CSOSG3, CSSO2G1 | 607655 | 5 |  | Perry County | IL145 | 145 | Electric Utility | 38.1114 | -89.3467 | Union Electric Company (Owner),Union Electric Company (Operator) | Phase 2 |  | Combustion turbine | Pipeline Natural Gas |  |  | Water Injection |  |  | 2000-06-06 | Operating | 444 | 2 (45) | 55202 CT02 | 45
IL | Pinckneyville Power Plant | 55202 | CT03 |  | 2023 | ARP, CSNOX, CSOSG3, CSSO2G1 | 607655 | 5 |  | Perry County | IL145 | 145 | Electric Utility | 38.1114 | -89.3467 | Union Electric Company (Owner),Union Electric Company (Operator) | Phase 2 |  | Combustion turbine | Pipeline Natural Gas |  |  | Water Injection |  |  | 2000-06-15 | Operating | 444 | 3 (45) | 55202 CT03 | 45
IL | Pinckneyville Power Plant | 55202 | CT04 |  | 2023 | ARP, CSNOX, CSOSG3, CSSO2G1 | 607655 | 5 |  | Perry County | IL145 | 145 | Electric Utility | 38.1114 | -89.3467 | Union Electric Company (Owner),Union Electric Company (Operator) | Phase 2 |  | Combustion turbine | Pipeline Natural Gas |  |  | Water Injection |  |  | 2000-06-22 | Operating | 444 | 4 (45) | 55202 CT04 | 45
IL | Pinckneyville Power Plant | 55202 | CT05 |  | 2023 | ARP, CSNOX, CSOSG3, CSSO2G1 | 607655 | 5 |  | Perry County | IL145 | 145 | Electric Utility | 38.1114 | -89.3467 | Union Electric Company (Owner),Union Electric Company (Operator) | Phase 2 |  | Combustion turbine | Pipeline Natural Gas |  |  | Dry Low NOx Burners |  |  | 2001-05-28 | Operating | 553 | 5 (50) | 55202 CT05 | 50
IL | Pinckneyville Power Plant | 55202 | CT06 |  | 2023 | ARP, CSNOX, CSOSG3, CSSO2G1 | 607655 | 5 |  | Perry County | IL145 | 145 | Electric Utility | 38.1114 | -89.3467 | Union Electric Company (Owner),Union Electric Company (Operator) | Phase 2 |  | Combustion turbine | Pipeline Natural Gas |  |  | Dry Low NOx Burners |  |  | 2001-06-06 | Operating | 553 | 6 (50) | 55202 CT06 | 50
IL | Pinckneyville Power Plant | 55202 | CT07 |  | 2023 | ARP, CSNOX, CSOSG3, CSSO2G1 | 607655 | 5 |  | Perry County | IL145 | 145 | Electric Utility | 38.1114 | -89.3467 | Union Electric Company (Owner),Union Electric Company (Operator) | Phase 2 |  | Combustion turbine | Pipeline Natural Gas |  |  | Dry Low NOx Burners |  |  | 2001-06-23 | Operating | 553 | 7 (50) | 55202 CT07 | 50
IL | Pinckneyville Power Plant | 55202 | CT08 |  | 2023 | ARP, CSNOX, CSOSG3, CSSO2G1 | 607655 | 5 |  | Perry County | IL145 | 145 | Electric Utility | 38.1114 | -89.3467 | Union Electric Company (Owner),Union Electric Company (Operator) | Phase 2 |  | Combustion turbine | Pipeline Natural Gas |  |  | Dry Low NOx Burners |  |  | 2001-07-23 | Operating | 553 | 8 (50) | 55202 CT08 | 50
IL | Kinmundy Power Plant | 55204 | KCTG1 |  | 2023 | ARP, CSNOX, CSOSG3, CSSO2G1 | 607655 | 5 |  | Marion County | IL121 | 121 | Electric Utility | 38.7619 | -89.0128 | Union Electric Company (Owner),Union Electric Company (Operator) | Phase 2 |  | Combustion turbine | Pipeline Natural Gas | Diesel Oil |  | Dry Low NOx Burners,Water Injection |  |  | 2001-04-04 | Operating | 1459 | 1 (135) | 55204 KCTG1 | 135
IL | Kinmundy Power Plant | 55204 | KCTG2 |  | 2023 | ARP, CSNOX, CSOSG3, CSSO2G1 | 607655 | 5 |  | Marion County | IL121 | 121 | Electric Utility | 38.7619 | -89.0128 | Union Electric Company (Owner),Union Electric Company (Operator) | Phase 2 |  | Combustion turbine | Pipeline Natural Gas | Diesel Oil |  | Dry Low NOx Burners,Water Injection |  |  | 2001-05-24 | Operating | 1459 | 2 (135) | 55204 KCTG2 | 135
TX | Corpus Christi Energy Center | 55206 | CU1 |  | 2023 | ARP, CSOSG2 | 610004 | 6 |  | Nueces County | TX355 | 355 | Cogeneration | 27.8139 | -97.4283 | Corpus Christi Cogeneration, LP (Owner),Calpine Operating Services Company, Inc. (Operator) | Phase 2 |  | Combined cycle | Pipeline Natural Gas |  |  | Dry Low NOx Burners |  |  | 2001-10-01 | Operating | 2500 | CT1 (190), ST1 (195.5) | 55206 CU1 | 287.75
TX | Corpus Christi Energy Center | 55206 | CU2 |  | 2023 | ARP, CSOSG2 | 610004 | 6 |  | Nueces County | TX355 | 355 | Cogeneration | 27.8139 | -97.4283 | Corpus Christi Cogeneration, LP (Owner),Calpine Operating Services Company, Inc. (Operator) | Phase 2 |  | Combined cycle | Pipeline Natural Gas |  |  | Dry Low NOx Burners |  |  | 2001-10-01 | Operating | 2510 | CT2 (190), ST1 (195.5) | 55206 CU2 | 287.75
CO | Valmont Combustion Turbine Facility | 55207 | CT7 |  | 2023 | ARP | 608791 | 8 |  | Boulder County | CO013 | 13 | Electric Utility | 40.0197 | -105.202 | SWG Colorado, LLC (Owner),SWG Colorado, LLC (Operator) | Phase 2 |  | Combustion turbine | Pipeline Natural Gas |  |  | Water Injection |  |  | 2000-05-26 | Operating | 425 | G7 (71.1) | 55207 CT7 | 71.1
CO | Valmont Combustion Turbine Facility | 55207 | CT8 |  | 2023 | ARP | 608791 | 8 |  | Boulder County | CO013 | 13 | Electric Utility | 40.0197 | -105.202 | SWG Colorado, LLC (Owner),SWG Colorado, LLC (Operator) | Phase 2 |  | Combustion turbine | Pipeline Natural Gas |  |  | Water Injection |  |  | 2001-07-07 | Operating | 425 | G8 (71.1) | 55207 CT8 | 71.1
NM | Afton Generating Station | 55210 | 1 |  | 2023 | ARP | 610023 | 6 |  | Dona Ana County | NM013 | 13 | Electric Utility | 32.1134 | -106.848 | Public Service Company of New Mexico (Owner),Public Service Company of New Mexico (Operator) | Phase 2 |  | Combined cycle | Pipeline Natural Gas | Diesel Oil |  | Selective Catalytic Reduction,Dry Low NOx Burners,Water Injection |  |  | 2002-10-14 | Operating | 1853.8 | 0002 (110), 0001 (177) | 55210 1 | 287 | Y
MA | Bellingham Power Generation LLC | 55211 | 1 |  | 2023 | ARP, RGGI, SIPNOX | 603383 | 1 |  | Norfolk County | MA021 | 21 | Electric Utility | 42.1113 | -71.4529 | Bellingham Power Generation LLC (Owner),Bellingham Power Generation LLC (Operator) | Phase 2 |  | Combined cycle | Pipeline Natural Gas |  |  | Dry Low NOx Burners,Selective Catalytic Reduction |  |  | 2002-06-19 | Operating | 2184 | U1 (289) | 55211 1 | 289 | Y
MA | Bellingham Power Generation LLC | 55211 | 2 |  | 2023 | ARP, RGGI, SIPNOX | 603383 | 1 |  | Norfolk County | MA021 | 21 | Electric Utility | 42.1113 | -71.4529 | Bellingham Power Generation LLC (Owner),Bellingham Power Generation LLC (Operator) | Phase 2 |  | Combined cycle | Pipeline Natural Gas |  |  | Dry Low NOx Burners,Selective Catalytic Reduction |  |  | 2002-08-24 | Operating | 2184 | U2 (289) | 55211 2 | 289 | Y
MA | Blackstone Power Generation LLC | 55212 | 1 |  | 2023 | ARP, RGGI, SIPNOX | 603383 | 1 |  | Worcester County | MA027 | 27 | Electric Utility | 42.0575 | -71.5172 | Blackstone Power Generation LLC (Owner),Blackstone Power Generation LLC (Operator) | Phase 2 |  | Combined cycle | Pipeline Natural Gas |  |  | Dry Low NOx Burners,Selective Catalytic Reduction |  |  | 2001-04-25 | Operating | 2184 | U1 (289) | 55212 1 | 289 | Y
MA | Blackstone Power Generation LLC | 55212 | 2 |  | 2023 | ARP, RGGI, SIPNOX | 603383 | 1 |  | Worcester County | MA027 | 27 | Electric Utility | 42.0575 | -71.5172 | Blackstone Power Generation LLC (Owner),Blackstone Power Generation LLC (Operator) | Phase 2 |  | Combined cycle | Pipeline Natural Gas |  |  | Dry Low NOx Burners,Selective Catalytic Reduction |  |  | 2001-05-28 | Operating | 2184 | U2 (289) | 55212 2 | 289 | Y
TX | Odessa Ector Generating Station | 55215 | GT1 |  | 2023 | ARP, CSOSG2 | 603383 | 6 | ERCOT | Ector County | TX135 | 135 | Electric Utility | 31.8378 | -102.3278 | La Frontera Holdings, LLC (Owner),Luminant Generation Company LLC (Operator) | Phase 2 |  | Combined cycle | Pipeline Natural Gas |  |  | Dry Low NOx Burners |  |  | 2001-04-25 | Operating | 2185 | CTG1 (170), STG1 (224.2) | 55215 GT1 | 282.1
TX | Odessa Ector Generating Station | 55215 | GT2 |  | 2023 | ARP, CSOSG2 | 603383 | 6 | ERCOT | Ector County | TX135 | 135 | Electric Utility | 31.8378 | -102.3278 | La Frontera Holdings, LLC (Owner),Luminant Generation Company LLC (Operator) | Phase 2 |  | Combined cycle | Pipeline Natural Gas |  |  | Dry Low NOx Burners |  |  | 2001-04-25 | Operating | 2185 | CTG2 (170), STG1 (224.2) | 55215 GT2 | 282.1
TX | Odessa Ector Generating Station | 55215 | GT3 |  | 2023 | ARP, CSOSG2 | 603383 | 6 | ERCOT | Ector County | TX135 | 135 | Electric Utility | 31.8378 | -102.3278 | La Frontera Holdings, LLC (Owner),Luminant Generation Company LLC (Operator) | Phase 2 |  | Combined cycle | Pipeline Natural Gas |  |  | Dry Low NOx Burners |  |  | 2001-07-20 | Operating | 2185 | CTG3 (170), STG2 (224.2) | 55215 GT3 | 282.1
TX | Odessa Ector Generating Station | 55215 | GT4 |  | 2023 | ARP, CSOSG2 | 603383 | 6 | ERCOT | Ector County | TX135 | 135 | Electric Utility | 31.8378 | -102.3278 | La Frontera Holdings, LLC (Owner),Luminant Generation Company LLC (Operator) | Phase 2 |  | Combined cycle | Pipeline Natural Gas |  |  | Dry Low NOx Burners |  |  | 2001-07-17 | Operating | 2185 | STG2 (224.2), CTG4 (170) | 55215 GT4 | 282.1
IL | Morris Cogeneration, LLC | 55216 | CTG1 |  | 2023 | CSNOX, CSOSG3, CSSO2G1, SIPNOX | 607285 | 5 | MAIN | Grundy County | IL063 | 63 | Cogeneration | 41.4092 | -88.3292 | Morris CoGeneration, LLC (Owner),Morris CoGeneration, LLC (Operator) |  |  | Combined cycle | Pipeline Natural Gas |  |  | Dry Low NOx Burners |  |  | 1998-11-01 | Operating | 944 | UNT1 (39), STG1 (62) | 55216 CTG1 | 59.6667
IL | Morris Cogeneration, LLC | 55216 | CTG2 |  | 2023 | CSNOX, CSOSG3, CSSO2G1, SIPNOX | 607285 | 5 | MAIN | Grundy County | IL063 | 63 | Cogeneration | 41.4092 | -88.3292 | Morris CoGeneration, LLC (Owner),Morris CoGeneration, LLC (Operator) |  |  | Combined cycle | Pipeline Natural Gas |  |  | Dry Low NOx Burners |  |  | 1998-11-01 | Operating | 944 | STG1 (62), UNT2 (39) | 55216 CTG2 | 59.6667
IL | Morris Cogeneration, LLC | 55216 | CTG3 |  | 2023 | CSNOX, CSOSG3, CSSO2G1, SIPNOX | 607285 | 5 | MAIN | Grundy County | IL063 | 63 | Cogeneration | 41.4092 | -88.3292 | Morris CoGeneration, LLC (Owner),Morris CoGeneration, LLC (Operator) |  |  | Combined cycle | Pipeline Natural Gas |  |  | Dry Low NOx Burners |  |  | 1998-11-01 | Operating | 944 | UNT3 (39), STG1 (62) | 55216 CTG3 | 59.6667
CA | Los Medanos Energy Center, LLC | 55217 | X724 |  | 2023 | ARP | 609261 (Ended Apr 24, 2023), 610469 (Started Apr 24, 2023) | 9 |  | Contra Costa County | CA013 | 13 | Cogeneration | 38.03 | -121.8708 | Los Medanos Energy Center, LLC (Owner),Los Medanos Energy Center, LLC (Operator) | Phase 2 |  | Combined cycle | Pipeline Natural Gas |  |  | Selective Catalytic Reduction |  |  | 2001-05-06 | Operating | 2225.1 | CTG1 (198.9), STG3 (280.5) | 55217 X724 | 339.15 | Y
CA | Los Medanos Energy Center, LLC | 55217 | X725 |  | 2023 | ARP | 609261 (Ended Apr 24, 2023), 610469 (Started Apr 24, 2023) | 9 |  | Contra Costa County | CA013 | 13 | Cogeneration | 38.03 | -121.8708 | Los Medanos Energy Center, LLC (Owner),Los Medanos Energy Center, LLC (Operator) | Phase 2 |  | Combined cycle | Pipeline Natural Gas |  |  | Selective Catalytic Reduction |  |  | 2001-05-06 | Operating | 2225.1 | STG3 (280.5), CTG2 (198.9) | 55217 X725 | 339.15 | Y
MS | Hinds Energy Facility | 55218 | 2 |  | 2023 | ARP, CSOSG2 | 609775 (Ended Mar 31, 2023), 610584 (Started Mar 31, 2023) | 4 |  | Hinds County | MS049 | 49 | Electric Utility | 32.3781 | -90.2169 | Entergy Corporation (Owner),Entergy Corporation (Operator) | Phase 2 |  | Combustion turbine | Pipeline Natural Gas |  |  | Dry Low NOx Burners |  |  | 2019-09-08 | Operating | 350 | H04BS (49.1) | 55218 2 | 49.1
MS | Hinds Energy Facility | 55218 | H01 |  | 2023 | ARP, CSOSG2 | 609775 (Ended Mar 31, 2023), 610584 (Started Mar 31, 2023) | 4 |  | Hinds County | MS049 | 49 | Electric Utility | 32.3781 | -90.2169 | Entergy Corporation (Owner),Entergy Corporation (Operator) | Phase 2 |  | Combined cycle | Pipeline Natural Gas |  |  | Dry Low NOx Burners,Selective Catalytic Reduction |  |  | 2001-03-16 | Operating | 1875 | H01 (176.63), H03 (198.05) | 55218 H01 | 275.655 | Y
MS | Hinds Energy Facility | 55218 | H02 |  | 2023 | ARP, CSOSG2 | 609775 (Ended Mar 31, 2023), 610584 (Started Mar 31, 2023) | 4 |  | Hinds County | MS049 | 49 | Electric Utility | 32.3781 | -90.2169 | Entergy Corporation (Owner),Entergy Corporation (Operator) | Phase 2 |  | Combined cycle | Pipeline Natural Gas |  |  | Dry Low NOx Burners,Selective Catalytic Reduction |  |  | 2001-03-08 | Operating | 1830 | H03 (198.05), H02 (176.63) | 55218 H02 | 275.655 | Y
MS | Attala Generating Plant | 55220 | A01 |  | 2023 | ARP, CSOSG2 | 609775 (Ended Mar 31, 2023), 610584 (Started Mar 31, 2023) | 4 |  | Attala County | MS007 | 7 | Electric Utility | 33.0142 | -89.6758 | Entergy Corporation (Owner),Entergy Corporation (Operator) | Phase 2 |  | Combined cycle | Pipeline Natural Gas |  |  | Dry Low NOx Burners,Selective Catalytic Reduction |  |  | 2001-03-22 | Operating | 2230 | A01 (180), A03 (198.1) | 55220 A01 | 279.05 | Y
MS | Attala Generating Plant | 55220 | A02 |  | 2023 | ARP, CSOSG2 | 609775 (Ended Mar 31, 2023), 610584 (Started Mar 31, 2023) | 4 |  | Attala County | MS007 | 7 | Electric Utility | 33.0142 | -89.6758 | Entergy Corporation (Owner),Entergy Corporation (Operator) | Phase 2 |  | Combined cycle | Pipeline Natural Gas |  |  | Dry Low NOx Burners,Selective Catalytic Reduction |  |  | 2001-03-29 | Operating | 2200 | A02 (180), A03 (198.1) | 55220 A02 | 279.05 | Y
AR | Oswald Generating Station | 55221 | G1 |  | 2023 | ARP, CSOSG2 | 537 (Ended Aug 22, 2023), 500535 (Started Aug 22, 2023) | 6 |  | Pulaski County | AR119 | 119 | Electric Utility | 34.5923 | -92.2166 | Arkansas Electric Cooperative Corporation (Owner),Arkansas Electric Cooperative Corporation (Operator) | Phase 2 |  | Combined cycle | Pipeline Natural Gas |  |  | Steam Injection |  |  | 2002-04-22 | Operating | 567 | G1 (47.8), G8 (105) | 55221 G1 | 82.8
AR | Oswald Generating Station | 55221 | G2 |  | 2023 | ARP, CSOSG2 | 537 (Ended Aug 22, 2023), 500535 (Started Aug 22, 2023) | 6 |  | Pulaski County | AR119 | 119 | Electric Utility | 34.5923 | -92.2166 | Arkansas Electric Cooperative Corporation (Owner),Arkansas Electric Cooperative Corporation (Operator) | Phase 2 |  | Combined cycle | Pipeline Natural Gas |  |  | Steam Injection |  |  | 2002-04-15 | Operating | 567 | G2 (47.8), G8 (105) | 55221 G2 | 82.8
AR | Oswald Generating Station | 55221 | G3 |  | 2023 | ARP, CSOSG2 | 537 (Ended Aug 22, 2023), 500535 (Started Aug 22, 2023) | 6 |  | Pulaski County | AR119 | 119 | Electric Utility | 34.5923 | -92.2166 | Arkansas Electric Cooperative Corporation (Owner),Arkansas Electric Cooperative Corporation (Operator) | Phase 2 |  | Combined cycle | Pipeline Natural Gas |  |  | Steam Injection |  |  | 2002-04-08 | Operating | 567 | G3 (47.8), G8 (105) | 55221 G3 | 82.8
AR | Oswald Generating Station | 55221 | G4 |  | 2023 | ARP, CSOSG2 | 537 (Ended Aug 22, 2023), 500535 (Started Aug 22, 2023) | 6 |  | Pulaski County | AR119 | 119 | Electric Utility | 34.5923 | -92.2166 | Arkansas Electric Cooperative Corporation (Owner),Arkansas Electric Cooperative Corporation (Operator) | Phase 2 |  | Combined cycle | Pipeline Natural Gas |  |  | Steam Injection |  |  | 2002-04-03 | Operating | 567 | G9 (105), G4 (47.8) | 55221 G4 | 74.05
AR | Oswald Generating Station | 55221 | G5 |  | 2023 | ARP, CSOSG2 | 537 (Ended Aug 22, 2023), 500535 (Started Aug 22, 2023) | 6 |  | Pulaski County | AR119 | 119 | Electric Utility | 34.5923 | -92.2166 | Arkansas Electric Cooperative Corporation (Owner),Arkansas Electric Cooperative Corporation (Operator) | Phase 2 |  | Combined cycle | Pipeline Natural Gas |  |  | Steam Injection |  |  | 2002-03-28 | Operating | 567 | G5 (47.8), G9 (105) | 55221 G5 | 74.05
AR | Oswald Generating Station | 55221 | G6 |  | 2023 | ARP, CSOSG2 | 537 (Ended Aug 22, 2023), 500535 (Started Aug 22, 2023) | 6 |  | Pulaski County | AR119 | 119 | Electric Utility | 34.5923 | -92.2166 | Arkansas Electric Cooperative Corporation (Owner),Arkansas Electric Cooperative Corporation (Operator) | Phase 2 |  | Combined cycle | Pipeline Natural Gas |  |  | Steam Injection |  |  | 2002-03-23 | Operating | 567 | G6 (47.8), G9 (105) | 55221 G6 | 74.05
AR | Oswald Generating Station | 55221 | G7 |  | 2023 | ARP, CSOSG2 | 537 (Ended Aug 22, 2023), 500535 (Started Aug 22, 2023) | 6 |  | Pulaski County | AR119 | 119 | Electric Utility | 34.5923 | -92.2166 | Arkansas Electric Cooperative Corporation (Owner),Arkansas Electric Cooperative Corporation (Operator) | Phase 2 |  | Combined cycle | Pipeline Natural Gas |  |  | Dry Low NOx Burners |  |  | 2002-04-18 | Operating | 1260 | G9 (105), G7 (82.8) | 55221 G7 | 74.05
IL | Lincoln Generating Facility | 55222 | CTG-1 |  | 2023 | ARP, CSNOX, CSOSG3, CSSO2G1 | 3167 | 5 |  | Will County | IL197 | 197 | Electric Utility | 41.3937 | -87.9437 | Lincoln Generating Facility, LLC (Owner),Lincoln Generating Facility, LLC (Operator) | Phase 2 |  | Combustion turbine | Pipeline Natural Gas |  |  | Dry Low NOx Burners |  |  | 2000-05-31 | Operating | 1184 | CTG1 (86.5) | 55222 CTG-1 | 86.5
IL | Lincoln Generating Facility | 55222 | CTG-2 |  | 2023 | ARP, CSNOX, CSOSG3, CSSO2G1 | 3167 | 5 |  | Will County | IL197 | 197 | Electric Utility | 41.3937 | -87.9437 | Lincoln Generating Facility, LLC (Owner),Lincoln Generating Facility, LLC (Operator) | Phase 2 |  | Combustion turbine | Pipeline Natural Gas |  |  | Dry Low NOx Burners |  |  | 2000-05-31 | Operating | 1184 | CTG2 (86.5) | 55222 CTG-2 | 86.5
IL | Lincoln Generating Facility | 55222 | CTG-3 |  | 2023 | ARP, CSNOX, CSOSG3, CSSO2G1 | 3167 | 5 |  | Will County | IL197 | 197 | Electric Utility | 41.3937 | -87.9437 | Lincoln Generating Facility, LLC (Owner),Lincoln Generating Facility, LLC (Operator) | Phase 2 |  | Combustion turbine | Pipeline Natural Gas |  |  | Dry Low NOx Burners |  |  | 2000-05-31 | Operating | 1184 | CTG3 (86.5) | 55222 CTG-3 | 86.5
IL | Lincoln Generating Facility | 55222 | CTG-4 |  | 2023 | ARP, CSNOX, CSOSG3, CSSO2G1 | 3167 | 5 |  | Will County | IL197 | 197 | Electric Utility | 41.3937 | -87.9437 | Lincoln Generating Facility, LLC (Owner),Lincoln Generating Facility, LLC (Operator) | Phase 2 |  | Combustion turbine | Pipeline Natural Gas |  |  | Dry Low NOx Burners |  |  | 2000-05-31 | Operating | 1184 | CTG4 (86.5) | 55222 CTG-4 | 86.5
IL | Lincoln Generating Facility | 55222 | CTG-5 |  | 2023 | ARP, CSNOX, CSOSG3, CSSO2G1 | 3167 | 5 |  | Will County | IL197 | 197 | Electric Utility | 41.3937 | -87.9437 | Lincoln Generating Facility, LLC (Owner),Lincoln Generating Facility, LLC (Operator) | Phase 2 |  | Combustion turbine | Pipeline Natural Gas |  |  | Dry Low NOx Burners |  |  | 2000-05-31 | Operating | 1184 | CTG5 (86.5) | 55222 CTG-5 | 86.5
IL | Lincoln Generating Facility | 55222 | CTG-6 |  | 2023 | ARP, CSNOX, CSOSG3, CSSO2G1 | 3167 | 5 |  | Will County | IL197 | 197 | Electric Utility | 41.3937 | -87.9437 | Lincoln Generating Facility, LLC (Owner),Lincoln Generating Facility, LLC (Operator) | Phase 2 |  | Combustion turbine | Pipeline Natural Gas |  |  | Dry Low NOx Burners |  |  | 2000-05-31 | Operating | 1184 | CTG6 (86.5) | 55222 CTG-6 | 86.5
IL | Lincoln Generating Facility | 55222 | CTG-7 |  | 2023 | ARP, CSNOX, CSOSG3, CSSO2G1 | 3167 | 5 |  | Will County | IL197 | 197 | Electric Utility | 41.3937 | -87.9437 | Lincoln Generating Facility, LLC (Owner),Lincoln Generating Facility, LLC (Operator) | Phase 2 |  | Combustion turbine | Pipeline Natural Gas |  |  | Dry Low NOx Burners |  |  | 2000-05-31 | Operating | 1184 | CTG7 (86.5) | 55222 CTG-7 | 86.5
IL | Lincoln Generating Facility | 55222 | CTG-8 |  | 2023 | ARP, CSNOX, CSOSG3, CSSO2G1 | 3167 | 5 |  | Will County | IL197 | 197 | Electric Utility | 41.3937 | -87.9437 | Lincoln Generating Facility, LLC (Owner),Lincoln Generating Facility, LLC (Operator) | Phase 2 |  | Combustion turbine | Pipeline Natural Gas |  |  | Dry Low NOx Burners |  |  | 2000-05-31 | Operating | 1184 | CTG8 (86.5) | 55222 CTG-8 | 86.5
TX | Ennis Power Company, LLC | 55223 | GT-1 |  | 2023 | ARP, CSOSG2 | 603383 | 6 | ERCOT | Ellis County | TX139 | 139 | Electric Utility | 32.3194 | -96.6739 | Ennis Power Company, LLC (Owner),Ennis Power Company, LLC (Operator) | Phase 2 |  | Combined cycle | Pipeline Natural Gas |  |  | Selective Catalytic Reduction |  |  | 2001-09-22 | Operating | 2797 | ST1 (133), GT1 (285) | 55223 GT-1 | 418 | Y
IN | Wheatland Generating Facility LLC | 55224 | EU-01 |  | 2023 | ARP, CSNOX, CSOSG3, CSSO2G1 | 609289 | 5 |  | Knox County | IN083 | 83 | Electric Utility | 38.6716 | -87.2931 | Duke Energy Indiana, LLC (Owner),Duke Energy Indiana, LLC (Operator) | Phase 2 |  | Combustion turbine | Pipeline Natural Gas |  |  | Water Injection |  |  | 2000-06-01 | Operating | 1600 | CTG1 (122) | 55224 EU-01 | 122
IN | Wheatland Generating Facility LLC | 55224 | EU-02 |  | 2023 | ARP, CSNOX, CSOSG3, CSSO2G1 | 609289 | 5 |  | Knox County | IN083 | 83 | Electric Utility | 38.6716 | -87.2931 | Duke Energy Indiana, LLC (Owner),Duke Energy Indiana, LLC (Operator) | Phase 2 |  | Combustion turbine | Pipeline Natural Gas |  |  | Water Injection |  |  | 2000-06-01 | Operating | 1600 | CTG2 (122) | 55224 EU-02 | 122
IN | Wheatland Generating Facility LLC | 55224 | EU-03 |  | 2023 | ARP, CSNOX, CSOSG3, CSSO2G1 | 609289 | 5 |  | Knox County | IN083 | 83 | Electric Utility | 38.6716 | -87.2931 | Duke Energy Indiana, LLC (Owner),Duke Energy Indiana, LLC (Operator) | Phase 2 |  | Combustion turbine | Pipeline Natural Gas |  |  | Water Injection |  |  | 2000-06-01 | Operating | 1600 | CTG3 (122) | 55224 EU-03 | 122
IN | Wheatland Generating Facility LLC | 55224 | EU-04 |  | 2023 | ARP, CSNOX, CSOSG3, CSSO2G1 | 609289 | 5 |  | Knox County | IN083 | 83 | Electric Utility | 38.6716 | -87.2931 | Duke Energy Indiana, LLC (Owner),Duke Energy Indiana, LLC (Operator) | Phase 2 |  | Combustion turbine | Pipeline Natural Gas |  |  | Water Injection |  |  | 2000-06-01 | Operating | 1600 | CTG4 (122) | 55224 EU-04 | 122
OK | Oneta Energy Center | 55225 | CTG-1 |  | 2023 | ARP, CSOSG2 | 606878 (Ended Feb 03, 2023), 609593 (Started Feb 03, 2023) | 6 | SPP | Wagoner County | OK145 | 145 | Electric Utility | 36.0119 | -95.6967 | Oneta Power, LLC (Owner),Oneta Power, LLC (Operator) | Phase 2 |  | Combined cycle | Pipeline Natural Gas |  |  | Dry Low NOx Burners |  |  | 2002-06-01 | Operating | 4585 | CTG1 (176), STG1 (255) | 55225 CTG-1 | 303.5
OK | Oneta Energy Center | 55225 | CTG-2 |  | 2023 | ARP, CSOSG2 | 606878 (Ended Feb 03, 2023), 609593 (Started Feb 03, 2023) | 6 | SPP | Wagoner County | OK145 | 145 | Electric Utility | 36.0119 | -95.6967 | Oneta Power, LLC (Owner),Oneta Power, LLC (Operator) | Phase 2 |  | Combined cycle | Pipeline Natural Gas |  |  | Dry Low NOx Burners |  |  | 2002-06-01 | Operating | 4585 | STG1 (255), CTG2 (176) | 55225 CTG-2 | 303.5
OK | Oneta Energy Center | 55225 | CTG-3 |  | 2023 | ARP, CSOSG2 | 606878 (Ended Feb 03, 2023), 609593 (Started Feb 03, 2023) | 6 | SPP | Wagoner County | OK145 | 145 | Electric Utility | 36.0119 | -95.6967 | Oneta Power, LLC (Owner),Oneta Power, LLC (Operator) | Phase 2 |  | Combined cycle | Pipeline Natural Gas |  |  | Dry Low NOx Burners |  |  | 2002-11-01 | Operating | 4585 | CTG3 (176), STG2 (255) | 55225 CTG-3 | 303.5
OK | Oneta Energy Center | 55225 | CTG-4 |  | 2023 | ARP, CSOSG2 | 606878 (Ended Feb 03, 2023), 609593 (Started Feb 03, 2023) | 6 | SPP | Wagoner County | OK145 | 145 | Electric Utility | 36.0119 | -95.6967 | Oneta Power, LLC (Owner),Oneta Power, LLC (Operator) | Phase 2 |  | Combined cycle | Pipeline Natural Gas |  |  | Dry Low NOx Burners |  |  | 2002-11-07 | Operating | 4585 | STG2 (255), CTG4 (176) | 55225 CTG-4 | 303.5
TX | Freestone Power Generation | 55226 | GT1 |  | 2023 | ARP, CSOSG2 | 610481 | 6 |  | Freestone County | TX161 | 161 | Cogeneration | 31.8907 | -96.1128 | Freestone Power Generation, LP (Owner),Calpine Operating Services Company, Inc. (Operator) | Phase 2 |  | Combined cycle | Pipeline Natural Gas |  |  | Dry Low NOx Burners |  |  | 2002-03-30 | Operating | 2050 | GT1 (166.7), ST3 (184.6) | 55226 GT1 | 259
TX | Freestone Power Generation | 55226 | GT2 |  | 2023 | ARP, CSOSG2 | 610481 | 6 |  | Freestone County | TX161 | 161 | Cogeneration | 31.8907 | -96.1128 | Freestone Power Generation, LP (Owner),Calpine Operating Services Company, Inc. (Operator) | Phase 2 |  | Combined cycle | Pipeline Natural Gas |  |  | Dry Low NOx Burners |  |  | 2002-03-30 | Operating | 2050 | GT2 (166.7), ST3 (184.6) | 55226 GT2 | 259
TX | Freestone Power Generation | 55226 | GT3 |  | 2023 | ARP, CSOSG2 | 610481 | 6 |  | Freestone County | TX161 | 161 | Cogeneration | 31.8907 | -96.1128 | Freestone Power Generation, LP (Owner),Calpine Operating Services Company, Inc. (Operator) | Phase 2 |  | Combined cycle | Pipeline Natural Gas |  |  | Dry Low NOx Burners |  |  | 2002-05-15 | Operating | 2050 | ST6 (184.6), GT3 (166.7) | 55226 GT3 | 259
TX | Freestone Power Generation | 55226 | GT4 |  | 2023 | ARP, CSOSG2 | 610481 | 6 |  | Freestone County | TX161 | 161 | Cogeneration | 31.8907 | -96.1128 | Freestone Power Generation, LP (Owner),Calpine Operating Services Company, Inc. (Operator) | Phase 2 |  | Combined cycle | Pipeline Natural Gas |  |  | Dry Low NOx Burners |  |  | 2002-05-15 | Operating | 2050 | ST6 (184.6), GT4 (166.7) | 55226 GT4 | 259
OH | Greenville Electric Gen Station | 55228 | G1CT1 |  | 2023 | ARP, CSNOX, CSOSG3, CSSO2G1 | 609050 | 5 | ECAR | Darke County | OH037 | 37 | Electric Utility | 40.0747 | -84.6147 | Buckeye Power, Inc. (Owner),Buckeye Power, Inc. (Operator) | Phase 2 |  | Combustion turbine | Pipeline Natural Gas | Diesel Oil |  | Water Injection |  |  | 2000-06-08 | Operating | 325 | GT1 (58.9) | 55228 G1CT1 | 58.9
OH | Greenville Electric Gen Station | 55228 | G1CT2 |  | 2023 | ARP, CSNOX, CSOSG3, CSSO2G1 | 609050 | 5 | ECAR | Darke County | OH037 | 37 | Electric Utility | 40.0747 | -84.6147 | Buckeye Power, Inc. (Owner),Buckeye Power, Inc. (Operator) | Phase 2 |  | Combustion turbine | Pipeline Natural Gas | Diesel Oil |  | Water Injection |  |  | 2000-06-08 | Operating | 325 | GT1 (58.9) | 55228 G1CT2 | 58.9
OH | Greenville Electric Gen Station | 55228 | G2CT1 |  | 2023 | ARP, CSNOX, CSOSG3, CSSO2G1 | 609050 | 5 | ECAR | Darke County | OH037 | 37 | Electric Utility | 40.0747 | -84.6147 | Buckeye Power, Inc. (Owner),Buckeye Power, Inc. (Operator) | Phase 2 |  | Combustion turbine | Pipeline Natural Gas | Diesel Oil |  | Water Injection |  |  | 2000-06-09 | Operating | 325 | GT2 (58.9) | 55228 G2CT1 | 58.9
OH | Greenville Electric Gen Station | 55228 | G2CT2 |  | 2023 | ARP, CSNOX, CSOSG3, CSSO2G1 | 609050 | 5 | ECAR | Darke County | OH037 | 37 | Electric Utility | 40.0747 | -84.6147 | Buckeye Power, Inc. (Owner),Buckeye Power, Inc. (Operator) | Phase 2 |  | Combustion turbine | Pipeline Natural Gas | Diesel Oil |  | Water Injection |  |  | 2000-06-09 | Operating | 325 | GT2 (58.9) | 55228 G2CT2 | 58.9
OH | Greenville Electric Gen Station | 55228 | G3CT1 |  | 2023 | ARP, CSNOX, CSOSG3, CSSO2G1 | 609050 | 5 | ECAR | Darke County | OH037 | 37 | Electric Utility | 40.0747 | -84.6147 | Buckeye Power, Inc. (Owner),Buckeye Power, Inc. (Operator) | Phase 2 |  | Combustion turbine | Pipeline Natural Gas | Diesel Oil |  | Water Injection |  |  | 2000-06-11 | Operating | 325 | GT3 (58.9) | 55228 G3CT1 | 58.9
OH | Greenville Electric Gen Station | 55228 | G3CT2 |  | 2023 | ARP, CSNOX, CSOSG3, CSSO2G1 | 609050 | 5 | ECAR | Darke County | OH037 | 37 | Electric Utility | 40.0747 | -84.6147 | Buckeye Power, Inc. (Owner),Buckeye Power, Inc. (Operator) | Phase 2 |  | Combustion turbine | Pipeline Natural Gas | Diesel Oil |  | Water Injection |  |  | 2000-06-11 | Operating | 325 | GT3 (58.9) | 55228 G3CT2 | 58.9
OH | Greenville Electric Gen Station | 55228 | G4CT1 |  | 2023 | ARP, CSNOX, CSOSG3, CSSO2G1 | 609050 | 5 | ECAR | Darke County | OH037 | 37 | Electric Utility | 40.0747 | -84.6147 | Buckeye Power, Inc. (Owner),Buckeye Power, Inc. (Operator) | Phase 2 |  | Combustion turbine | Pipeline Natural Gas | Diesel Oil |  | Water Injection |  |  | 2000-06-19 | Operating | 325 | GT4 (58.9) | 55228 G4CT1 | 58.9
OH | Greenville Electric Gen Station | 55228 | G4CT2 |  | 2023 | ARP, CSNOX, CSOSG3, CSSO2G1 | 609050 | 5 | ECAR | Darke County | OH037 | 37 | Electric Utility | 40.0747 | -84.6147 | Buckeye Power, Inc. (Owner),Buckeye Power, Inc. (Operator) | Phase 2 |  | Combustion turbine | Pipeline Natural Gas | Diesel Oil |  | Water Injection |  |  | 2000-06-19 | Operating | 325 | GT4 (58.9) | 55228 G4CT2 | 58.9
IN | Montpelier Electric Gen Station | 55229 | G1CT1 |  | 2023 | ARP, CSNOX, CSOSG3, CSSO2G1 | 609371 | 5 |  | Wells County | IN179 | 179 | Electric Utility | 40.6206 | -85.3057 | Montpelier Generating Station, LLC (Owner),Montpelier Generating Station, LLC (Operator) | Phase 2 |  | Combustion turbine | Pipeline Natural Gas | Diesel Oil |  | Water Injection |  |  | 2001-06-01 | Operating | 305.7 | GT1 (59) | 55229 G1CT1 | 59
IN | Montpelier Electric Gen Station | 55229 | G1CT2 |  | 2023 | ARP, CSNOX, CSOSG3, CSSO2G1 | 609371 | 5 |  | Wells County | IN179 | 179 | Electric Utility | 40.6206 | -85.3057 | Montpelier Generating Station, LLC (Owner),Montpelier Generating Station, LLC (Operator) | Phase 2 |  | Combustion turbine | Pipeline Natural Gas | Diesel Oil |  | Water Injection |  |  | 2001-06-01 | Operating | 306.1 | GT1 (59) | 55229 G1CT2 | 59
IN | Montpelier Electric Gen Station | 55229 | G2CT1 |  | 2023 | ARP, CSNOX, CSOSG3, CSSO2G1 | 609371 | 5 |  | Wells County | IN179 | 179 | Electric Utility | 40.6206 | -85.3057 | Montpelier Generating Station, LLC (Owner),Montpelier Generating Station, LLC (Operator) | Phase 2 |  | Combustion turbine | Pipeline Natural Gas | Diesel Oil |  | Water Injection |  |  | 2001-06-01 | Operating | 380.5 | GT2 (59) | 55229 G2CT1 | 59
IN | Montpelier Electric Gen Station | 55229 | G2CT2 |  | 2023 | ARP, CSNOX, CSOSG3, CSSO2G1 | 609371 | 5 |  | Wells County | IN179 | 179 | Electric Utility | 40.6206 | -85.3057 | Montpelier Generating Station, LLC (Owner),Montpelier Generating Station, LLC (Operator) | Phase 2 |  | Combustion turbine | Pipeline Natural Gas | Diesel Oil |  | Water Injection |  |  | 2001-06-01 | Operating | 381.1 | GT2 (59) | 55229 G2CT2 | 59
IN | Montpelier Electric Gen Station | 55229 | G3CT1 |  | 2023 | ARP, CSNOX, CSOSG3, CSSO2G1 | 609371 | 5 |  | Wells County | IN179 | 179 | Electric Utility | 40.6206 | -85.3057 | Montpelier Generating Station, LLC (Owner),Montpelier Generating Station, LLC (Operator) | Phase 2 |  | Combustion turbine | Pipeline Natural Gas | Diesel Oil |  | Water Injection |  |  | 2001-06-01 | Operating | 305.5 | GT3 (59) | 55229 G3CT1 | 59
IN | Montpelier Electric Gen Station | 55229 | G3CT2 |  | 2023 | ARP, CSNOX, CSOSG3, CSSO2G1 | 609371 | 5 |  | Wells County | IN179 | 179 | Electric Utility | 40.6206 | -85.3057 | Montpelier Generating Station, LLC (Owner),Montpelier Generating Station, LLC (Operator) | Phase 2 |  | Combustion turbine | Pipeline Natural Gas | Diesel Oil |  | Water Injection |  |  | 2001-06-01 | Operating | 306.3 | GT3 (59) | 55229 G3CT2 | 59
IN | Montpelier Electric Gen Station | 55229 | G4CT1 |  | 2023 | ARP, CSNOX, CSOSG3, CSSO2G1 | 609371 | 5 |  | Wells County | IN179 | 179 | Electric Utility | 40.6206 | -85.3057 | Montpelier Generating Station, LLC (Owner),Montpelier Generating Station, LLC (Operator) | Phase 2 |  | Combustion turbine | Pipeline Natural Gas | Diesel Oil |  | Water Injection |  |  | 2001-06-01 | Operating | 305.2 | GT4 (59) | 55229 G4CT1 | 59
IN | Montpelier Electric Gen Station | 55229 | G4CT2 |  | 2023 | ARP, CSNOX, CSOSG3, CSSO2G1 | 609371 | 5 |  | Wells County | IN179 | 179 | Electric Utility | 40.6206 | -85.3057 | Montpelier Generating Station, LLC (Owner),Montpelier Generating Station, LLC (Operator) | Phase 2 |  | Combustion turbine | Pipeline Natural Gas | Diesel Oil |  | Water Injection |  |  | 2001-06-01 | Operating | 306.9 | GT4 (59) | 55229 G4CT2 | 59
TX | Jack County Generation Facility | 55230 | CT-1 |  | 2023 | ARP, CSOSG2 | 610322 (Ended Jun 25, 2023), 605624 (Started Jun 25, 2023) | 6 |  | Jack County | TX237 | 237 | Electric Utility | 33.101 | -97.9574 | Brazos Electric Power Cooperative, Inc. (Owner),Brazos Electric Power Cooperative, Inc. (Operator) | Phase 2 |  | Combined cycle | Pipeline Natural Gas |  |  | Dry Low NOx Burners,Ammonia Injection,Selective Catalytic Reduction |  |  | 2005-10-01 | Operating | 2981 | CT1 (198), ST1 (320) | 55230 CT-1 | 358 | Y
TX | Jack County Generation Facility | 55230 | CT-2 |  | 2023 | ARP, CSOSG2 | 610322 (Ended Jun 25, 2023), 605624 (Started Jun 25, 2023) | 6 |  | Jack County | TX237 | 237 | Electric Utility | 33.101 | -97.9574 | Brazos Electric Power Cooperative, Inc. (Owner),Brazos Electric Power Cooperative, Inc. (Operator) | Phase 2 |  | Combined cycle | Pipeline Natural Gas |  |  | Dry Low NOx Burners,Ammonia Injection,Selective Catalytic Reduction |  |  | 2005-10-01 | Operating | 2981 | ST1 (320), CT2 (198) | 55230 CT-2 | 358 | Y
TX | Jack County Generation Facility | 55230 | CT-3 |  | 2023 | ARP, CSOSG2 | 610322 (Ended Jun 25, 2023), 605624 (Started Jun 25, 2023) | 6 |  | Jack County | TX237 | 237 | Electric Utility | 33.101 | -97.9574 | Brazos Electric Power Cooperative, Inc. (Owner),Brazos Electric Power Cooperative, Inc. (Operator) | Phase 2 |  | Combined cycle | Pipeline Natural Gas |  |  | Dry Low NOx Burners,Ammonia Injection,Selective Catalytic Reduction |  |  | 2011-03-16 | Operating | 2600 | CT3 (198), ST2 (320) | 55230 CT-3 | 358 | Y
TX | Jack County Generation Facility | 55230 | CT-4 |  | 2023 | ARP, CSOSG2 | 610322 (Ended Jun 25, 2023), 605624 (Started Jun 25, 2023) | 6 |  | Jack County | TX237 | 237 | Electric Utility | 33.101 | -97.9574 | Brazos Electric Power Cooperative, Inc. (Owner),Brazos Electric Power Cooperative, Inc. (Operator) | Phase 2 |  | Combined cycle | Pipeline Natural Gas |  |  | Dry Low NOx Burners,Ammonia Injection,Selective Catalytic Reduction |  |  | 2011-03-15 | Operating | 2500 | ST2 (320), CT4 (198) | 55230 CT-4 | 358 | Y
PA | Liberty Electric Power Plant | 55231 | 1 |  | 2023 | ARP, CSNOX, CSOSG3, CSSO2G1, RGGI | 603383 | 3 | MAAC | Delaware County | PA045 | 45 | Electric Utility | 39.8622 | -75.3361 | Liberty Electric Power, LLC (Owner),Liberty Electric Power, LLC (Operator) | Phase 2 |  | Combined cycle | Pipeline Natural Gas |  |  | Dry Low NOx Burners,Selective Catalytic Reduction |  |  | 2002-03-27 | Operating | 2245 | GTG1 (186), STG (242) | 55231 1 | 307 | Y
PA | Liberty Electric Power Plant | 55231 | 2 |  | 2023 | ARP, CSNOX, CSOSG3, CSSO2G1, RGGI | 603383 | 3 | MAAC | Delaware County | PA045 | 45 | Electric Utility | 39.8622 | -75.3361 | Liberty Electric Power, LLC (Owner),Liberty Electric Power, LLC (Operator) | Phase 2 |  | Combined cycle | Pipeline Natural Gas |  |  | Dry Low NOx Burners,Selective Catalytic Reduction |  |  | 2002-04-17 | Operating | 2245 | STG (242), GTG2 (186) | 55231 2 | 307 | Y
KY | Marshall County | 55232 | CT1 |  | 2023 | ARP, CSNOX, CSOSG2E, CSSO2G1 | 609315 | 4 |  | Marshall County | KY157 | 157 | Electric Utility | 37.0286 | -88.3958 | Tennessee Valley Authority (Owner),Tennessee Valley Authority (Operator) | Phase 2 |  | Combustion turbine | Pipeline Natural Gas | Diesel Oil |  | Water Injection,Dry Low NOx Burners |  |  | 2002-05-20 | Operating | 1192 | CT1 (86) | 55232 CT1 | 86
KY | Marshall County | 55232 | CT2 |  | 2023 | ARP, CSNOX, CSOSG2E, CSSO2G1 | 609315 | 4 |  | Marshall County | KY157 | 157 | Electric Utility | 37.0286 | -88.3958 | Tennessee Valley Authority (Owner),Tennessee Valley Authority (Operator) | Phase 2 |  | Combustion turbine | Pipeline Natural Gas | Diesel Oil |  | Water Injection,Dry Low NOx Burners |  |  | 2002-05-17 | Operating | 1192 | CT2 (86) | 55232 CT2 | 86
KY | Marshall County | 55232 | CT3 |  | 2023 | ARP, CSNOX, CSOSG2E, CSSO2G1 | 609315 | 4 |  | Marshall County | KY157 | 157 | Electric Utility | 37.0286 | -88.3958 | Tennessee Valley Authority (Owner),Tennessee Valley Authority (Operator) | Phase 2 |  | Combustion turbine | Pipeline Natural Gas | Diesel Oil |  | Water Injection,Dry Low NOx Burners |  |  | 2002-05-25 | Operating | 1192 | CT3 (86) | 55232 CT3 | 86
KY | Marshall County | 55232 | CT4 |  | 2023 | ARP, CSNOX, CSOSG2E, CSSO2G1 | 609315 | 4 |  | Marshall County | KY157 | 157 | Electric Utility | 37.0286 | -88.3958 | Tennessee Valley Authority (Owner),Tennessee Valley Authority (Operator) | Phase 2 |  | Combustion turbine | Pipeline Natural Gas | Diesel Oil |  | Water Injection,Dry Low NOx Burners |  |  | 2002-05-25 | Operating | 1192 | CT4 (86) | 55232 CT4 | 86
KY | Marshall County | 55232 | CT5 |  | 2023 | ARP, CSNOX, CSOSG2E, CSSO2G1 | 609315 | 4 |  | Marshall County | KY157 | 157 | Electric Utility | 37.0286 | -88.3958 | Tennessee Valley Authority (Owner),Tennessee Valley Authority (Operator) | Phase 2 |  | Combustion turbine | Pipeline Natural Gas | Diesel Oil |  | Water Injection,Dry Low NOx Burners |  |  | 2002-06-11 | Operating | 1192 | CT5 (86) | 55232 CT5 | 86
KY | Marshall County | 55232 | CT6 |  | 2023 | ARP, CSNOX, CSOSG2E, CSSO2G1 | 609315 | 4 |  | Marshall County | KY157 | 157 | Electric Utility | 37.0286 | -88.3958 | Tennessee Valley Authority (Owner),Tennessee Valley Authority (Operator) | Phase 2 |  | Combustion turbine | Pipeline Natural Gas | Diesel Oil |  | Water Injection,Dry Low NOx Burners |  |  | 2002-06-11 | Operating | 1192 | CT6 (86) | 55232 CT6 | 86
KY | Marshall County | 55232 | CT7 |  | 2023 | ARP, CSNOX, CSOSG2E, CSSO2G1 | 609315 | 4 |  | Marshall County | KY157 | 157 | Electric Utility | 37.0286 | -88.3958 | Tennessee Valley Authority (Owner),Tennessee Valley Authority (Operator) | Phase 2 |  | Combustion turbine | Pipeline Natural Gas | Diesel Oil |  | Water Injection,Dry Low NOx Burners |  |  | 2002-08-02 | Operating | 1192 | CT7 (86) | 55232 CT7 | 86
KY | Marshall County | 55232 | CT8 |  | 2023 | ARP, CSNOX, CSOSG2E, CSSO2G1 | 609315 | 4 |  | Marshall County | KY157 | 157 | Electric Utility | 37.0286 | -88.3958 | Tennessee Valley Authority (Owner),Tennessee Valley Authority (Operator) | Phase 2 |  | Combustion turbine | Pipeline Natural Gas | Diesel Oil |  | Water Injection,Dry Low NOx Burners |  |  | 2002-08-07 | Operating | 1192 | CT8 (86) | 55232 CT8 | 86
PA | Handsome Lake Energy | 55233 | EU-1A | CP100 | 2023 | ARP, CSNOX, CSOSG3, CSSO2G1, RGGI | 609041 | 3 |  | Venango County | PA121 | 121 | Electric Utility | 41.2908 | -79.8061 | Handsome Lake Energy, LLC (Owner),Handsome Lake Energy, LLC (Operator) | Phase 2 |  | Combustion turbine | Pipeline Natural Gas |  |  | Water Injection |  |  | 2001-07-25 | Operating | 260 | GT01 (58.9) | 55233 EU-1A | 58.9
PA | Handsome Lake Energy | 55233 | EU-1B | CP100 | 2023 | ARP, CSNOX, CSOSG3, CSSO2G1, RGGI | 609041 | 3 |  | Venango County | PA121 | 121 | Electric Utility | 41.2908 | -79.8061 | Handsome Lake Energy, LLC (Owner),Handsome Lake Energy, LLC (Operator) | Phase 2 |  | Combustion turbine | Pipeline Natural Gas |  |  | Water Injection |  |  | 2001-07-25 | Operating | 260 | GT01 (58.9) | 55233 EU-1B | 58.9
PA | Handsome Lake Energy | 55233 | EU-2A | CP100 | 2023 | ARP, CSNOX, CSOSG3, CSSO2G1, RGGI | 609041 | 3 |  | Venango County | PA121 | 121 | Electric Utility | 41.2908 | -79.8061 | Handsome Lake Energy, LLC (Owner),Handsome Lake Energy, LLC (Operator) | Phase 2 |  | Combustion turbine | Pipeline Natural Gas |  |  | Water Injection |  |  | 2001-07-18 | Operating | 260 | GT02 (58.9) | 55233 EU-2A | 58.9
PA | Handsome Lake Energy | 55233 | EU-2B | CP100 | 2023 | ARP, CSNOX, CSOSG3, CSSO2G1, RGGI | 609041 | 3 |  | Venango County | PA121 | 121 | Electric Utility | 41.2908 | -79.8061 | Handsome Lake Energy, LLC (Owner),Handsome Lake Energy, LLC (Operator) | Phase 2 |  | Combustion turbine | Pipeline Natural Gas |  |  | Water Injection |  |  | 2001-07-18 | Operating | 260 | GT02 (58.9) | 55233 EU-2B | 58.9
PA | Handsome Lake Energy | 55233 | EU-3A | CP100 | 2023 | ARP, CSNOX, CSOSG3, CSSO2G1, RGGI | 609041 | 3 |  | Venango County | PA121 | 121 | Electric Utility | 41.2908 | -79.8061 | Handsome Lake Energy, LLC (Owner),Handsome Lake Energy, LLC (Operator) | Phase 2 |  | Combustion turbine | Pipeline Natural Gas |  |  | Water Injection |  |  | 2001-07-11 | Operating | 260 | GT03 (58.9) | 55233 EU-3A | 58.9
PA | Handsome Lake Energy | 55233 | EU-3B | CP100 | 2023 | ARP, CSNOX, CSOSG3, CSSO2G1, RGGI | 609041 | 3 |  | Venango County | PA121 | 121 | Electric Utility | 41.2908 | -79.8061 | Handsome Lake Energy, LLC (Owner),Handsome Lake Energy, LLC (Operator) | Phase 2 |  | Combustion turbine | Pipeline Natural Gas |  |  | Water Injection |  |  | 2001-07-11 | Operating | 260 | GT03 (58.9) | 55233 EU-3B | 58.9
PA | Handsome Lake Energy | 55233 | EU-4A | CP100 | 2023 | ARP, CSNOX, CSOSG3, CSSO2G1, RGGI | 609041 | 3 |  | Venango County | PA121 | 121 | Electric Utility | 41.2908 | -79.8061 | Handsome Lake Energy, LLC (Owner),Handsome Lake Energy, LLC (Operator) | Phase 2 |  | Combustion turbine | Pipeline Natural Gas |  |  | Water Injection |  |  | 2001-07-02 | Operating | 260 | GT04 (58.9) | 55233 EU-4A | 58.9
PA | Handsome Lake Energy | 55233 | EU-4B | CP100 | 2023 | ARP, CSNOX, CSOSG3, CSSO2G1, RGGI | 609041 | 3 |  | Venango County | PA121 | 121 | Electric Utility | 41.2908 | -79.8061 | Handsome Lake Energy, LLC (Owner),Handsome Lake Energy, LLC (Operator) | Phase 2 |  | Combustion turbine | Pipeline Natural Gas |  |  | Water Injection |  |  | 2001-07-02 | Operating | 260 | GT04 (58.9) | 55233 EU-4B | 58.9
PA | Handsome Lake Energy | 55233 | EU-5A | CP100 | 2023 | ARP, CSNOX, CSOSG3, CSSO2G1, RGGI | 609041 | 3 |  | Venango County | PA121 | 121 | Electric Utility | 41.2908 | -79.8061 | Handsome Lake Energy, LLC (Owner),Handsome Lake Energy, LLC (Operator) | Phase 2 |  | Combustion turbine | Pipeline Natural Gas |  |  | Water Injection |  |  | 2001-06-30 | Operating | 260 | GT05 (58.9) | 55233 EU-5A | 58.9
PA | Handsome Lake Energy | 55233 | EU-5B | CP100 | 2023 | ARP, CSNOX, CSOSG3, CSSO2G1, RGGI | 609041 | 3 |  | Venango County | PA121 | 121 | Electric Utility | 41.2908 | -79.8061 | Handsome Lake Energy, LLC (Owner),Handsome Lake Energy, LLC (Operator) | Phase 2 |  | Combustion turbine | Pipeline Natural Gas |  |  | Water Injection |  |  | 2001-06-30 | Operating | 260 | GT05 (58.9) | 55233 EU-5B | 58.9
MO | Audrain Power Plant | 55234 | CT1 |  | 2023 | ARP, CSNOX, CSOSG2, CSSO2G1 | 607655 | 7 |  | Audrain County | MO007 | 7 | Electric Utility | 39.3092 | -91.5369 | Union Electric Company (Owner),Union Electric Company (Operator) | Phase 2 |  | Combustion turbine | Pipeline Natural Gas |  |  | Dry Low NOx Burners |  |  | 2001-04-13 | Operating | 971 | 1 (90) | 55234 CT1 | 90
MO | Audrain Power Plant | 55234 | CT2 |  | 2023 | ARP, CSNOX, CSOSG2, CSSO2G1 | 607655 | 7 |  | Audrain County | MO007 | 7 | Electric Utility | 39.3092 | -91.5369 | Union Electric Company (Owner),Union Electric Company (Operator) | Phase 2 |  | Combustion turbine | Pipeline Natural Gas |  |  | Dry Low NOx Burners |  |  | 2001-04-10 | Operating | 971 | 2 (90) | 55234 CT2 | 90
MO | Audrain Power Plant | 55234 | CT3 |  | 2023 | ARP, CSNOX, CSOSG2, CSSO2G1 | 607655 | 7 |  | Audrain County | MO007 | 7 | Electric Utility | 39.3092 | -91.5369 | Union Electric Company (Owner),Union Electric Company (Operator) | Phase 2 |  | Combustion turbine | Pipeline Natural Gas |  |  | Dry Low NOx Burners |  |  | 2001-04-04 | Operating | 971 | 3 (90) | 55234 CT3 | 90
MO | Audrain Power Plant | 55234 | CT4 |  | 2023 | ARP, CSNOX, CSOSG2, CSSO2G1 | 607655 | 7 |  | Audrain County | MO007 | 7 | Electric Utility | 39.3092 | -91.5369 | Union Electric Company (Owner),Union Electric Company (Operator) | Phase 2 |  | Combustion turbine | Pipeline Natural Gas |  |  | Dry Low NOx Burners |  |  | 2001-04-04 | Operating | 971 | 4 (90) | 55234 CT4 | 90
MO | Audrain Power Plant | 55234 | CT5 |  | 2023 | ARP, CSNOX, CSOSG2, CSSO2G1 | 607655 | 7 |  | Audrain County | MO007 | 7 | Electric Utility | 39.3092 | -91.5369 | Union Electric Company (Owner),Union Electric Company (Operator) | Phase 2 |  | Combustion turbine | Pipeline Natural Gas |  |  | Dry Low NOx Burners |  |  | 2001-04-07 | Operating | 971 | 5 (90) | 55234 CT5 | 90
MO | Audrain Power Plant | 55234 | CT6 |  | 2023 | ARP, CSNOX, CSOSG2, CSSO2G1 | 607655 | 7 |  | Audrain County | MO007 | 7 | Electric Utility | 39.3092 | -91.5369 | Union Electric Company (Owner),Union Electric Company (Operator) | Phase 2 |  | Combustion turbine | Pipeline Natural Gas |  |  | Dry Low NOx Burners |  |  | 2001-04-13 | Operating | 971 | 6 (90) | 55234 CT6 | 90
MO | Audrain Power Plant | 55234 | CT7 |  | 2023 | ARP, CSNOX, CSOSG2, CSSO2G1 | 607655 | 7 |  | Audrain County | MO007 | 7 | Electric Utility | 39.3092 | -91.5369 | Union Electric Company (Owner),Union Electric Company (Operator) | Phase 2 |  | Combustion turbine | Pipeline Natural Gas |  |  | Dry Low NOx Burners |  |  | 2001-04-27 | Operating | 971 | 7 (90) | 55234 CT7 | 90
MO | Audrain Power Plant | 55234 | CT8 |  | 2023 | ARP, CSNOX, CSOSG2, CSSO2G1 | 607655 | 7 |  | Audrain County | MO007 | 7 | Electric Utility | 39.3092 | -91.5369 | Union Electric Company (Owner),Union Electric Company (Operator) | Phase 2 |  | Combustion turbine | Pipeline Natural Gas |  |  | Dry Low NOx Burners |  |  | 2001-05-03 | Operating | 971 | 8 (90) | 55234 CT8 | 90
IL | Lee County Generating Station, LLC | 55236 | CT1 |  | 2023 | ARP, CSNOX, CSOSG3, CSSO2G1 | 607900 | 5 |  | Lee County | IL103 | 103 | Electric Utility | 41.8287 | -89.4054 | Lee County Generating Station, LLC (Owner),Lee County Generating Station, LLC (Operator) | Phase 2 |  | Combustion turbine | Pipeline Natural Gas |  |  | Dry Low NOx Burners |  |  | 2001-04-10 | Operating | 1200 | CT1 (101.8) | 55236 CT1 | 101.8
IL | Lee County Generating Station, LLC | 55236 | CT2 |  | 2023 | ARP, CSNOX, CSOSG3, CSSO2G1 | 607900 | 5 |  | Lee County | IL103 | 103 | Electric Utility | 41.8287 | -89.4054 | Lee County Generating Station, LLC (Owner),Lee County Generating Station, LLC (Operator) | Phase 2 |  | Combustion turbine | Pipeline Natural Gas |  |  | Dry Low NOx Burners |  |  | 2001-04-09 | Operating | 1200 | CT2 (101.8) | 55236 CT2 | 101.8
IL | Lee County Generating Station, LLC | 55236 | CT3 |  | 2023 | ARP, CSNOX, CSOSG3, CSSO2G1 | 607900 | 5 |  | Lee County | IL103 | 103 | Electric Utility | 41.8287 | -89.4054 | Lee County Generating Station, LLC (Owner),Lee County Generating Station, LLC (Operator) | Phase 2 |  | Combustion turbine | Pipeline Natural Gas |  |  | Dry Low NOx Burners |  |  | 2001-05-24 | Operating | 1200 | CT3 (101.8) | 55236 CT3 | 101.8
IL | Lee County Generating Station, LLC | 55236 | CT4 |  | 2023 | ARP, CSNOX, CSOSG3, CSSO2G1 | 607900 | 5 |  | Lee County | IL103 | 103 | Electric Utility | 41.8287 | -89.4054 | Lee County Generating Station, LLC (Owner),Lee County Generating Station, LLC (Operator) | Phase 2 |  | Combustion turbine | Pipeline Natural Gas |  |  | Dry Low NOx Burners |  |  | 2001-05-25 | Operating | 1200 | CT4 (101.8) | 55236 CT4 | 101.8
IL | Lee County Generating Station, LLC | 55236 | CT5 |  | 2023 | ARP, CSNOX, CSOSG3, CSSO2G1 | 607900 | 5 |  | Lee County | IL103 | 103 | Electric Utility | 41.8287 | -89.4054 | Lee County Generating Station, LLC (Owner),Lee County Generating Station, LLC (Operator) | Phase 2 |  | Combustion turbine | Pipeline Natural Gas |  |  | Dry Low NOx Burners |  |  | 2001-04-12 | Operating | 1200 | CT5 (101.8) | 55236 CT5 | 101.8
IL | Lee County Generating Station, LLC | 55236 | CT6 |  | 2023 | ARP, CSNOX, CSOSG3, CSSO2G1 | 607900 | 5 |  | Lee County | IL103 | 103 | Electric Utility | 41.8287 | -89.4054 | Lee County Generating Station, LLC (Owner),Lee County Generating Station, LLC (Operator) | Phase 2 |  | Combustion turbine | Pipeline Natural Gas |  |  | Dry Low NOx Burners |  |  | 2001-04-16 | Operating | 1200 | CT6 (101.8) | 55236 CT6 | 101.8
IL | Lee County Generating Station, LLC | 55236 | CT7 |  | 2023 | ARP, CSNOX, CSOSG3, CSSO2G1 | 607900 | 5 |  | Lee County | IL103 | 103 | Electric Utility | 41.8287 | -89.4054 | Lee County Generating Station, LLC (Owner),Lee County Generating Station, LLC (Operator) | Phase 2 |  | Combustion turbine | Pipeline Natural Gas |  |  | Dry Low NOx Burners |  |  | 2001-04-17 | Operating | 1200 | CT7 (101.8) | 55236 CT7 | 101.8
IL | Lee County Generating Station, LLC | 55236 | CT8 |  | 2023 | ARP, CSNOX, CSOSG3, CSSO2G1 | 607900 | 5 |  | Lee County | IL103 | 103 | Electric Utility | 41.8287 | -89.4054 | Lee County Generating Station, LLC (Owner),Lee County Generating Station, LLC (Operator) | Phase 2 |  | Combustion turbine | Pipeline Natural Gas |  |  | Dry Low NOx Burners |  |  | 2001-04-18 | Operating | 1200 | CT8 (101.8) | 55236 CT8 | 101.8
IL | Shelby County | 55237 | SCE1 | CP100 | 2023 | ARP, CSNOX, CSOSG3, CSSO2G1 | 609072 | 5 |  | Shelby County | IL173 | 173 | Electric Utility | 39.2794 | -88.4772 | Shelby County Energy Center, LLC (Owner),Shelby County Energy Center, LLC (Operator) | Phase 2 |  | Combustion turbine | Pipeline Natural Gas |  |  | Water Injection |  |  | 2000-07-01 | Operating | 444 | CTG1 (60.5) | 55237 SCE1 | 60.5
IL | Shelby County | 55237 | SCE2 | CP100 | 2023 | ARP, CSNOX, CSOSG3, CSSO2G1 | 609072 | 5 |  | Shelby County | IL173 | 173 | Electric Utility | 39.2794 | -88.4772 | Shelby County Energy Center, LLC (Owner),Shelby County Energy Center, LLC (Operator) | Phase 2 |  | Combustion turbine | Pipeline Natural Gas |  |  | Water Injection |  |  | 2000-07-01 | Operating | 444 | CTG2 (60.5) | 55237 SCE2 | 60.5
IL | Shelby County | 55237 | SCE3 | CP100 | 2023 | ARP, CSNOX, CSOSG3, CSSO2G1 | 609072 | 5 |  | Shelby County | IL173 | 173 | Electric Utility | 39.2794 | -88.4772 | Shelby County Energy Center, LLC (Owner),Shelby County Energy Center, LLC (Operator) | Phase 2 |  | Combustion turbine | Pipeline Natural Gas |  |  | Water Injection |  |  | 2000-07-01 | Operating | 444 | CTG3 (60.5) | 55237 SCE3 | 60.5
IL | Shelby County | 55237 | SCE4 | CP100 | 2023 | ARP, CSNOX, CSOSG3, CSSO2G1 | 609072 | 5 |  | Shelby County | IL173 | 173 | Electric Utility | 39.2794 | -88.4772 | Shelby County Energy Center, LLC (Owner),Shelby County Energy Center, LLC (Operator) | Phase 2 |  | Combustion turbine | Pipeline Natural Gas |  |  | Water Injection |  |  | 2000-07-01 | Operating | 444 | CTG4 (60.5) | 55237 SCE4 | 60.5
IL | Shelby County | 55237 | SCE5 | CP100 | 2023 | ARP, CSNOX, CSOSG3, CSSO2G1 | 609072 | 5 |  | Shelby County | IL173 | 173 | Electric Utility | 39.2794 | -88.4772 | Shelby County Energy Center, LLC (Owner),Shelby County Energy Center, LLC (Operator) | Phase 2 |  | Combustion turbine | Pipeline Natural Gas |  |  | Water Injection |  |  | 2000-07-01 | Operating | 444 | CTG5 (60.5) | 55237 SCE5 | 60.5
IL | Shelby County | 55237 | SCE6 | CP100 | 2023 | ARP, CSNOX, CSOSG3, CSSO2G1 | 609072 | 5 |  | Shelby County | IL173 | 173 | Electric Utility | 39.2794 | -88.4772 | Shelby County Energy Center, LLC (Owner),Shelby County Energy Center, LLC (Operator) | Phase 2 |  | Combustion turbine | Pipeline Natural Gas |  |  | Water Injection |  |  | 2000-09-15 | Operating | 444 | CTG6 (60.5) | 55237 SCE6 | 60.5
IL | Shelby County | 55237 | SCE7 | CP100 | 2023 | ARP, CSNOX, CSOSG3, CSSO2G1 | 609072 | 5 |  | Shelby County | IL173 | 173 | Electric Utility | 39.2794 | -88.4772 | Shelby County Energy Center, LLC (Owner),Shelby County Energy Center, LLC (Operator) | Phase 2 |  | Combustion turbine | Pipeline Natural Gas |  |  | Water Injection |  |  | 2001-01-01 | Operating | 444 | CTG7 (60) | 55237 SCE7 | 60
IL | Shelby County | 55237 | SCE8 | CP100 | 2023 | ARP, CSNOX, CSOSG3, CSSO2G1 | 609072 | 5 |  | Shelby County | IL173 | 173 | Electric Utility | 39.2794 | -88.4772 | Shelby County Energy Center, LLC (Owner),Shelby County Energy Center, LLC (Operator) | Phase 2 |  | Combustion turbine | Pipeline Natural Gas |  |  | Water Injection |  |  | 2001-01-01 | Operating | 444 | CTG8 (60) | 55237 SCE8 | 60
IL | Rockford Energy Center | 55238 | 1 |  | 2023 | ARP, CSNOX, CSOSG3, CSSO2G1 | 605624 | 5 |  | Winnebago County | IL201 | 201 | Electric Utility | 42.2403 | -89.1025 | Rockford Generation, LLC (Owner),Rockford Generation, LLC (Operator) | Phase 2 |  | Combustion turbine | Pipeline Natural Gas |  |  | Dry Low NOx Burners |  |  | 2000-07-27 | Operating | 1800 | 0001 (166.5) | 55238 1 | 166.5
IL | Rockford Energy Center | 55238 | 2 |  | 2023 | ARP, CSNOX, CSOSG3, CSSO2G1 | 605624 | 5 |  | Winnebago County | IL201 | 201 | Electric Utility | 42.2403 | -89.1025 | Rockford Generation, LLC (Owner),Rockford Generation, LLC (Operator) | Phase 2 |  | Combustion turbine | Pipeline Natural Gas |  |  | Dry Low NOx Burners |  |  | 2000-06-30 | Operating | 1760 | 0002 (166.5) | 55238 2 | 166.5
NJ | Red Oak Power, LLC | 55239 | 1 |  | 2023 | ARP, CSNOX, CSOSG3, CSSO2G1, RGGI | 500625 | 2 |  | Middlesex County | NJ023 | 23 | Electric Utility | 40.4481 | -74.3497 | Red Oak Power, LLC (Owner),Red Oak Power, LLC (Operator) | Phase 2 |  | Combined cycle | Pipeline Natural Gas |  |  | Dry Low NOx Burners,Ammonia Injection,Selective Catalytic Reduction |  |  | 2002-06-15 | Operating | 2180 | 0001 (212), 0004 (280.5) | 55239 1 | 305.5 | Y
NJ | Red Oak Power, LLC | 55239 | 2 |  | 2023 | ARP, CSNOX, CSOSG3, CSSO2G1, RGGI | 500625 | 2 |  | Middlesex County | NJ023 | 23 | Electric Utility | 40.4481 | -74.3497 | Red Oak Power, LLC (Owner),Red Oak Power, LLC (Operator) | Phase 2 |  | Combined cycle | Pipeline Natural Gas |  |  | Dry Low NOx Burners,Ammonia Injection,Selective Catalytic Reduction |  |  | 2002-06-15 | Operating | 2180 | 0004 (280.5), 0002 (212) | 55239 2 | 305.5 | Y
NJ | Red Oak Power, LLC | 55239 | 3 |  | 2023 | ARP, CSNOX, CSOSG3, CSSO2G1, RGGI | 500625 | 2 |  | Middlesex County | NJ023 | 23 | Electric Utility | 40.4481 | -74.3497 | Red Oak Power, LLC (Owner),Red Oak Power, LLC (Operator) | Phase 2 |  | Combined cycle | Pipeline Natural Gas |  |  | Dry Low NOx Burners,Ammonia Injection,Selective Catalytic Reduction |  |  | 2002-06-15 | Operating | 2180 | 0003 (212), 0004 (280.5) | 55239 3 | 305.5 | Y
AL | Hog Bayou Energy Center | 55241 | COG01 |  | 2023 | ARP, CSNOX, CSOSG2, CSSO2G2 | 604480 | 4 |  | Mobile County | AL097 | 97 | Electric Utility | 30.7478 | -88.0575 | Mobile Energy, LLC (Owner),Mobile Energy, LLC (Operator) | Phase 2 |  | Combined cycle | Pipeline Natural Gas |  |  | Dry Low NOx Burners,Water Injection,Selective Catalytic Reduction |  |  | 2001-03-07 | Operating | 2493 | CT01 (200), ST01 (80) | 55241 COG01 | 280 | Y
FL | Santa Rosa Energy Center | 55242 | CT-1 |  | 2023 | ARP | 605624 | 4 |  | Santa Rosa County | FL113 | 113 | Electric Utility | 30.5661 | -87.115 | Santa Rosa Energy, LLC (Owner),Santa Rosa Energy, LLC (Operator) | Phase 2 |  | Combined cycle | Pipeline Natural Gas |  |  | Dry Low NOx Burners |  |  | 2002-05-11 | Operating | 1958 | CT01 (200.1), ST01 (74.5) | 55242 CT-1 | 274.6
NY | Astoria Gas Turbine Power | 55243 | CT2-1A | CP0002 | 2023 | CSNOX, CSSO2G1, RGGI | 601596 (Ended Apr 07, 2023), 604509 (Started Apr 07, 2023) | 2 | NPCC | Queens County | NY081 | 81 | Electric Utility | 40.7864 | -73.9133 | Astoria Gas Turbine Power LLC (Owner),Astoria Gas Turbine Power LLC (Operator) |  |  | Combustion turbine | Pipeline Natural Gas | Diesel Oil |  |  |  |  | 1970-06-01 | Operating (Retired 05/01/2023) | 255 | 2-1 (40) | 55243 CT2-1A | 40
NY | Astoria Gas Turbine Power | 55243 | CT2-1B | CP0002 | 2023 | CSNOX, CSSO2G1, RGGI | 601596 (Ended Apr 07, 2023), 604509 (Started Apr 07, 2023) | 2 | NPCC | Queens County | NY081 | 81 | Electric Utility | 40.7864 | -73.9133 | Astoria Gas Turbine Power LLC (Owner),Astoria Gas Turbine Power LLC (Operator) |  |  | Combustion turbine | Pipeline Natural Gas | Diesel Oil |  |  |  |  | 1970-06-01 | Operating (Retired 05/01/2023) | 255 | 2-1 (40) | 55243 CT2-1B | 40
NY | Astoria Gas Turbine Power | 55243 | CT2-2A | CP0002 | 2023 | CSNOX, CSSO2G1, RGGI | 601596 (Ended Apr 07, 2023), 604509 (Started Apr 07, 2023) | 2 | NPCC | Queens County | NY081 | 81 | Electric Utility | 40.7864 | -73.9133 | Astoria Gas Turbine Power LLC (Owner),Astoria Gas Turbine Power LLC (Operator) |  |  | Combustion turbine | Pipeline Natural Gas | Diesel Oil |  |  |  |  | 1970-06-01 | Operating (Retired 05/01/2023) | 255 | 2-2 (40) | 55243 CT2-2A | 40
NY | Astoria Gas Turbine Power | 55243 | CT2-2B | CP0002 | 2023 | CSNOX, CSSO2G1, RGGI | 601596 (Ended Apr 07, 2023), 604509 (Started Apr 07, 2023) | 2 | NPCC | Queens County | NY081 | 81 | Electric Utility | 40.7864 | -73.9133 | Astoria Gas Turbine Power LLC (Owner),Astoria Gas Turbine Power LLC (Operator) |  |  | Combustion turbine | Pipeline Natural Gas | Diesel Oil |  |  |  |  | 1970-06-01 | Operating (Retired 05/01/2023) | 255 | 2-2 (40) | 55243 CT2-2B | 40
NY | Astoria Gas Turbine Power | 55243 | CT2-3A | CP0002 | 2023 | CSNOX, CSSO2G1, RGGI | 601596 (Ended Apr 07, 2023), 604509 (Started Apr 07, 2023) | 2 | NPCC | Queens County | NY081 | 81 | Electric Utility | 40.7864 | -73.9133 | Astoria Gas Turbine Power LLC (Owner),Astoria Gas Turbine Power LLC (Operator) |  |  | Combustion turbine | Pipeline Natural Gas | Diesel Oil |  |  |  |  | 1970-06-01 | Operating (Retired 05/01/2023) | 255 | 2-3 (40) | 55243 CT2-3A | 40
NY | Astoria Gas Turbine Power | 55243 | CT2-3B | CP0002 | 2023 | CSNOX, CSSO2G1, RGGI | 601596 (Ended Apr 07, 2023), 604509 (Started Apr 07, 2023) | 2 | NPCC | Queens County | NY081 | 81 | Electric Utility | 40.7864 | -73.9133 | Astoria Gas Turbine Power LLC (Owner),Astoria Gas Turbine Power LLC (Operator) |  |  | Combustion turbine | Pipeline Natural Gas | Diesel Oil |  |  |  |  | 1970-06-01 | Operating (Retired 05/01/2023) | 255 | 2-3 (40) | 55243 CT2-3B | 40
NY | Astoria Gas Turbine Power | 55243 | CT2-4A | CP0002 | 2023 | CSNOX, CSSO2G1, RGGI | 601596 (Ended Apr 07, 2023), 604509 (Started Apr 07, 2023) | 2 | NPCC | Queens County | NY081 | 81 | Electric Utility | 40.7864 | -73.9133 | Astoria Gas Turbine Power LLC (Owner),Astoria Gas Turbine Power LLC (Operator) |  |  | Combustion turbine | Pipeline Natural Gas | Diesel Oil |  |  |  |  | 1970-06-01 | Operating (Retired 05/01/2023) | 255 | 2-4 (40) | 55243 CT2-4A | 40
NY | Astoria Gas Turbine Power | 55243 | CT2-4B | CP0002 | 2023 | CSNOX, CSSO2G1, RGGI | 601596 (Ended Apr 07, 2023), 604509 (Started Apr 07, 2023) | 2 | NPCC | Queens County | NY081 | 81 | Electric Utility | 40.7864 | -73.9133 | Astoria Gas Turbine Power LLC (Owner),Astoria Gas Turbine Power LLC (Operator) |  |  | Combustion turbine | Pipeline Natural Gas | Diesel Oil |  |  |  |  | 1970-06-01 | Operating (Retired 05/01/2023) | 255 | 2-4 (40) | 55243 CT2-4B | 40
NY | Astoria Gas Turbine Power | 55243 | CT3-1A | CP0003 | 2023 | CSNOX, CSSO2G1, RGGI | 601596 (Ended Apr 07, 2023), 604509 (Started Apr 07, 2023) | 2 | NPCC | Queens County | NY081 | 81 | Electric Utility | 40.7864 | -73.9133 | Astoria Gas Turbine Power LLC (Owner),Astoria Gas Turbine Power LLC (Operator) |  |  | Combustion turbine | Pipeline Natural Gas | Diesel Oil |  |  |  |  | 1970-06-01 | Operating (Retired 05/01/2023) | 255 | 3-1 (40) | 55243 CT3-1A | 40
NY | Astoria Gas Turbine Power | 55243 | CT3-1B | CP0003 | 2023 | CSNOX, CSSO2G1, RGGI | 601596 (Ended Apr 07, 2023), 604509 (Started Apr 07, 2023) | 2 | NPCC | Queens County | NY081 | 81 | Electric Utility | 40.7864 | -73.9133 | Astoria Gas Turbine Power LLC (Owner),Astoria Gas Turbine Power LLC (Operator) |  |  | Combustion turbine | Pipeline Natural Gas | Diesel Oil |  |  |  |  | 1970-06-01 | Operating (Retired 05/01/2023) | 255 | 3-1 (40) | 55243 CT3-1B | 40
NY | Astoria Gas Turbine Power | 55243 | CT3-2A | CP0003 | 2023 | CSNOX, CSSO2G1, RGGI | 601596 (Ended Apr 07, 2023), 604509 (Started Apr 07, 2023) | 2 | NPCC | Queens County | NY081 | 81 | Electric Utility | 40.7864 | -73.9133 | Astoria Gas Turbine Power LLC (Owner),Astoria Gas Turbine Power LLC (Operator) |  |  | Combustion turbine | Pipeline Natural Gas | Diesel Oil |  |  |  |  | 1970-06-01 | Operating (Retired 05/01/2023) | 255 | 3-2 (40) | 55243 CT3-2A | 40
NY | Astoria Gas Turbine Power | 55243 | CT3-2B | CP0003 | 2023 | CSNOX, CSSO2G1, RGGI | 601596 (Ended Apr 07, 2023), 604509 (Started Apr 07, 2023) | 2 | NPCC | Queens County | NY081 | 81 | Electric Utility | 40.7864 | -73.9133 | Astoria Gas Turbine Power LLC (Owner),Astoria Gas Turbine Power LLC (Operator) |  |  | Combustion turbine | Pipeline Natural Gas | Diesel Oil |  |  |  |  | 1970-06-01 | Operating (Retired 05/01/2023) | 255 | 3-2 (40) | 55243 CT3-2B | 40
NY | Astoria Gas Turbine Power | 55243 | CT3-3A | CP0003 | 2023 | CSNOX, CSSO2G1, RGGI | 601596 (Ended Apr 07, 2023), 604509 (Started Apr 07, 2023) | 2 | NPCC | Queens County | NY081 | 81 | Electric Utility | 40.7864 | -73.9133 | Astoria Gas Turbine Power LLC (Owner),Astoria Gas Turbine Power LLC (Operator) |  |  | Combustion turbine | Pipeline Natural Gas | Diesel Oil |  |  |  |  | 1970-06-01 | Operating (Retired 05/01/2023) | 255 | 3-3 (40) | 55243 CT3-3A | 40
NY | Astoria Gas Turbine Power | 55243 | CT3-3B | CP0003 | 2023 | CSNOX, CSSO2G1, RGGI | 601596 (Ended Apr 07, 2023), 604509 (Started Apr 07, 2023) | 2 | NPCC | Queens County | NY081 | 81 | Electric Utility | 40.7864 | -73.9133 | Astoria Gas Turbine Power LLC (Owner),Astoria Gas Turbine Power LLC (Operator) |  |  | Combustion turbine | Pipeline Natural Gas | Diesel Oil |  |  |  |  | 1970-06-01 | Operating (Retired 05/01/2023) | 255 | 3-3 (40) | 55243 CT3-3B | 40
NY | Astoria Gas Turbine Power | 55243 | CT3-4A | CP0003 | 2023 | CSNOX, CSSO2G1, RGGI | 601596 (Ended Apr 07, 2023), 604509 (Started Apr 07, 2023) | 2 | NPCC | Queens County | NY081 | 81 | Electric Utility | 40.7864 | -73.9133 | Astoria Gas Turbine Power LLC (Owner),Astoria Gas Turbine Power LLC (Operator) |  |  | Combustion turbine | Pipeline Natural Gas | Diesel Oil |  |  |  |  | 1970-06-01 | Operating (Retired 05/01/2023) | 255 | 3-4 (40) | 55243 CT3-4A | 40
NY | Astoria Gas Turbine Power | 55243 | CT3-4B | CP0003 | 2023 | CSNOX, CSSO2G1, RGGI | 601596 (Ended Apr 07, 2023), 604509 (Started Apr 07, 2023) | 2 | NPCC | Queens County | NY081 | 81 | Electric Utility | 40.7864 | -73.9133 | Astoria Gas Turbine Power LLC (Owner),Astoria Gas Turbine Power LLC (Operator) |  |  | Combustion turbine | Pipeline Natural Gas | Diesel Oil |  |  |  |  | 1970-06-01 | Operating (Retired 05/01/2023) | 255 | 3-4 (40) | 55243 CT3-4B | 40
NY | Astoria Gas Turbine Power | 55243 | CT4-1A | CP0004 | 2023 | CSNOX, CSSO2G1, RGGI | 601596 (Ended Apr 07, 2023), 604509 (Started Apr 07, 2023) | 2 | NPCC | Queens County | NY081 | 81 | Electric Utility | 40.7864 | -73.9133 | Astoria Gas Turbine Power LLC (Owner),Astoria Gas Turbine Power LLC (Operator) |  |  | Combustion turbine | Pipeline Natural Gas | Diesel Oil |  |  |  |  | 1970-06-01 | Operating (Retired 05/01/2023) | 255 | 4-1 (40) | 55243 CT4-1A | 40
NY | Astoria Gas Turbine Power | 55243 | CT4-1B | CP0004 | 2023 | CSNOX, CSSO2G1, RGGI | 601596 (Ended Apr 07, 2023), 604509 (Started Apr 07, 2023) | 2 | NPCC | Queens County | NY081 | 81 | Electric Utility | 40.7864 | -73.9133 | Astoria Gas Turbine Power LLC (Owner),Astoria Gas Turbine Power LLC (Operator) |  |  | Combustion turbine | Pipeline Natural Gas | Diesel Oil |  |  |  |  | 1970-06-01 | Operating (Retired 05/01/2023) | 255 | 4-1 (40) | 55243 CT4-1B | 40
NY | Astoria Gas Turbine Power | 55243 | CT4-2A | CP0004 | 2023 | CSNOX, CSSO2G1, RGGI | 601596 (Ended Apr 07, 2023), 604509 (Started Apr 07, 2023) | 2 | NPCC | Queens County | NY081 | 81 | Electric Utility | 40.7864 | -73.9133 | Astoria Gas Turbine Power LLC (Owner),Astoria Gas Turbine Power LLC (Operator) |  |  | Combustion turbine | Pipeline Natural Gas | Diesel Oil |  |  |  |  | 1970-06-01 | Operating (Retired 05/01/2023) | 255 | 4-2 (40) | 55243 CT4-2A | 40
NY | Astoria Gas Turbine Power | 55243 | CT4-2B | CP0004 | 2023 | CSNOX, CSSO2G1, RGGI | 601596 (Ended Apr 07, 2023), 604509 (Started Apr 07, 2023) | 2 | NPCC | Queens County | NY081 | 81 | Electric Utility | 40.7864 | -73.9133 | Astoria Gas Turbine Power LLC (Owner),Astoria Gas Turbine Power LLC (Operator) |  |  | Combustion turbine | Pipeline Natural Gas | Diesel Oil |  |  |  |  | 1970-06-01 | Operating (Retired 05/01/2023) | 255 | 4-2 (40) | 55243 CT4-2B | 40
NY | Astoria Gas Turbine Power | 55243 | CT4-3A | CP0004 | 2023 | CSNOX, CSSO2G1, RGGI | 601596 (Ended Apr 07, 2023), 604509 (Started Apr 07, 2023) | 2 | NPCC | Queens County | NY081 | 81 | Electric Utility | 40.7864 | -73.9133 | Astoria Gas Turbine Power LLC (Owner),Astoria Gas Turbine Power LLC (Operator) |  |  | Combustion turbine | Pipeline Natural Gas | Diesel Oil |  |  |  |  | 1970-06-01 | Operating (Retired 05/01/2023) | 255 | 4-3 (40) | 55243 CT4-3A | 40
NY | Astoria Gas Turbine Power | 55243 | CT4-3B | CP0004 | 2023 | CSNOX, CSSO2G1, RGGI | 601596 (Ended Apr 07, 2023), 604509 (Started Apr 07, 2023) | 2 | NPCC | Queens County | NY081 | 81 | Electric Utility | 40.7864 | -73.9133 | Astoria Gas Turbine Power LLC (Owner),Astoria Gas Turbine Power LLC (Operator) |  |  | Combustion turbine | Pipeline Natural Gas | Diesel Oil |  |  |  |  | 1970-06-01 | Operating (Retired 05/01/2023) | 255 | 4-3 (40) | 55243 CT4-3B | 40
NY | Astoria Gas Turbine Power | 55243 | CT4-4A | CP0004 | 2023 | CSNOX, CSSO2G1, RGGI | 601596 (Ended Apr 07, 2023), 604509 (Started Apr 07, 2023) | 2 | NPCC | Queens County | NY081 | 81 | Electric Utility | 40.7864 | -73.9133 | Astoria Gas Turbine Power LLC (Owner),Astoria Gas Turbine Power LLC (Operator) |  |  | Combustion turbine | Pipeline Natural Gas | Diesel Oil |  |  |  |  | 1970-06-01 | Operating (Retired 05/01/2023) | 255 | 4-4 (40) | 55243 CT4-4A | 40
NY | Astoria Gas Turbine Power | 55243 | CT4-4B | CP0004 | 2023 | CSNOX, CSSO2G1, RGGI | 601596 (Ended Apr 07, 2023), 604509 (Started Apr 07, 2023) | 2 | NPCC | Queens County | NY081 | 81 | Electric Utility | 40.7864 | -73.9133 | Astoria Gas Turbine Power LLC (Owner),Astoria Gas Turbine Power LLC (Operator) |  |  | Combustion turbine | Pipeline Natural Gas | Diesel Oil |  |  |  |  | 1970-06-01 | Operating (Retired 05/01/2023) | 255 | 4-4 (40) | 55243 CT4-4B | 40
GA | Doyle Energy Facility | 55244 | CTG-2 |  | 2023 | ARP, CSNOX, CSOSG1, CSSO2G2 | 3066 (Ended Jan 31, 2023), 610555 (Started Jan 31, 2023) | 4 | SERC | Walton County | GA297 | 297 | Electric Utility | 33.8376 | -83.6996 | Oglethorpe Power Corporation (Owner),Oglethorpe Power Corporation (Operator) | Phase 2 |  | Combustion turbine | Pipeline Natural Gas |  |  | Dry Low NOx Burners |  |  | 2000-04-05 | Operating | 890 | CTG2 (72) | 55244 CTG-2 | 72
GA | Doyle Energy Facility | 55244 | CTG-3 |  | 2023 | ARP, CSNOX, CSOSG1, CSSO2G2 | 3066 (Ended Jan 31, 2023), 610555 (Started Jan 31, 2023) | 4 | SERC | Walton County | GA297 | 297 | Electric Utility | 33.8376 | -83.6996 | Oglethorpe Power Corporation (Owner),Oglethorpe Power Corporation (Operator) | Phase 2 |  | Combustion turbine | Pipeline Natural Gas |  |  | Dry Low NOx Burners |  |  | 2000-05-07 | Operating | 907 | CTG3 (72) | 55244 CTG-3 | 72
GA | Doyle Energy Facility | 55244 | CTG-4 |  | 2023 | ARP, CSNOX, CSOSG1, CSSO2G2 | 3066 (Ended Jan 31, 2023), 610555 (Started Jan 31, 2023) | 4 | SERC | Walton County | GA297 | 297 | Electric Utility | 33.8376 | -83.6996 | Oglethorpe Power Corporation (Owner),Oglethorpe Power Corporation (Operator) | Phase 2 |  | Combustion turbine | Pipeline Natural Gas |  |  | Dry Low NOx Burners |  |  | 2000-06-09 | Operating | 1090 | CTG4 (101) | 55244 CTG-4 | 101
GA | Doyle Energy Facility | 55244 | CTG-5 |  | 2023 | ARP, CSNOX, CSOSG1, CSSO2G2 | 3066 (Ended Jan 31, 2023), 610555 (Started Jan 31, 2023) | 4 | SERC | Walton County | GA297 | 297 | Electric Utility | 33.8376 | -83.6996 | Oglethorpe Power Corporation (Owner),Oglethorpe Power Corporation (Operator) | Phase 2 |  | Combustion turbine | Pipeline Natural Gas |  |  | Dry Low NOx Burners |  |  | 2000-06-16 | Operating | 1090 | CTG5 (101) | 55244 CTG-5 | 101
OH | Darby Electric Generating Station | 55247 | CT1 |  | 2023 | ARP, CSNOX, CSOSG3, CSSO2G1 | 610098 | 5 | ECAR | Pickaway County | OH129 | 129 | Electric Utility | 39.7139 | -83.1778 | Darby Power, LLC (Owner),Consolidated Asset Management Services, LLC (Operator) | Phase 2 |  | Combustion turbine | Pipeline Natural Gas | Diesel Oil |  | Dry Low NOx Burners,Water Injection |  |  | 2001-05-04 | Operating | 1115 | GT1 (94) | 55247 CT1 | 94
OH | Darby Electric Generating Station | 55247 | CT2 |  | 2023 | ARP, CSNOX, CSOSG3, CSSO2G1 | 610098 | 5 | ECAR | Pickaway County | OH129 | 129 | Electric Utility | 39.7139 | -83.1778 | Darby Power, LLC (Owner),Consolidated Asset Management Services, LLC (Operator) | Phase 2 |  | Combustion turbine | Pipeline Natural Gas | Diesel Oil |  | Dry Low NOx Burners,Water Injection |  |  | 2001-05-09 | Operating | 1115 | GT2 (94) | 55247 CT2 | 94
OH | Darby Electric Generating Station | 55247 | CT3 |  | 2023 | ARP, CSNOX, CSOSG3, CSSO2G1 | 610098 | 5 | ECAR | Pickaway County | OH129 | 129 | Electric Utility | 39.7139 | -83.1778 | Darby Power, LLC (Owner),Consolidated Asset Management Services, LLC (Operator) | Phase 2 |  | Combustion turbine | Pipeline Natural Gas | Diesel Oil |  | Dry Low NOx Burners,Water Injection |  |  | 2001-05-22 | Operating | 1115 | GT3 (94) | 55247 CT3 | 94
OH | Darby Electric Generating Station | 55247 | CT4 |  | 2023 | ARP, CSNOX, CSOSG3, CSSO2G1 | 610098 | 5 | ECAR | Pickaway County | OH129 | 129 | Electric Utility | 39.7139 | -83.1778 | Darby Power, LLC (Owner),Consolidated Asset Management Services, LLC (Operator) | Phase 2 |  | Combustion turbine | Pipeline Natural Gas | Diesel Oil |  | Dry Low NOx Burners,Water Injection |  |  | 2001-05-22 | Operating | 1115 | GT4 (94) | 55247 CT4 | 94
OH | Darby Electric Generating Station | 55247 | CT5 |  | 2023 | ARP, CSNOX, CSOSG3, CSSO2G1 | 610098 | 5 | ECAR | Pickaway County | OH129 | 129 | Electric Utility | 39.7139 | -83.1778 | Darby Power, LLC (Owner),Consolidated Asset Management Services, LLC (Operator) | Phase 2 |  | Combustion turbine | Pipeline Natural Gas | Diesel Oil |  | Dry Low NOx Burners,Water Injection |  |  | 2002-05-24 | Operating | 1115 | GT5 (94) | 55247 CT5 | 94
OH | Darby Electric Generating Station | 55247 | CT6 |  | 2023 | ARP, CSNOX, CSOSG3, CSSO2G1 | 610098 | 5 | ECAR | Pickaway County | OH129 | 129 | Electric Utility | 39.7139 | -83.1778 | Darby Power, LLC (Owner),Consolidated Asset Management Services, LLC (Operator) | Phase 2 |  | Combustion turbine | Pipeline Natural Gas | Diesel Oil |  | Dry Low NOx Burners,Water Injection |  |  | 2002-05-22 | Operating | 1115 | GT6 (94) | 55247 CT6 | 94
OH | Tait Electric Generating Station | 55248 | CT4 |  | 2023 | ARP, CSNOX, CSOSG3, CSSO2G1 | 609371 | 5 | ECAR | Montgomery County | OH113 | 113 | Electric Utility | 39.7286 | -84.2106 | Tait Electric Generating Station, LLC (Owner),Tait Electric Generating Station, LLC (Operator) | Phase 2 |  | Combustion turbine | Pipeline Natural Gas | Diesel Oil |  | Water Injection,Dry Low NOx Burners |  |  | 2002-05-09 | Operating | 1160 | GT4 (94) | 55248 CT4 | 94
OH | Tait Electric Generating Station | 55248 | CT5 |  | 2023 | ARP, CSNOX, CSOSG3, CSSO2G1 | 609371 | 5 | ECAR | Montgomery County | OH113 | 113 | Electric Utility | 39.7286 | -84.2106 | Tait Electric Generating Station, LLC (Owner),Tait Electric Generating Station, LLC (Operator) | Phase 2 |  | Combustion turbine | Pipeline Natural Gas | Diesel Oil |  | Water Injection,Dry Low NOx Burners |  |  | 2002-05-01 | Operating | 1160 | GT5 (94) | 55248 CT5 | 94
OH | Tait Electric Generating Station | 55248 | CT6 |  | 2023 | ARP, CSNOX, CSOSG3, CSSO2G1 | 609371 | 5 | ECAR | Montgomery County | OH113 | 113 | Electric Utility | 39.7286 | -84.2106 | Tait Electric Generating Station, LLC (Owner),Tait Electric Generating Station, LLC (Operator) | Phase 2 |  | Combustion turbine | Pipeline Natural Gas | Diesel Oil |  | Water Injection,Dry Low NOx Burners |  |  | 2002-04-24 | Operating | 1160 | GT6 (94) | 55248 CT6 | 94
OH | Tait Electric Generating Station | 55248 | CT7 |  | 2023 | ARP, CSNOX, CSOSG3, CSSO2G1 | 609371 | 5 | ECAR | Montgomery County | OH113 | 113 | Electric Utility | 39.7286 | -84.2106 | Tait Electric Generating Station, LLC (Owner),Tait Electric Generating Station, LLC (Operator) | Phase 2 |  | Combustion turbine | Pipeline Natural Gas | Diesel Oil |  | Water Injection,Dry Low NOx Burners |  |  | 2002-04-17 | Operating | 1160 | GT7 (94) | 55248 CT7 | 94
IL | University Park Energy | 55250 | UP1 | CP100 | 2023 | ARP, CSNOX, CSOSG3, CSSO2G1 | 605624 | 5 |  | Will County | IL197 | 197 | Electric Utility | 41.4405 | -87.7528 | University Park Energy, LLC (Owner),University Park Energy, LLC (Operator) | Phase 2 |  | Combustion turbine | Pipeline Natural Gas |  |  | Water Injection |  |  | 2001-05-14 | Operating | 300 | UPG1 (57) | 55250 UP1 | 57
IL | University Park Energy | 55250 | UP10 | CP100 | 2023 | ARP, CSNOX, CSOSG3, CSSO2G1 | 605624 | 5 |  | Will County | IL197 | 197 | Electric Utility | 41.4405 | -87.7528 | University Park Energy, LLC (Owner),University Park Energy, LLC (Operator) | Phase 2 |  | Combustion turbine | Pipeline Natural Gas |  |  | Water Injection |  |  | 2001-05-25 | Operating | 300 | UPG5 (57) | 55250 UP10 | 57
IL | University Park Energy | 55250 | UP11 | CP100 | 2023 | ARP, CSNOX, CSOSG3, CSSO2G1 | 605624 | 5 |  | Will County | IL197 | 197 | Electric Utility | 41.4405 | -87.7528 | University Park Energy, LLC (Owner),University Park Energy, LLC (Operator) | Phase 2 |  | Combustion turbine | Pipeline Natural Gas |  |  | Water Injection |  |  | 2001-07-14 | Operating | 300 | UPG6 (57) | 55250 UP11 | 57
IL | University Park Energy | 55250 | UP12 | CP100 | 2023 | ARP, CSNOX, CSOSG3, CSSO2G1 | 605624 | 5 |  | Will County | IL197 | 197 | Electric Utility | 41.4405 | -87.7528 | University Park Energy, LLC (Owner),University Park Energy, LLC (Operator) | Phase 2 |  | Combustion turbine | Pipeline Natural Gas |  |  | Water Injection |  |  | 2001-07-14 | Operating | 300 | UPG6 (57) | 55250 UP12 | 57
IL | University Park Energy | 55250 | UP2 | CP100 | 2023 | ARP, CSNOX, CSOSG3, CSSO2G1 | 605624 | 5 |  | Will County | IL197 | 197 | Electric Utility | 41.4405 | -87.7528 | University Park Energy, LLC (Owner),University Park Energy, LLC (Operator) | Phase 2 |  | Combustion turbine | Pipeline Natural Gas |  |  | Water Injection |  |  | 2001-05-14 | Operating | 300 | UPG1 (57) | 55250 UP2 | 57
IL | University Park Energy | 55250 | UP3 | CP100 | 2023 | ARP, CSNOX, CSOSG3, CSSO2G1 | 605624 | 5 |  | Will County | IL197 | 197 | Electric Utility | 41.4405 | -87.7528 | University Park Energy, LLC (Owner),University Park Energy, LLC (Operator) | Phase 2 |  | Combustion turbine | Pipeline Natural Gas |  |  | Water Injection |  |  | 2001-05-05 | Operating | 300 | UPG2 (57) | 55250 UP3 | 57
IL | University Park Energy | 55250 | UP4 | CP100 | 2023 | ARP, CSNOX, CSOSG3, CSSO2G1 | 605624 | 5 |  | Will County | IL197 | 197 | Electric Utility | 41.4405 | -87.7528 | University Park Energy, LLC (Owner),University Park Energy, LLC (Operator) | Phase 2 |  | Combustion turbine | Pipeline Natural Gas |  |  | Water Injection |  |  | 2001-05-05 | Operating | 300 | UPG2 (57) | 55250 UP4 | 57
IL | University Park Energy | 55250 | UP5 | CP100 | 2023 | ARP, CSNOX, CSOSG3, CSSO2G1 | 605624 | 5 |  | Will County | IL197 | 197 | Electric Utility | 41.4405 | -87.7528 | University Park Energy, LLC (Owner),University Park Energy, LLC (Operator) | Phase 2 |  | Combustion turbine | Pipeline Natural Gas |  |  | Water Injection |  |  | 2001-05-11 | Operating | 300 | UPG3 (57) | 55250 UP5 | 57
IL | University Park Energy | 55250 | UP6 | CP100 | 2023 | ARP, CSNOX, CSOSG3, CSSO2G1 | 605624 | 5 |  | Will County | IL197 | 197 | Electric Utility | 41.4405 | -87.7528 | University Park Energy, LLC (Owner),University Park Energy, LLC (Operator) | Phase 2 |  | Combustion turbine | Pipeline Natural Gas |  |  | Water Injection |  |  | 2001-05-11 | Operating | 300 | UPG3 (57) | 55250 UP6 | 57
IL | University Park Energy | 55250 | UP7 | CP100 | 2023 | ARP, CSNOX, CSOSG3, CSSO2G1 | 605624 | 5 |  | Will County | IL197 | 197 | Electric Utility | 41.4405 | -87.7528 | University Park Energy, LLC (Owner),University Park Energy, LLC (Operator) | Phase 2 |  | Combustion turbine | Pipeline Natural Gas |  |  | Water Injection |  |  | 2001-05-12 | Operating | 300 | UPG4 (57) | 55250 UP7 | 57
IL | University Park Energy | 55250 | UP8 | CP100 | 2023 | ARP, CSNOX, CSOSG3, CSSO2G1 | 605624 | 5 |  | Will County | IL197 | 197 | Electric Utility | 41.4405 | -87.7528 | University Park Energy, LLC (Owner),University Park Energy, LLC (Operator) | Phase 2 |  | Combustion turbine | Pipeline Natural Gas |  |  | Water Injection |  |  | 2001-05-12 | Operating | 300 | UPG4 (57) | 55250 UP8 | 57
IL | University Park Energy | 55250 | UP9 | CP100 | 2023 | ARP, CSNOX, CSOSG3, CSSO2G1 | 605624 | 5 |  | Will County | IL197 | 197 | Electric Utility | 41.4405 | -87.7528 | University Park Energy, LLC (Owner),University Park Energy, LLC (Operator) | Phase 2 |  | Combustion turbine | Pipeline Natural Gas |  |  | Water Injection |  |  | 2001-05-25 | Operating | 300 | UPG5 (57) | 55250 UP9 | 57
TN | Gleason Combustion Turbine Plant | 55251 | CTG-1 |  | 2023 | ARP, CSNOX, CSOSG2, CSSO2G1 | 609315 | 4 |  | Weakley County | TN183 | 183 | Electric Utility | 36.2454 | -88.612 | Tennessee Valley Authority (Owner),Tennessee Valley Authority (Operator) | Phase 2 |  | Combustion turbine | Pipeline Natural Gas |  |  | Dry Low NOx Burners |  |  | 2000-06-06 | Operating | 2110 | CTG1 (185.4) | 55251 CTG-1 | 185.4
TN | Gleason Combustion Turbine Plant | 55251 | CTG-2 |  | 2023 | ARP, CSNOX, CSOSG2, CSSO2G1 | 609315 | 4 |  | Weakley County | TN183 | 183 | Electric Utility | 36.2454 | -88.612 | Tennessee Valley Authority (Owner),Tennessee Valley Authority (Operator) | Phase 2 |  | Combustion turbine | Pipeline Natural Gas |  |  | Dry Low NOx Burners |  |  | 2000-05-24 | Operating | 2110 | CTG2 (191.2) | 55251 CTG-2 | 191.2
TN | Gleason Combustion Turbine Plant | 55251 | CTG-3 |  | 2023 | ARP, CSNOX, CSOSG2, CSSO2G1 | 609315 | 4 |  | Weakley County | TN183 | 183 | Electric Utility | 36.2454 | -88.612 | Tennessee Valley Authority (Owner),Tennessee Valley Authority (Operator) | Phase 2 |  | Combustion turbine | Pipeline Natural Gas |  |  | Dry Low NOx Burners |  |  | 2000-05-18 | Operating | 2100 | CTG3 (191.2) | 55251 CTG-3 | 191.2
IL | Crete Energy Park | 55253 | GT1 |  | 2023 | ARP, CSNOX, CSOSG3, CSSO2G1 | 3167 | 5 |  | Will County | IL197 | 197 | Electric Utility | 41.4297 | -87.6187 | Crete Energy Venture, LLC (Owner),Crete Energy Venture, LLC (Operator) | Phase 2 |  | Combustion turbine | Pipeline Natural Gas |  |  | Dry Low NOx Burners |  |  | 2002-04-11 | Operating | 1100 | GT1 (89) | 55253 GT1 | 89
IL | Crete Energy Park | 55253 | GT2 |  | 2023 | ARP, CSNOX, CSOSG3, CSSO2G1 | 3167 | 5 |  | Will County | IL197 | 197 | Electric Utility | 41.4297 | -87.6187 | Crete Energy Venture, LLC (Owner),Crete Energy Venture, LLC (Operator) | Phase 2 |  | Combustion turbine | Pipeline Natural Gas |  |  | Dry Low NOx Burners |  |  | 2002-04-06 | Operating | 1100 | GT2 (89) | 55253 GT2 | 89
IL | Crete Energy Park | 55253 | GT3 |  | 2023 | ARP, CSNOX, CSOSG3, CSSO2G1 | 3167 | 5 |  | Will County | IL197 | 197 | Electric Utility | 41.4297 | -87.6187 | Crete Energy Venture, LLC (Owner),Crete Energy Venture, LLC (Operator) | Phase 2 |  | Combustion turbine | Pipeline Natural Gas |  |  | Dry Low NOx Burners |  |  | 2002-03-28 | Operating | 1100 | GT3 (89) | 55253 GT3 | 89
IL | Crete Energy Park | 55253 | GT4 |  | 2023 | ARP, CSNOX, CSOSG3, CSSO2G1 | 3167 | 5 |  | Will County | IL197 | 197 | Electric Utility | 41.4297 | -87.6187 | Crete Energy Venture, LLC (Owner),Crete Energy Venture, LLC (Operator) | Phase 2 |  | Combustion turbine | Pipeline Natural Gas |  |  | Dry Low NOx Burners |  |  | 2002-03-26 | Operating | 1100 | GT4 (89) | 55253 GT4 | 89
IN | Whiting Clean Energy, Inc. | 55259 | CT1 |  | 2023 | ARP, CSNOX, CSOSG3, CSSO2G1 | 610321 | 5 | ECAR | Lake County | IN089 | 89 | Cogeneration | 41.6739 | -87.4778 | Whiting Clean Energy, Inc. (Owner),Whiting Clean Energy, Inc. (Operator) | Phase 2 |  | Combined cycle | Pipeline Natural Gas |  |  | Dry Low NOx Burners,Selective Catalytic Reduction |  |  | 2001-07-21 | Operating | 2994 | CT1 (186), ST1 (213) | 55259 CT1 | 292.5 | Y
IN | Whiting Clean Energy, Inc. | 55259 | CT2 |  | 2023 | ARP, CSNOX, CSOSG3, CSSO2G1 | 610321 | 5 | ECAR | Lake County | IN089 | 89 | Cogeneration | 41.6739 | -87.4778 | Whiting Clean Energy, Inc. (Owner),Whiting Clean Energy, Inc. (Operator) | Phase 2 |  | Combined cycle | Pipeline Natural Gas |  |  | Dry Low NOx Burners,Selective Catalytic Reduction |  |  | 2001-07-13 | Operating | 2994 | CT2 (186), ST1 (213) | 55259 CT2 | 292.5 | Y
OH | AMP-Ohio Gas Turbines Bowling Green | 55262 | CT1 |  | 2023 | ARP, CSNOX, CSOSG3, CSSO2G1 | 610414 | 5 |  | Wood County | OH173 | 173 | Electric Utility | 41.3989 | -83.6411 | American Municipal Power - Ohio (Owner),American Municipal Power - Ohio (Operator) | Phase 2 |  | Combustion turbine | Pipeline Natural Gas |  |  | Selective Catalytic Reduction |  |  | 2001-02-08 | Operating | 507 | CT1 (33) | 55262 CT1 | 33 | Y
OH | AMP-Ohio Gas Turbines Galion | 55263 | CT1 |  | 2023 | ARP, CSNOX, CSOSG3, CSSO2G1 | 610414 | 5 |  | Crawford County | OH033 | 33 | Electric Utility | 40.7167 | -82.789 | American Municipal Power - Ohio (Owner),American Municipal Power - Ohio (Operator) | Phase 2 |  | Combustion turbine | Pipeline Natural Gas |  |  | Selective Catalytic Reduction |  |  | 2001-06-07 | Operating | 507 | CT1 (33) | 55263 CT1 | 33 | Y
OH | AMP-Ohio Gas Turbines Napoleon | 55264 | CT1 |  | 2023 | ARP, CSNOX, CSOSG3, CSSO2G1 | 610414 | 5 |  | Henry County | OH069 | 69 | Electric Utility | 41.4077 | -84.1092 | American Municipal Power - Ohio (Owner),American Municipal Power - Ohio (Operator) | Phase 2 |  | Combustion turbine | Pipeline Natural Gas |  |  | Selective Catalytic Reduction |  |  | 2001-03-06 | Operating | 507 | CT1 (33) | 55264 CT1 | 33 | Y
GA | Edward L Addison Generating Plant | 55267 | 1 |  | 2023 | ARP, CSNOX, CSOSG1, CSSO2G2 | 602440 (Ended Oct 24, 2023), 610766 (Started Oct 24, 2023) | 4 |  | Upson County | GA293 | 293 | Electric Utility | 32.911 | -84.3059 | Southern Power Company (Owner),Southern Power Company (Operator) | Phase 2 |  | Combustion turbine | Pipeline Natural Gas | Diesel Oil |  | Dry Low NOx Burners |  |  | 2000-03-16 | Operating | 1923 | 712 (167) | 55267 1 | 167
GA | Edward L Addison Generating Plant | 55267 | 2 |  | 2023 | ARP, CSNOX, CSOSG1, CSSO2G2 | 602440 (Ended Oct 24, 2023), 610766 (Started Oct 24, 2023) | 4 |  | Upson County | GA293 | 293 | Electric Utility | 32.911 | -84.3059 | Southern Power Company (Owner),Southern Power Company (Operator) | Phase 2 |  | Combustion turbine | Pipeline Natural Gas | Diesel Oil |  | Dry Low NOx Burners |  |  | 2000-05-01 | Operating | 1922 | 713 (167) | 55267 2 | 167
GA | Edward L Addison Generating Plant | 55267 | 3 |  | 2023 | ARP, CSNOX, CSOSG1, CSSO2G2 | 602440 (Ended Oct 24, 2023), 610766 (Started Oct 24, 2023) | 4 |  | Upson County | GA293 | 293 | Electric Utility | 32.911 | -84.3059 | Southern Power Company (Owner),Southern Power Company (Operator) | Phase 2 |  | Combustion turbine | Pipeline Natural Gas | Diesel Oil |  | Dry Low NOx Burners |  |  | 2000-04-10 | Operating | 1855 | 714 (167) | 55267 3 | 167
GA | Edward L Addison Generating Plant | 55267 | 4 |  | 2023 | ARP, CSNOX, CSOSG1, CSSO2G2 | 602440 (Ended Oct 24, 2023), 610766 (Started Oct 24, 2023) | 4 |  | Upson County | GA293 | 293 | Electric Utility | 32.911 | -84.3059 | Southern Power Company (Owner),Southern Power Company (Operator) | Phase 2 |  | Combustion turbine | Pipeline Natural Gas | Diesel Oil |  | Dry Low NOx Burners |  |  | 2000-04-29 | Operating | 1831 | 715 (167) | 55267 4 | 167
MS | Southaven Combined Cycle Plant | 55269 | AA-001 |  | 2023 | ARP, CSOSG2 | 609315 | 4 |  | DeSoto County | MS033 | 33 | Electric Utility | 34.9939 | -90.039 | Tennessee Valley Authority (Owner),Tennessee Valley Authority (Operator) | Phase 2 |  | Combined cycle | Pipeline Natural Gas |  |  | Dry Low NOx Burners,Selective Catalytic Reduction |  |  | 2003-03-14 | Operating | 3630 | CTG1 (196), STG1 (122) | 55269 AA-001 | 318 | Y
MS | Southaven Combined Cycle Plant | 55269 | AA-002 |  | 2023 | ARP, CSOSG2 | 609315 | 4 |  | DeSoto County | MS033 | 33 | Electric Utility | 34.9939 | -90.039 | Tennessee Valley Authority (Owner),Tennessee Valley Authority (Operator) | Phase 2 |  | Combined cycle | Pipeline Natural Gas |  |  | Dry Low NOx Burners,Selective Catalytic Reduction |  |  | 2003-03-29 | Operating | 3630 | STG2 (122), CTG2 (196) | 55269 AA-002 | 318 | Y
MS | Southaven Combined Cycle Plant | 55269 | AA-003 |  | 2023 | ARP, CSOSG2 | 609315 | 4 |  | DeSoto County | MS033 | 33 | Electric Utility | 34.9939 | -90.039 | Tennessee Valley Authority (Owner),Tennessee Valley Authority (Operator) | Phase 2 |  | Combined cycle | Pipeline Natural Gas |  |  | Dry Low NOx Burners,Selective Catalytic Reduction |  |  | 2003-05-03 | Operating | 3630 | STG3 (122), CTG3 (196) | 55269 AA-003 | 318 | Y
MI | Jackson Generating Station | 55270 | 7EA |  | 2023 | ARP, CSNOX, CSOSG3, CSSO2G1 | 607360 | 5 |  | Jackson County | MI075 | 75 | Electric Utility | 42.2488 | -84.3767 | Consumers Energy Company (Owner),Consumers Energy Company (Operator) | Phase 2 |  | Combined cycle | Pipeline Natural Gas |  |  | Dry Low NOx Burners |  |  | 2002-05-07 | Operating | 1300 | 7EA (79.2), ST2 (105), ST1 (105) | 55270 7EA | 109.2
MI | Jackson Generating Station | 55270 | LM1 |  | 2023 | ARP, CSNOX, CSOSG3, CSSO2G1 | 607360 | 5 |  | Jackson County | MI075 | 75 | Electric Utility | 42.2488 | -84.3767 | Consumers Energy Company (Owner),Consumers Energy Company (Operator) | Phase 2 |  | Combined cycle | Pipeline Natural Gas |  |  | Steam Injection |  |  | 2002-04-27 | Operating | 650 | LM1 (50), ST1 (105), ST2 (105) | 55270 LM1 | 80
MI | Jackson Generating Station | 55270 | LM2 |  | 2023 | ARP, CSNOX, CSOSG3, CSSO2G1 | 607360 | 5 |  | Jackson County | MI075 | 75 | Electric Utility | 42.2488 | -84.3767 | Consumers Energy Company (Owner),Consumers Energy Company (Operator) | Phase 2 |  | Combined cycle | Pipeline Natural Gas |  |  | Steam Injection |  |  | 2002-04-29 | Operating | 650 | LM2 (50), ST1 (105), ST2 (105) | 55270 LM2 | 80
MI | Jackson Generating Station | 55270 | LM3 |  | 2023 | ARP, CSNOX, CSOSG3, CSSO2G1 | 607360 | 5 |  | Jackson County | MI075 | 75 | Electric Utility | 42.2488 | -84.3767 | Consumers Energy Company (Owner),Consumers Energy Company (Operator) | Phase 2 |  | Combined cycle | Pipeline Natural Gas |  |  | Steam Injection |  |  | 2002-04-30 | Operating | 650 | ST1 (105), LM3 (50), ST2 (105) | 55270 LM3 | 80
MI | Jackson Generating Station | 55270 | LM4 |  | 2023 | ARP, CSNOX, CSOSG3, CSSO2G1 | 607360 | 5 |  | Jackson County | MI075 | 75 | Electric Utility | 42.2488 | -84.3767 | Consumers Energy Company (Owner),Consumers Energy Company (Operator) | Phase 2 |  | Combined cycle | Pipeline Natural Gas |  |  | Steam Injection |  |  | 2002-05-04 | Operating | 672 | ST2 (105), LM4 (50), ST1 (105) | 55270 LM4 | 80
MI | Jackson Generating Station | 55270 | LM5 |  | 2023 | ARP, CSNOX, CSOSG3, CSSO2G1 | 607360 | 5 |  | Jackson County | MI075 | 75 | Electric Utility | 42.2488 | -84.3767 | Consumers Energy Company (Owner),Consumers Energy Company (Operator) | Phase 2 |  | Combined cycle | Pipeline Natural Gas |  |  | Steam Injection |  |  | 2002-05-08 | Operating | 650 | ST1 (105), LM5 (50), ST2 (105) | 55270 LM5 | 80
MI | Jackson Generating Station | 55270 | LM6 |  | 2023 | ARP, CSNOX, CSOSG3, CSSO2G1 | 607360 | 5 |  | Jackson County | MI075 | 75 | Electric Utility | 42.2488 | -84.3767 | Consumers Energy Company (Owner),Consumers Energy Company (Operator) | Phase 2 |  | Combined cycle | Pipeline Natural Gas |  |  | Steam Injection |  |  | 2002-05-10 | Operating | 672 | ST2 (105), ST1 (105), LM6 (50) | 55270 LM6 | 80
AL | Tenaska Lindsay Hill Generating Station | 55271 | CT1 |  | 2023 | ARP, CSNOX, CSOSG2, CSSO2G2 | 604188 | 4 | SERC | Autauga County | AL001 | 1 | Electric Utility | 32.6514 | -86.7386 | Tenaska Alabama Partners, LP (Owner),Tenaska Alabama Partners, LP (Operator) | Phase 2 |  | Combined cycle | Pipeline Natural Gas | Diesel Oil |  | Dry Low NOx Burners,Water Injection,Selective Catalytic Reduction |  |  | 2002-01-15 | Operating | 2543.2 | GTG1 (183.1) | 55271 CT1 | 183.1 | Y
AL | Tenaska Lindsay Hill Generating Station | 55271 | CT2 |  | 2023 | ARP, CSNOX, CSOSG2, CSSO2G2 | 604188 | 4 | SERC | Autauga County | AL001 | 1 | Electric Utility | 32.6514 | -86.7386 | Tenaska Alabama Partners, LP (Owner),Tenaska Alabama Partners, LP (Operator) | Phase 2 |  | Combined cycle | Pipeline Natural Gas | Diesel Oil |  | Dry Low NOx Burners,Water Injection,Selective Catalytic Reduction |  |  | 2002-01-23 | Operating | 2551 | GTG2 (183.1) | 55271 CT2 | 183.1 | Y
AL | Tenaska Lindsay Hill Generating Station | 55271 | CT3 |  | 2023 | ARP, CSNOX, CSOSG2, CSSO2G2 | 604188 | 4 | SERC | Autauga County | AL001 | 1 | Electric Utility | 32.6514 | -86.7386 | Tenaska Alabama Partners, LP (Owner),Tenaska Alabama Partners, LP (Operator) | Phase 2 |  | Combined cycle | Pipeline Natural Gas | Diesel Oil |  | Dry Low NOx Burners,Water Injection,Selective Catalytic Reduction |  |  | 2002-01-28 | Operating | 2405 | GTG3 (183.1), STG1 (390.1) | 55271 CT3 | 573.2 | Y
WV | Ceredo Generating Station | 55276 | 1 | CP01 | 2023 | ARP, CSNOX, CSOSG2E, CSSO2G1 | 608993 (Ended Apr 12, 2023), 610620 (Started Apr 12, 2023) | 3 | ECAR | Wayne County | WV099 | 99 | Electric Utility | 38.3681 | -82.5339 | Appalachian Power Company (Owner),Appalachian Power Company (Operator) | Phase 2 |  | Combustion turbine | Pipeline Natural Gas |  |  | Combustion Modification/Fuel Reburning |  |  | 2001-04-07 | Operating | 1114 | 01 (86.5) | 55276 1 | 86.5
WV | Ceredo Generating Station | 55276 | 2 | CP01 | 2023 | ARP, CSNOX, CSOSG2E, CSSO2G1 | 608993 (Ended Apr 12, 2023), 610620 (Started Apr 12, 2023) | 3 | ECAR | Wayne County | WV099 | 99 | Electric Utility | 38.3681 | -82.5339 | Appalachian Power Company (Owner),Appalachian Power Company (Operator) | Phase 2 |  | Combustion turbine | Pipeline Natural Gas |  |  | Combustion Modification/Fuel Reburning |  |  | 2001-04-08 | Operating | 1114 | 02 (86.5) | 55276 2 | 86.5
WV | Ceredo Generating Station | 55276 | 3 | CP01 | 2023 | ARP, CSNOX, CSOSG2E, CSSO2G1 | 608993 (Ended Apr 12, 2023), 610620 (Started Apr 12, 2023) | 3 | ECAR | Wayne County | WV099 | 99 | Electric Utility | 38.3681 | -82.5339 | Appalachian Power Company (Owner),Appalachian Power Company (Operator) | Phase 2 |  | Combustion turbine | Pipeline Natural Gas |  |  | Combustion Modification/Fuel Reburning |  |  | 2001-04-11 | Operating | 1114 | 03 (86.5) | 55276 3 | 86.5
WV | Ceredo Generating Station | 55276 | 4 | CP01 | 2023 | ARP, CSNOX, CSOSG2E, CSSO2G1 | 608993 (Ended Apr 12, 2023), 610620 (Started Apr 12, 2023) | 3 | ECAR | Wayne County | WV099 | 99 | Electric Utility | 38.3681 | -82.5339 | Appalachian Power Company (Owner),Appalachian Power Company (Operator) | Phase 2 |  | Combustion turbine | Pipeline Natural Gas |  |  | Combustion Modification/Fuel Reburning |  |  | 2001-04-13 | Operating | 1114 | 04 (86.5) | 55276 4 | 86.5
WV | Ceredo Generating Station | 55276 | 5 | CP01 | 2023 | ARP, CSNOX, CSOSG2E, CSSO2G1 | 608993 (Ended Apr 12, 2023), 610620 (Started Apr 12, 2023) | 3 | ECAR | Wayne County | WV099 | 99 | Electric Utility | 38.3681 | -82.5339 | Appalachian Power Company (Owner),Appalachian Power Company (Operator) | Phase 2 |  | Combustion turbine | Pipeline Natural Gas |  |  | Combustion Modification/Fuel Reburning |  |  | 2001-04-26 | Operating | 1114 | 05 (86.5) | 55276 5 | 86.5
WV | Ceredo Generating Station | 55276 | 6 | CP01 | 2023 | ARP, CSNOX, CSOSG2E, CSSO2G1 | 608993 (Ended Apr 12, 2023), 610620 (Started Apr 12, 2023) | 3 | ECAR | Wayne County | WV099 | 99 | Electric Utility | 38.3681 | -82.5339 | Appalachian Power Company (Owner),Appalachian Power Company (Operator) | Phase 2 |  | Combustion turbine | Pipeline Natural Gas |  |  | Combustion Modification/Fuel Reburning |  |  | 2001-04-29 | Operating | 1114 | 06 (86.5) | 55276 6 | 86.5
IL | Aurora | 55279 | AGS01 |  | 2023 | ARP, CSNOX, CSOSG3, CSSO2G1 | 605624 | 5 |  | DuPage County | IL043 | 43 | Electric Utility | 41.8151 | -88.2265 | Aurora Generation, LLC. (Owner),Aurora Generation, LLC. (Operator) | Phase 2 |  | Combustion turbine | Pipeline Natural Gas |  |  | Dry Low NOx Burners |  |  | 2002-04-22 | Operating | 2050 | AGS01 (213) | 55279 AGS01 | 213
IL | Aurora | 55279 | AGS02 |  | 2023 | ARP, CSNOX, CSOSG3, CSSO2G1 | 605624 | 5 |  | DuPage County | IL043 | 43 | Electric Utility | 41.8151 | -88.2265 | Aurora Generation, LLC. (Owner),Aurora Generation, LLC. (Operator) | Phase 2 |  | Combustion turbine | Pipeline Natural Gas |  |  | Dry Low NOx Burners |  |  | 2001-05-01 | Operating | 2050 | AGS02 (213) | 55279 AGS02 | 213
IL | Aurora | 55279 | AGS03 |  | 2023 | ARP, CSNOX, CSOSG3, CSSO2G1 | 605624 | 5 |  | DuPage County | IL043 | 43 | Electric Utility | 41.8151 | -88.2265 | Aurora Generation, LLC. (Owner),Aurora Generation, LLC. (Operator) | Phase 2 |  | Combustion turbine | Pipeline Natural Gas |  |  | Dry Low NOx Burners |  |  | 2001-05-01 | Operating | 2050 | AGS03 (213) | 55279 AGS03 | 213
IL | Aurora | 55279 | AGS04 |  | 2023 | ARP, CSNOX, CSOSG3, CSSO2G1 | 605624 | 5 |  | DuPage County | IL043 | 43 | Electric Utility | 41.8151 | -88.2265 | Aurora Generation, LLC. (Owner),Aurora Generation, LLC. (Operator) | Phase 2 |  | Combustion turbine | Pipeline Natural Gas |  |  | Dry Low NOx Burners |  |  | 2001-04-07 | Operating | 2050 | AGS04 (213) | 55279 AGS04 | 213
IL | Aurora | 55279 | AGS05 |  | 2023 | ARP, CSNOX, CSOSG3, CSSO2G1 | 605624 | 5 |  | DuPage County | IL043 | 43 | Electric Utility | 41.8151 | -88.2265 | Aurora Generation, LLC. (Owner),Aurora Generation, LLC. (Operator) | Phase 2 |  | Combustion turbine | Pipeline Natural Gas |  |  | Water Injection |  |  | 2001-04-21 | Operating | 510 | AGS05 (71) | 55279 AGS05 | 71
IL | Aurora | 55279 | AGS06 |  | 2023 | ARP, CSNOX, CSOSG3, CSSO2G1 | 605624 | 5 |  | DuPage County | IL043 | 43 | Electric Utility | 41.8151 | -88.2265 | Aurora Generation, LLC. (Owner),Aurora Generation, LLC. (Operator) | Phase 2 |  | Combustion turbine | Pipeline Natural Gas |  |  | Water Injection |  |  | 2001-04-21 | Operating | 510 | AGS06 (71) | 55279 AGS06 | 71
IL | Aurora | 55279 | AGS07 |  | 2023 | ARP, CSNOX, CSOSG3, CSSO2G1 | 605624 | 5 |  | DuPage County | IL043 | 43 | Electric Utility | 41.8151 | -88.2265 | Aurora Generation, LLC. (Owner),Aurora Generation, LLC. (Operator) | Phase 2 |  | Combustion turbine | Pipeline Natural Gas |  |  | Water Injection |  |  | 2001-04-26 | Operating | 510 | AGS07 (71) | 55279 AGS07 | 71
IL | Aurora | 55279 | AGS08 |  | 2023 | ARP, CSNOX, CSOSG3, CSSO2G1 | 605624 | 5 |  | DuPage County | IL043 | 43 | Electric Utility | 41.8151 | -88.2265 | Aurora Generation, LLC. (Owner),Aurora Generation, LLC. (Operator) | Phase 2 |  | Combustion turbine | Pipeline Natural Gas |  |  | Water Injection |  |  | 2001-05-04 | Operating | 510 | AGS08 (71) | 55279 AGS08 | 71
IL | Aurora | 55279 | AGS09 |  | 2023 | ARP, CSNOX, CSOSG3, CSSO2G1 | 605624 | 5 |  | DuPage County | IL043 | 43 | Electric Utility | 41.8151 | -88.2265 | Aurora Generation, LLC. (Owner),Aurora Generation, LLC. (Operator) | Phase 2 |  | Combustion turbine | Pipeline Natural Gas |  |  | Water Injection |  |  | 2001-05-14 | Operating | 510 | AGS09 (71) | 55279 AGS09 | 71
IL | Aurora | 55279 | AGS10 |  | 2023 | ARP, CSNOX, CSOSG3, CSSO2G1 | 605624 | 5 |  | DuPage County | IL043 | 43 | Electric Utility | 41.8151 | -88.2265 | Aurora Generation, LLC. (Owner),Aurora Generation, LLC. (Operator) | Phase 2 |  | Combustion turbine | Pipeline Natural Gas |  |  | Water Injection |  |  | 2001-05-23 | Operating | 510 | AGS10 (71) | 55279 AGS10 | 71
IL | Southeast Chicago Energy Project | 55281 | CTG10 | CP1 | 2023 | ARP, CSNOX, CSOSG3, CSSO2G1 | 609041 | 5 |  | Cook County | IL031 | 31 | Electric Utility | 41.7181 | -87.5449 | Exelon Generation Company LLC (Owner),Exelon Generation Company LLC (Operator) | Phase 2 |  | Combustion turbine | Pipeline Natural Gas |  |  | Dry Low NOx Burners |  |  | 2002-07-01 | Operating | 500.1 | CTG10 (36.5) | 55281 CTG10 | 36.5
IL | Southeast Chicago Energy Project | 55281 | CTG11 | CP1 | 2023 | ARP, CSNOX, CSOSG3, CSSO2G1 | 609041 | 5 |  | Cook County | IL031 | 31 | Electric Utility | 41.7181 | -87.5449 | Exelon Generation Company LLC (Owner),Exelon Generation Company LLC (Operator) | Phase 2 |  | Combustion turbine | Pipeline Natural Gas |  |  | Dry Low NOx Burners |  |  | 2002-07-01 | Operating | 500.1 | CTG11 (36.5) | 55281 CTG11 | 36.5
IL | Southeast Chicago Energy Project | 55281 | CTG12 | CP1 | 2023 | ARP, CSNOX, CSOSG3, CSSO2G1 | 609041 | 5 |  | Cook County | IL031 | 31 | Electric Utility | 41.7181 | -87.5449 | Exelon Generation Company LLC (Owner),Exelon Generation Company LLC (Operator) | Phase 2 |  | Combustion turbine | Pipeline Natural Gas |  |  | Dry Low NOx Burners |  |  | 2002-07-01 | Operating | 500.1 | CTG12 (36.5) | 55281 CTG12 | 36.5
IL | Southeast Chicago Energy Project | 55281 | CTG5 | CP1 | 2023 | ARP, CSNOX, CSOSG3, CSSO2G1 | 609041 | 5 |  | Cook County | IL031 | 31 | Electric Utility | 41.7181 | -87.5449 | Exelon Generation Company LLC (Owner),Exelon Generation Company LLC (Operator) | Phase 2 |  | Combustion turbine | Pipeline Natural Gas |  |  | Dry Low NOx Burners |  |  | 2002-07-01 | Operating | 500.1 | CTG5 (36.5) | 55281 CTG5 | 36.5
IL | Southeast Chicago Energy Project | 55281 | CTG6 | CP1 | 2023 | ARP, CSNOX, CSOSG3, CSSO2G1 | 609041 | 5 |  | Cook County | IL031 | 31 | Electric Utility | 41.7181 | -87.5449 | Exelon Generation Company LLC (Owner),Exelon Generation Company LLC (Operator) | Phase 2 |  | Combustion turbine | Pipeline Natural Gas |  |  | Dry Low NOx Burners |  |  | 2002-07-01 | Operating | 500.1 | CTG6 (36.5) | 55281 CTG6 | 36.5
IL | Southeast Chicago Energy Project | 55281 | CTG7 | CP1 | 2023 | ARP, CSNOX, CSOSG3, CSSO2G1 | 609041 | 5 |  | Cook County | IL031 | 31 | Electric Utility | 41.7181 | -87.5449 | Exelon Generation Company LLC (Owner),Exelon Generation Company LLC (Operator) | Phase 2 |  | Combustion turbine | Pipeline Natural Gas |  |  | Dry Low NOx Burners |  |  | 2002-07-01 | Operating | 500.1 | CTG7 (36.5) | 55281 CTG7 | 36.5
IL | Southeast Chicago Energy Project | 55281 | CTG8 | CP1 | 2023 | ARP, CSNOX, CSOSG3, CSSO2G1 | 609041 | 5 |  | Cook County | IL031 | 31 | Electric Utility | 41.7181 | -87.5449 | Exelon Generation Company LLC (Owner),Exelon Generation Company LLC (Operator) | Phase 2 |  | Combustion turbine | Pipeline Natural Gas |  |  | Dry Low NOx Burners |  |  | 2002-07-01 | Operating | 500.1 | CTG8 (36.5) | 55281 CTG8 | 36.5
IL | Southeast Chicago Energy Project | 55281 | CTG9 | CP1 | 2023 | ARP, CSNOX, CSOSG3, CSSO2G1 | 609041 | 5 |  | Cook County | IL031 | 31 | Electric Utility | 41.7181 | -87.5449 | Exelon Generation Company LLC (Owner),Exelon Generation Company LLC (Operator) | Phase 2 |  | Combustion turbine | Pipeline Natural Gas |  |  | Dry Low NOx Burners |  |  | 2002-07-01 | Operating | 500.1 | CTG9 (36.5) | 55281 CTG9 | 36.5
AZ | Arlington Valley Energy Facility | 55282 | CTG1 |  | 2023 | ARP | 610291 | 9 |  | Maricopa County | AZ013 | 13 | Electric Utility | 33.3417 | -112.8897 | Arlington Valley, LLC (Owner),Arlington Valley, LLC (Operator) | Phase 2 |  | Combined cycle | Pipeline Natural Gas |  |  | Dry Low NOx Burners,Selective Catalytic Reduction |  |  | 2002-03-19 | Operating | 2195 | STG1 (317), CTG1 (198) | 55282 CTG1 | 356.5 | Y
AZ | Arlington Valley Energy Facility | 55282 | CTG2 |  | 2023 | ARP | 610291 | 9 |  | Maricopa County | AZ013 | 13 | Electric Utility | 33.3417 | -112.8897 | Arlington Valley, LLC (Owner),Arlington Valley, LLC (Operator) | Phase 2 |  | Combined cycle | Pipeline Natural Gas |  |  | Dry Low NOx Burners,Selective Catalytic Reduction |  |  | 2002-04-04 | Operating | 2575 | CTG2 (198), STG1 (317) | 55282 CTG2 | 356.5 | Y
CO | Front Range Power Plant | 55283 | 1 |  | 2023 | ARP | 610356 | 8 |  | El Paso County | CO041 | 41 | Electric Utility | 38.6281 | -104.7069 | Colorado Springs Utilities (Owner),Colorado Springs Utilities (Operator) | Phase 2 |  | Combined cycle | Pipeline Natural Gas |  |  | Dry Low NOx Burners |  |  | 2002-12-06 | Operating | 2100 | 1 (154), 3 (233) | 55283 1 | 270.5
CO | Front Range Power Plant | 55283 | 2 |  | 2023 | ARP | 610356 | 8 |  | El Paso County | CO041 | 41 | Electric Utility | 38.6281 | -104.7069 | Colorado Springs Utilities (Owner),Colorado Springs Utilities (Operator) | Phase 2 |  | Combined cycle | Pipeline Natural Gas |  |  | Dry Low NOx Burners |  |  | 2002-12-08 | Operating | 2100 | 3 (233), 2 (154) | 55283 2 | 270.5
WV | Big Sandy Peaker Plant | 55284 | GS01 | CP100, CP200 | 2023 | ARP, CSNOX, CSOSG2E, CSSO2G1 | 609325 | 3 |  | Wayne County | WV099 | 99 | Electric Utility | 38.3441 | -82.5938 | Big Sandy Peaker Plant, LLC (Owner),Big Sandy Peaker Plant, LLC (Operator) | Phase 2 |  | Combustion turbine | Pipeline Natural Gas |  |  | Water Injection |  |  | 2001-06-06 | Operating | 300 | BSG1 (57) | 55284 GS01 | 57
WV | Big Sandy Peaker Plant | 55284 | GS02 | CP100, CP200 | 2023 | ARP, CSNOX, CSOSG2E, CSSO2G1 | 609325 | 3 |  | Wayne County | WV099 | 99 | Electric Utility | 38.3441 | -82.5938 | Big Sandy Peaker Plant, LLC (Owner),Big Sandy Peaker Plant, LLC (Operator) | Phase 2 |  | Combustion turbine | Pipeline Natural Gas |  |  | Water Injection |  |  | 2001-06-06 | Operating | 300 | BSG1 (57) | 55284 GS02 | 57
WV | Big Sandy Peaker Plant | 55284 | GS03 | CP100, CP200 | 2023 | ARP, CSNOX, CSOSG2E, CSSO2G1 | 609325 | 3 |  | Wayne County | WV099 | 99 | Electric Utility | 38.3441 | -82.5938 | Big Sandy Peaker Plant, LLC (Owner),Big Sandy Peaker Plant, LLC (Operator) | Phase 2 |  | Combustion turbine | Pipeline Natural Gas |  |  | Water Injection |  |  | 2001-06-24 | Operating | 300 | BSG2 (57) | 55284 GS03 | 57
WV | Big Sandy Peaker Plant | 55284 | GS04 | CP100, CP200 | 2023 | ARP, CSNOX, CSOSG2E, CSSO2G1 | 609325 | 3 |  | Wayne County | WV099 | 99 | Electric Utility | 38.3441 | -82.5938 | Big Sandy Peaker Plant, LLC (Owner),Big Sandy Peaker Plant, LLC (Operator) | Phase 2 |  | Combustion turbine | Pipeline Natural Gas |  |  | Water Injection |  |  | 2001-06-24 | Operating | 300 | BSG2 (57) | 55284 GS04 | 57
WV | Big Sandy Peaker Plant | 55284 | GS05 | CP100, CP200 | 2023 | ARP, CSNOX, CSOSG2E, CSSO2G1 | 609325 | 3 |  | Wayne County | WV099 | 99 | Electric Utility | 38.3441 | -82.5938 | Big Sandy Peaker Plant, LLC (Owner),Big Sandy Peaker Plant, LLC (Operator) | Phase 2 |  | Combustion turbine | Pipeline Natural Gas |  |  | Water Injection |  |  | 2001-07-04 | Operating | 300 | BSG3 (57) | 55284 GS05 | 57
WV | Big Sandy Peaker Plant | 55284 | GS06 | CP100, CP200 | 2023 | ARP, CSNOX, CSOSG2E, CSSO2G1 | 609325 | 3 |  | Wayne County | WV099 | 99 | Electric Utility | 38.3441 | -82.5938 | Big Sandy Peaker Plant, LLC (Owner),Big Sandy Peaker Plant, LLC (Operator) | Phase 2 |  | Combustion turbine | Pipeline Natural Gas |  |  | Water Injection |  |  | 2001-07-04 | Operating | 300 | BSG3 (57) | 55284 GS06 | 57
WV | Big Sandy Peaker Plant | 55284 | GS07 | CP100, CP200 | 2023 | ARP, CSNOX, CSOSG2E, CSSO2G1 | 609325 | 3 |  | Wayne County | WV099 | 99 | Electric Utility | 38.3441 | -82.5938 | Big Sandy Peaker Plant, LLC (Owner),Big Sandy Peaker Plant, LLC (Operator) | Phase 2 |  | Combustion turbine | Pipeline Natural Gas |  |  | Water Injection |  |  | 2001-07-04 | Operating | 300 | BSG4 (57) | 55284 GS07 | 57
WV | Big Sandy Peaker Plant | 55284 | GS08 | CP100, CP200 | 2023 | ARP, CSNOX, CSOSG2E, CSSO2G1 | 609325 | 3 |  | Wayne County | WV099 | 99 | Electric Utility | 38.3441 | -82.5938 | Big Sandy Peaker Plant, LLC (Owner),Big Sandy Peaker Plant, LLC (Operator) | Phase 2 |  | Combustion turbine | Pipeline Natural Gas |  |  | Water Injection |  |  | 2001-07-04 | Operating | 300 | BSG4 (57) | 55284 GS08 | 57
WV | Big Sandy Peaker Plant | 55284 | GS09 | CP100, CP200 | 2023 | ARP, CSNOX, CSOSG2E, CSSO2G1 | 609325 | 3 |  | Wayne County | WV099 | 99 | Electric Utility | 38.3441 | -82.5938 | Big Sandy Peaker Plant, LLC (Owner),Big Sandy Peaker Plant, LLC (Operator) | Phase 2 |  | Combustion turbine | Pipeline Natural Gas |  |  | Water Injection |  |  | 2001-07-17 | Operating | 300 | BSG5 (57) | 55284 GS09 | 57
WV | Big Sandy Peaker Plant | 55284 | GS10 | CP100, CP200 | 2023 | ARP, CSNOX, CSOSG2E, CSSO2G1 | 609325 | 3 |  | Wayne County | WV099 | 99 | Electric Utility | 38.3441 | -82.5938 | Big Sandy Peaker Plant, LLC (Owner),Big Sandy Peaker Plant, LLC (Operator) | Phase 2 |  | Combustion turbine | Pipeline Natural Gas |  |  | Water Injection |  |  | 2001-07-17 | Operating | 300 | BSG5 (57) | 55284 GS10 | 57
WV | Big Sandy Peaker Plant | 55284 | GS11 | CP100, CP200 | 2023 | ARP, CSNOX, CSOSG2E, CSSO2G1 | 609325 | 3 |  | Wayne County | WV099 | 99 | Electric Utility | 38.3441 | -82.5938 | Big Sandy Peaker Plant, LLC (Owner),Big Sandy Peaker Plant, LLC (Operator) | Phase 2 |  | Combustion turbine | Pipeline Natural Gas |  |  | Water Injection |  |  | 2001-07-30 | Operating | 300 | BSG6 (57) | 55284 GS11 | 57
WV | Big Sandy Peaker Plant | 55284 | GS12 | CP100, CP200 | 2023 | ARP, CSNOX, CSOSG2E, CSSO2G1 | 609325 | 3 |  | Wayne County | WV099 | 99 | Electric Utility | 38.3441 | -82.5938 | Big Sandy Peaker Plant, LLC (Owner),Big Sandy Peaker Plant, LLC (Operator) | Phase 2 |  | Combustion turbine | Pipeline Natural Gas |  |  | Water Injection |  |  | 2001-07-30 | Operating | 300 | BSG6 (57) | 55284 GS12 | 57
VA | Wolf Hills Energy | 55285 | WH01 | CP100, CP200 | 2023 | ARP, CSNOX, CSOSG3, CSSO2G1, RGGI | 609325 | 3 |  | Washington County | VA191 | 191 | Electric Utility | 36.6644 | -82.1044 | Wolf Hills Energy, LLC (Owner),Wolf Hills Energy, LLC (Operator) | Phase 2 |  | Combustion turbine | Pipeline Natural Gas |  |  | Water Injection |  |  | 2001-06-12 | Operating | 300 | WHG1 (57) | 55285 WH01 | 57
VA | Wolf Hills Energy | 55285 | WH02 | CP100, CP200 | 2023 | ARP, CSNOX, CSOSG3, CSSO2G1, RGGI | 609325 | 3 |  | Washington County | VA191 | 191 | Electric Utility | 36.6644 | -82.1044 | Wolf Hills Energy, LLC (Owner),Wolf Hills Energy, LLC (Operator) | Phase 2 |  | Combustion turbine | Pipeline Natural Gas |  |  | Water Injection |  |  | 2001-06-12 | Operating | 300 | WHG1 (57) | 55285 WH02 | 57
VA | Wolf Hills Energy | 55285 | WH03 | CP100, CP300 | 2023 | ARP, CSNOX, CSOSG3, CSSO2G1, RGGI | 609325 | 3 |  | Washington County | VA191 | 191 | Electric Utility | 36.6644 | -82.1044 | Wolf Hills Energy, LLC (Owner),Wolf Hills Energy, LLC (Operator) | Phase 2 |  | Combustion turbine | Pipeline Natural Gas |  |  | Water Injection |  |  | 2001-05-17 | Operating | 300 | WHG2 (57) | 55285 WH03 | 57
VA | Wolf Hills Energy | 55285 | WH04 | CP100, CP300 | 2023 | ARP, CSNOX, CSOSG3, CSSO2G1, RGGI | 609325 | 3 |  | Washington County | VA191 | 191 | Electric Utility | 36.6644 | -82.1044 | Wolf Hills Energy, LLC (Owner),Wolf Hills Energy, LLC (Operator) | Phase 2 |  | Combustion turbine | Pipeline Natural Gas |  |  | Water Injection |  |  | 2001-05-17 | Operating | 300 | WHG2 (57) | 55285 WH04 | 57
VA | Wolf Hills Energy | 55285 | WH05 | CP100, CP400 | 2023 | ARP, CSNOX, CSOSG3, CSSO2G1, RGGI | 609325 | 3 |  | Washington County | VA191 | 191 | Electric Utility | 36.6644 | -82.1044 | Wolf Hills Energy, LLC (Owner),Wolf Hills Energy, LLC (Operator) | Phase 2 |  | Combustion turbine | Pipeline Natural Gas |  |  | Water Injection |  |  | 2001-05-12 | Operating | 300 | WHG3 (57) | 55285 WH05 | 57
VA | Wolf Hills Energy | 55285 | WH06 | CP100, CP400 | 2023 | ARP, CSNOX, CSOSG3, CSSO2G1, RGGI | 609325 | 3 |  | Washington County | VA191 | 191 | Electric Utility | 36.6644 | -82.1044 | Wolf Hills Energy, LLC (Owner),Wolf Hills Energy, LLC (Operator) | Phase 2 |  | Combustion turbine | Pipeline Natural Gas |  |  | Water Injection |  |  | 2001-05-12 | Operating | 300 | WHG3 (57) | 55285 WH06 | 57
VA | Wolf Hills Energy | 55285 | WH07 | CP100, CP500 | 2023 | ARP, CSNOX, CSOSG3, CSSO2G1, RGGI | 609325 | 3 |  | Washington County | VA191 | 191 | Electric Utility | 36.6644 | -82.1044 | Wolf Hills Energy, LLC (Owner),Wolf Hills Energy, LLC (Operator) | Phase 2 |  | Combustion turbine | Pipeline Natural Gas |  |  | Water Injection |  |  | 2001-05-05 | Operating | 300 | WHG4 (57) | 55285 WH07 | 57
VA | Wolf Hills Energy | 55285 | WH08 | CP100, CP500 | 2023 | ARP, CSNOX, CSOSG3, CSSO2G1, RGGI | 609325 | 3 |  | Washington County | VA191 | 191 | Electric Utility | 36.6644 | -82.1044 | Wolf Hills Energy, LLC (Owner),Wolf Hills Energy, LLC (Operator) | Phase 2 |  | Combustion turbine | Pipeline Natural Gas |  |  | Water Injection |  |  | 2001-05-05 | Operating | 300 | WHG4 (57) | 55285 WH08 | 57
VA | Wolf Hills Energy | 55285 | WH09 | CP100, CP600 | 2023 | ARP, CSNOX, CSOSG3, CSSO2G1, RGGI | 609325 | 3 |  | Washington County | VA191 | 191 | Electric Utility | 36.6644 | -82.1044 | Wolf Hills Energy, LLC (Owner),Wolf Hills Energy, LLC (Operator) | Phase 2 |  | Combustion turbine | Pipeline Natural Gas |  |  | Water Injection |  |  | 2001-05-02 | Operating | 300 | WHG5 (57) | 55285 WH09 | 57
VA | Wolf Hills Energy | 55285 | WH10 | CP100, CP600 | 2023 | ARP, CSNOX, CSOSG3, CSSO2G1, RGGI | 609325 | 3 |  | Washington County | VA191 | 191 | Electric Utility | 36.6644 | -82.1044 | Wolf Hills Energy, LLC (Owner),Wolf Hills Energy, LLC (Operator) | Phase 2 |  | Combustion turbine | Pipeline Natural Gas |  |  | Water Injection |  |  | 2001-05-02 | Operating | 300 | WHG5 (57) | 55285 WH10 | 57
FL | Oleander Power Project | 55286 | O-1 |  | 2023 | ARP | 609351 | 4 |  | Brevard County | FL009 | 9 | Electric Utility | 28.3661 | -80.7947 | Oleander Power Project, LP (Owner),Oleander Power Project, LP (Operator) | Phase 2 |  | Combustion turbine | Pipeline Natural Gas |  |  | Dry Low NOx Burners,Water Injection |  |  | 2002-06-01 | Operating | 1919 | OG1 (190) | 55286 O-1 | 190
FL | Oleander Power Project | 55286 | O-2 |  | 2023 | ARP | 609351 | 4 |  | Brevard County | FL009 | 9 | Electric Utility | 28.3661 | -80.7947 | Oleander Power Project, LP (Owner),Oleander Power Project, LP (Operator) | Phase 2 |  | Combustion turbine | Pipeline Natural Gas | Diesel Oil |  | Dry Low NOx Burners,Water Injection |  |  | 2002-06-15 | Operating | 1919 | OG2 (190) | 55286 O-2 | 190
FL | Oleander Power Project | 55286 | O-3 |  | 2023 | ARP | 609351 | 4 |  | Brevard County | FL009 | 9 | Electric Utility | 28.3661 | -80.7947 | Oleander Power Project, LP (Owner),Oleander Power Project, LP (Operator) | Phase 2 |  | Combustion turbine | Pipeline Natural Gas |  |  | Dry Low NOx Burners,Water Injection |  |  | 2002-07-20 | Operating | 1919 | OG3 (190) | 55286 O-3 | 190
FL | Oleander Power Project | 55286 | O-4 |  | 2023 | ARP | 609351 | 4 |  | Brevard County | FL009 | 9 | Electric Utility | 28.3661 | -80.7947 | Oleander Power Project, LP (Owner),Oleander Power Project, LP (Operator) | Phase 2 |  | Combustion turbine | Pipeline Natural Gas |  |  | Dry Low NOx Burners,Water Injection |  |  | 2002-08-23 | Operating | 1919 | OG4 (190) | 55286 O-4 | 190
FL | Oleander Power Project | 55286 | O-5 |  | 2023 | ARP | 609351 | 4 |  | Brevard County | FL009 | 9 | Electric Utility | 28.3661 | -80.7947 | Oleander Power Project, LP (Owner),Oleander Power Project, LP (Operator) | Phase 2 |  | Combustion turbine | Pipeline Natural Gas |  |  | Dry Low NOx Burners,Water Injection |  |  | 2007-12-16 | Operating | 1920 | OG5 (190) | 55286 O-5 | 190
AL | Decatur Energy Center | 55292 | CTG-1 |  | 2023 | ARP, CSNOX, CSOSG2, CSSO2G2 | 601712 | 4 |  | Morgan County | AL103 | 103 | Electric Utility | 34.6292 | -87.0214 | Decatur Energy Center, LLC (Owner),Decatur Energy Center, LLC (Operator) | Phase 2 |  | Combined cycle | Pipeline Natural Gas |  |  | Dry Low NOx Burners,Selective Catalytic Reduction |  |  | 2002-03-28 | Operating | 2236 | CTG1 (180), STG1 (171) | 55292 CTG-1 | 237 | Y
AL | Decatur Energy Center | 55292 | CTG-2 |  | 2023 | ARP, CSNOX, CSOSG2, CSSO2G2 | 601712 | 4 |  | Morgan County | AL103 | 103 | Electric Utility | 34.6292 | -87.0214 | Decatur Energy Center, LLC (Owner),Decatur Energy Center, LLC (Operator) | Phase 2 |  | Combined cycle | Pipeline Natural Gas |  |  | Dry Low NOx Burners,Selective Catalytic Reduction |  |  | 2002-03-28 | Operating | 2236 | CTG2 (180), STG1 (171) | 55292 CTG-2 | 237 | Y
AL | Decatur Energy Center | 55292 | CTG-3 |  | 2023 | ARP, CSNOX, CSOSG2, CSSO2G2 | 601712 | 4 |  | Morgan County | AL103 | 103 | Electric Utility | 34.6292 | -87.0214 | Decatur Energy Center, LLC (Owner),Decatur Energy Center, LLC (Operator) | Phase 2 |  | Combined cycle | Pipeline Natural Gas |  |  | Dry Low NOx Burners,Selective Catalytic Reduction |  |  | 2003-03-06 | Operating | 2236 | STG1 (171), CTG3 (180) | 55292 CTG-3 | 237 | Y
AL | Morgan Energy Center | 55293 | CT-1 |  | 2023 | ARP, CSNOX, CSOSG2, CSSO2G2 | 608984 | 4 |  | Morgan County | AL103 | 103 | Electric Utility | 34.6397 | -87.0639 | Morgan Energy Center, LLC (Owner),Calpine Operating Services Company, Inc. (Operator) | Phase 2 |  | Combined cycle | Pipeline Natural Gas |  |  | Dry Low NOx Burners,Selective Catalytic Reduction |  |  | 2003-04-12 | Operating | 2236 | CTG1 (187), STG1 (198.7) | 55293 CT-1 | 253.2333 | Y
AL | Morgan Energy Center | 55293 | CT-2 |  | 2023 | ARP, CSNOX, CSOSG2, CSSO2G2 | 608984 | 4 |  | Morgan County | AL103 | 103 | Electric Utility | 34.6397 | -87.0639 | Morgan Energy Center, LLC (Owner),Calpine Operating Services Company, Inc. (Operator) | Phase 2 |  | Combined cycle | Pipeline Natural Gas |  |  | Dry Low NOx Burners,Selective Catalytic Reduction |  |  | 2003-04-07 | Operating | 2236 | STG1 (198.7), CTG2 (187) | 55293 CT-2 | 253.2333 | Y
AL | Morgan Energy Center | 55293 | CT-3 |  | 2023 | ARP, CSNOX, CSOSG2, CSSO2G2 | 608984 | 4 |  | Morgan County | AL103 | 103 | Electric Utility | 34.6397 | -87.0639 | Morgan Energy Center, LLC (Owner),Calpine Operating Services Company, Inc. (Operator) | Phase 2 |  | Combined cycle | Pipeline Natural Gas |  |  | Dry Low NOx Burners,Selective Catalytic Reduction |  |  | 2003-04-09 | Operating | 2236 | STG1 (198.7), CTG3 (187) | 55293 CT-3 | 253.2333 | Y
ME | Westbrook Energy Center | 55294 | 1 |  | 2023 | ARP, RGGI | 604977 | 1 | NPCC | Cumberland County | ME005 | 5 | Electric Utility | 43.6576 | -70.3772 | Calpine Construction Finance Company, L.P. (Owner),Calpine Operating Services Company, Inc. (Operator) | Phase 2 |  | Combined cycle | Pipeline Natural Gas |  |  | Selective Catalytic Reduction |  |  | 2001-02-28 | Operating | 3850.2 | GTG1 (184.2), STG3 (195.5) | 55294 1 | 281.95 | Y
ME | Westbrook Energy Center | 55294 | 2 |  | 2023 | ARP, RGGI | 604977 | 1 | NPCC | Cumberland County | ME005 | 5 | Electric Utility | 43.6576 | -70.3772 | Calpine Construction Finance Company, L.P. (Owner),Calpine Operating Services Company, Inc. (Operator) | Phase 2 |  | Combined cycle | Pipeline Natural Gas |  |  | Selective Catalytic Reduction |  |  | 2001-02-28 | Operating | 3850.2 | GTG2 (184.2), STG3 (195.5) | 55294 2 | 281.95 | Y
CA | Blythe Energy | 55295 | 1 |  | 2023 | ARP | 608886 | 9 | WECC | Riverside County | CA065 | 65 | Electric Utility | 33.6157 | -114.6865 | Blythe Energy Inc. (Owner),Blythe Energy Inc. (Operator) | Phase 2 |  | Combined cycle | Pipeline Natural Gas |  |  | Selective Catalytic Reduction |  |  | 2003-02-24 | Operating | 2046 | CT1 (170), ST1 (227) | 55295 1 | 283.5 | Y
CA | Blythe Energy | 55295 | 2 |  | 2023 | ARP | 608886 | 9 | WECC | Riverside County | CA065 | 65 | Electric Utility | 33.6157 | -114.6865 | Blythe Energy Inc. (Owner),Blythe Energy Inc. (Operator) | Phase 2 |  | Combined cycle | Pipeline Natural Gas |  |  | Selective Catalytic Reduction |  |  | 2003-02-26 | Operating | 2046 | ST1 (227), CT2 (170) | 55295 2 | 283.5 | Y
IL | Calumet Energy Team, LLC | 55296 | **1 |  | 2023 | ARP, CSNOX, CSOSG3, CSSO2G1 | 603383 | 5 |  | Cook County | IL031 | 31 | Electric Utility | 41.6835 | -87.5563 | Calumet Energy Team, LLC (Owner),IPA Operations, Inc. (Operator) | Phase 2 |  | Combustion turbine | Pipeline Natural Gas |  |  | Dry Low NOx Burners |  |  | 2002-06-24 | Operating | 2150 | CT11 (156) | 55296 **1 | 156
IL | Calumet Energy Team, LLC | 55296 | **2 |  | 2023 | ARP, CSNOX, CSOSG3, CSSO2G1 | 603383 | 5 |  | Cook County | IL031 | 31 | Electric Utility | 41.6835 | -87.5563 | Calumet Energy Team, LLC (Owner),IPA Operations, Inc. (Operator) | Phase 2 |  | Combustion turbine | Pipeline Natural Gas |  |  | Dry Low NOx Burners |  |  | 2002-06-24 | Operating | 2150 | CT12 (156) | 55296 **2 | 156
MI | Covert Generating Station | 55297 | 1 |  | 2023 | ARP, CSNOX, CSOSG3, CSSO2G1 | 601740 (Ended May 31, 2023), 607360 (Started May 31, 2023) | 5 |  | Van Buren County | MI159 | 159 | Electric Utility | 42.3231 | -86.2925 | New Covert Generating Company, LLC (Owner) (Ended May 31, 2023),Consumers Energy Company (Owner) (Started May 31, 2023),New Covert Generating Company, LLC (Operator) (Ended Apr 13, 2023),Consolidated Asset Management Services, LLC (Operator) (Started Apr 13, 2023) | Phase 2 |  | Combined cycle | Pipeline Natural Gas |  |  | Dry Low NOx Burners,Selective Catalytic Reduction |  |  | 2003-08-20 | Operating | 2926 | 1A (147), 1 (245) | 55297 1 | 392 | Y
MI | Covert Generating Station | 55297 | 2 |  | 2023 | ARP, CSNOX, CSOSG3, CSSO2G1 | 601740 (Ended May 31, 2023), 607360 (Started May 31, 2023) | 5 |  | Van Buren County | MI159 | 159 | Electric Utility | 42.3231 | -86.2925 | New Covert Generating Company, LLC (Owner) (Ended May 31, 2023),Consumers Energy Company (Owner) (Started May 31, 2023),New Covert Generating Company, LLC (Operator) (Ended Apr 13, 2023),Consolidated Asset Management Services, LLC (Operator) (Started Apr 13, 2023) | Phase 2 |  | Combined cycle | Pipeline Natural Gas |  |  | Dry Low NOx Burners,Selective Catalytic Reduction |  |  | 2003-09-19 | Operating | 2926 | 2A (147), 2 (245) | 55297 2 | 392 | Y
MI | Covert Generating Station | 55297 | 3 |  | 2023 | ARP, CSNOX, CSOSG3, CSSO2G1 | 601740 (Ended May 31, 2023), 607360 (Started May 31, 2023) | 5 |  | Van Buren County | MI159 | 159 | Electric Utility | 42.3231 | -86.2925 | New Covert Generating Company, LLC (Owner) (Ended May 31, 2023),Consumers Energy Company (Owner) (Started May 31, 2023),New Covert Generating Company, LLC (Operator) (Ended Apr 13, 2023),Consolidated Asset Management Services, LLC (Operator) (Started Apr 13, 2023) | Phase 2 |  | Combined cycle | Pipeline Natural Gas |  |  | Dry Low NOx Burners,Selective Catalytic Reduction |  |  | 2003-11-16 | Operating | 2926 | 3 (245), 3A (147) | 55297 3 | 392 | Y
PA | Fairless Energy Center | 55298 | 1A |  | 2023 | ARP, CSNOX, CSOSG3, CSSO2G1, RGGI | 609297 | 3 |  | Bucks County | PA017 | 17 | Electric Utility | 40.1464 | -74.7406 | Fairless Energy, LLC (Owner),Fairless Energy, LLC (Operator) | Phase 2 |  | Combined cycle | Pipeline Natural Gas |  |  | Dry Low NOx Burners,Selective Catalytic Reduction |  |  | 2004-02-20 | Operating | 2406 | CT1A (198.9), ST1 (271.2) | 55298 1A | 334.5 | Y
PA | Fairless Energy Center | 55298 | 1B |  | 2023 | ARP, CSNOX, CSOSG3, CSSO2G1, RGGI | 609297 | 3 |  | Bucks County | PA017 | 17 | Electric Utility | 40.1464 | -74.7406 | Fairless Energy, LLC (Owner),Fairless Energy, LLC (Operator) | Phase 2 |  | Combined cycle | Pipeline Natural Gas |  |  | Dry Low NOx Burners,Selective Catalytic Reduction |  |  | 2004-02-16 | Operating | 2500 | ST1 (271.2), CT1B (198.9) | 55298 1B | 334.5 | Y
PA | Fairless Energy Center | 55298 | 2A |  | 2023 | ARP, CSNOX, CSOSG3, CSSO2G1, RGGI | 609297 | 3 |  | Bucks County | PA017 | 17 | Electric Utility | 40.1464 | -74.7406 | Fairless Energy, LLC (Owner),Fairless Energy, LLC (Operator) | Phase 2 |  | Combined cycle | Pipeline Natural Gas |  |  | Dry Low NOx Burners,Selective Catalytic Reduction |  |  | 2004-04-23 | Operating | 2406 | CT2A (198.9), ST2 (271.2) | 55298 2A | 334.5 | Y
PA | Fairless Energy Center | 55298 | 2B |  | 2023 | ARP, CSNOX, CSOSG3, CSSO2G1, RGGI | 609297 | 3 |  | Bucks County | PA017 | 17 | Electric Utility | 40.1464 | -74.7406 | Fairless Energy, LLC (Owner),Fairless Energy, LLC (Operator) | Phase 2 |  | Combined cycle | Pipeline Natural Gas |  |  | Dry Low NOx Burners,Selective Catalytic Reduction |  |  | 2004-04-17 | Operating | 2406 | ST2 (271.2), CT2B (198.9) | 55298 2B | 334.5 | Y
TX | Channel Energy Center | 55299 | CTG1 |  | 2023 | ARP, CSOSG2 | 610483 | 6 |  | Harris County | TX201 | 201 | Cogeneration | 29.7189 | -95.2319 | Channel Energy Center, LLC (Owner),Calpine Operating Services Company, Inc. (Operator) | Phase 2 |  | Combined cycle | Other Gas |  |  | Selective Catalytic Reduction |  |  | 2001-07-05 | Operating | 2600 | CTG1 (215), ST-1 (285) | 55299 CTG1 | 310 | Y
TX | Channel Energy Center | 55299 | CTG2 |  | 2023 | ARP, CSOSG2 | 610483 | 6 |  | Harris County | TX201 | 201 | Cogeneration | 29.7189 | -95.2319 | Channel Energy Center, LLC (Owner),Calpine Operating Services Company, Inc. (Operator) | Phase 2 |  | Combined cycle | Other Gas |  |  | Selective Catalytic Reduction |  |  | 2002-04-25 | Operating | 2781 | CTG2 (215), ST-1 (285) | 55299 CTG2 | 310 | Y
TX | Channel Energy Center | 55299 | CTG3 |  | 2023 | ARP, CSOSG2 | 610483 | 6 |  | Harris County | TX201 | 201 | Cogeneration | 29.7189 | -95.2319 | Channel Energy Center, LLC (Owner),Calpine Operating Services Company, Inc. (Operator) | Phase 2 |  | Combined cycle | Pipeline Natural Gas | Other Gas |  | Selective Catalytic Reduction |  |  | 2014-05-26 | Operating | 2597 | CTG3 (180), ST-1 (285) | 55299 CTG3 | 310 | Y
GA | Baconton Power | 55304 | CT1 |  | 2023 | ARP, CSNOX, CSOSG1, CSSO2G2 | 1307 (Ended Mar 08, 2023), 1308 (Started Mar 08, 2023) | 4 |  | Mitchell County | GA205 | 205 | Electric Utility | 31.3869 | -84.0819 | Baconton Power (Owner) (Ended Mar 09, 2023),Baconton Energy Facility (Owner) (Started Mar 09, 2023) (Ended Apr 10, 2023),Baconton Power (Owner) (Started Mar 09, 2023) (Ended Mar 09, 2023),Sowega Power 100 LLC (Owner) (Started Apr 10, 2023),Baconton Power (Operator) (Ended Mar 09, 2023),Baconton Energy Facility (Operator) (Started Mar 09, 2023) (Ended Apr 10, 2023),Baconton Power (Operator) (Started Mar 09, 2023) (Ended Mar 09, 2023),Sowega Power 100 LLC (Operator) (Started Apr 10, 2023) | Phase 2 |  | Combustion turbine | Pipeline Natural Gas | Diesel Oil |  | Water Injection |  |  | 2000-06-15 | Operating | 614 | CT1 (60) | 55304 CT1 | 60
GA | Baconton Power | 55304 | CT5 |  | 2023 | ARP, CSNOX, CSOSG1, CSSO2G2 | 1307 (Ended Mar 08, 2023), 1308 (Started Mar 08, 2023) | 4 |  | Mitchell County | GA205 | 205 | Electric Utility | 31.3869 | -84.0819 | Baconton Power (Owner),Oglethorpe Power Corporation (Owner) (Started Jun 22, 2023),Baconton Power (Operator) (Ended Jun 22, 2023),Oglethorpe Power Corporation (Operator) (Started Jun 22, 2023) | Phase 2 |  | Combustion turbine | Pipeline Natural Gas | Diesel Oil |  | Water Injection |  |  | 2000-07-01 | Operating | 614 | CT5 (60) | 55304 CT5 | 60
AZ | Gila River Power Station | 55306 | 1CTGA |  | 2023 | ARP | 608572 | 9 | WECC | Maricopa County | AZ013 | 13 | Electric Utility | 32.9761 | -112.694 | Salt River Project (Owner),Salt River Project (Operator) | Phase 2 |  | Combined cycle | Pipeline Natural Gas |  |  | Dry Low NOx Burners,Selective Catalytic Reduction |  |  | 2003-01-20 | Operating | 2270 | CTG1 (174), ST9 (271) | 55306 1CTGA | 309.5 | Y
AZ | Gila River Power Station | 55306 | 1CTGB |  | 2023 | ARP | 608572 | 9 | WECC | Maricopa County | AZ013 | 13 | Electric Utility | 32.9761 | -112.694 | Salt River Project (Owner),Salt River Project (Operator) | Phase 2 |  | Combined cycle | Pipeline Natural Gas |  |  | Dry Low NOx Burners,Selective Catalytic Reduction |  |  | 2003-01-23 | Operating | 2310 | ST9 (271), CTG2 (174) | 55306 1CTGB | 309.5 | Y
AZ | Gila River Power Station | 55306 | 2CTGA |  | 2023 | ARP | 608572 | 9 | WECC | Maricopa County | AZ013 | 13 | Electric Utility | 32.9761 | -112.694 | Tucson Electric Power Company (Owner),Salt River Project (Operator) | Phase 2 |  | Combined cycle | Pipeline Natural Gas |  |  | Dry Low NOx Burners,Selective Catalytic Reduction |  |  | 2003-01-20 | Operating | 2270 | CTG3 (174), ST10 (271) | 55306 2CTGA | 309.5 | Y
AZ | Gila River Power Station | 55306 | 2CTGB |  | 2023 | ARP | 608572 | 9 | WECC | Maricopa County | AZ013 | 13 | Electric Utility | 32.9761 | -112.694 | Tucson Electric Power Company (Owner),Salt River Project (Operator) | Phase 2 |  | Combined cycle | Pipeline Natural Gas |  |  | Dry Low NOx Burners,Selective Catalytic Reduction |  |  | 2003-05-31 | Operating | 2350 | ST10 (271), CTG4 (174) | 55306 2CTGB | 309.5 | Y
AZ | Gila River Power Station | 55306 | 3CTGA |  | 2023 | ARP | 608572 | 9 | WECC | Maricopa County | AZ013 | 13 | Electric Utility | 32.9761 | -112.694 | Tucson Electric Power Company (Owner),UNS Electric, Inc. (Owner),Salt River Project (Operator) | Phase 2 |  | Combined cycle | Pipeline Natural Gas |  |  | Dry Low NOx Burners,Selective Catalytic Reduction |  |  | 2003-01-20 | Operating | 2625 | ST11 (271), CTG5 (174) | 55306 3CTGA | 309.5 | Y
AZ | Gila River Power Station | 55306 | 3CTGB |  | 2023 | ARP | 608572 | 9 | WECC | Maricopa County | AZ013 | 13 | Electric Utility | 32.9761 | -112.694 | Tucson Electric Power Company (Owner),UNS Electric, Inc. (Owner),Salt River Project (Operator) | Phase 2 |  | Combined cycle | Pipeline Natural Gas |  |  | Dry Low NOx Burners,Selective Catalytic Reduction |  |  | 2003-06-30 | Operating | 2650 | ST11 (271), CTG6 (174) | 55306 3CTGB | 309.5 | Y
AZ | Gila River Power Station | 55306 | 4CTGA |  | 2023 | ARP | 608572 | 9 | WECC | Maricopa County | AZ013 | 13 | Electric Utility | 32.9761 | -112.694 | Salt River Project (Owner),Salt River Project (Operator) | Phase 2 |  | Combined cycle | Pipeline Natural Gas |  |  | Dry Low NOx Burners,Selective Catalytic Reduction |  |  | 2003-01-20 | Operating | 2334 | CTG7 (174), ST12 (271) | 55306 4CTGA | 309.5 | Y
AZ | Gila River Power Station | 55306 | 4CTGB |  | 2023 | ARP | 608572 | 9 | WECC | Maricopa County | AZ013 | 13 | Electric Utility | 32.9761 | -112.694 | Salt River Project (Owner),Salt River Project (Operator) | Phase 2 |  | Combined cycle | Pipeline Natural Gas |  |  | Dry Low NOx Burners,Selective Catalytic Reduction |  |  | 2003-01-20 | Operating | 2261 | CTG8 (174), ST12 (271) | 55306 4CTGB | 309.5 | Y
MA | Fore River Energy Center | 55317 | 11 |  | 2023 | ARP, RGGI, SIPNOX | 610444 | 1 |  | Norfolk County | MA021 | 21 | Electric Utility | 42.2417 | -70.9653 | Calpine Fore River Energy Center LLC (Owner),Calpine Operating Services Company, Inc. (Operator) | Phase 2 |  | Combined cycle | Pipeline Natural Gas | Diesel Oil |  | Dry Low NOx Burners,Water Injection,Selective Catalytic Reduction |  |  | 2003-03-23 | Operating | 3001 | ST15 (315), GT11 (278.6) | 55317 11 | 436.1 | Y
MA | Fore River Energy Center | 55317 | 12 |  | 2023 | ARP, RGGI, SIPNOX | 610444 | 1 |  | Norfolk County | MA021 | 21 | Electric Utility | 42.2417 | -70.9653 | Calpine Fore River Energy Center LLC (Owner),Calpine Operating Services Company, Inc. (Operator) | Phase 2 |  | Combined cycle | Pipeline Natural Gas | Diesel Oil |  | Dry Low NOx Burners,Water Injection,Selective Catalytic Reduction |  |  | 2003-04-20 | Operating | 3250 | GT12 (278.6), ST15 (315) | 55317 12 | 436.1 | Y
TX | Wise County Power Company, LLC | 55320 | GT-1 |  | 2023 | ARP, CSOSG2 | 603383 | 6 |  | Wise County | TX497 | 497 | Electric Utility | 33.0583 | -97.9103 | Wise County Power Company, LLC (Owner),Wise County Power Company, LLC (Operator) | Phase 2 |  | Combined cycle | Pipeline Natural Gas |  |  | Dry Low NOx Burners,Selective Catalytic Reduction |  |  | 2003-09-30 | Operating | 3187.1 | ST1 (262), GT1 (242) | 55320 GT-1 | 373 | Y
TX | Wise County Power Company, LLC | 55320 | GT-2 |  | 2023 | ARP, CSOSG2 | 603383 | 6 |  | Wise County | TX497 | 497 | Electric Utility | 33.0583 | -97.9103 | Wise County Power Company, LLC (Owner),Wise County Power Company, LLC (Operator) | Phase 2 |  | Combined cycle | Pipeline Natural Gas |  |  | Dry Low NOx Burners,Selective Catalytic Reduction |  |  | 2003-09-11 | Operating | 3187.1 | GT2 (242), ST1 (262) | 55320 GT-2 | 373 | Y
NV | Chuck Lenzie Generating Station | 55322 | CTG-1 |  | 2023 | ARP | 610268 | 9 |  | Clark County | NV003 | 3 | Electric Utility | 36.3853 | -114.9228 | NV Energy (Owner),NV Energy (Operator) | Phase 2 |  | Combined cycle | Pipeline Natural Gas |  |  | Dry Low NOx Burners,Selective Catalytic Reduction |  |  | 2005-08-31 | Operating | 2425 | CTG1 (201.5), ST1 (329.8) | 55322 CTG-1 | 366.4 | Y
NV | Chuck Lenzie Generating Station | 55322 | CTG-2 |  | 2023 | ARP | 610268 | 9 |  | Clark County | NV003 | 3 | Electric Utility | 36.3853 | -114.9228 | NV Energy (Owner),NV Energy (Operator) | Phase 2 |  | Combined cycle | Pipeline Natural Gas |  |  | Dry Low NOx Burners,Selective Catalytic Reduction |  |  | 2005-09-12 | Operating | 2425 | CTG2 (201.5), ST1 (329.8) | 55322 CTG-2 | 366.4 | Y
NV | Chuck Lenzie Generating Station | 55322 | CTG-3 |  | 2023 | ARP | 610268 | 9 |  | Clark County | NV003 | 3 | Electric Utility | 36.3853 | -114.9228 | NV Energy (Owner),NV Energy (Operator) | Phase 2 |  | Combined cycle | Pipeline Natural Gas |  |  | Dry Low NOx Burners,Selective Catalytic Reduction |  |  | 2005-11-22 | Operating | 2425 | ST2 (329.8), CTG3 (201.5) | 55322 CTG-3 | 366.4 | Y
NV | Chuck Lenzie Generating Station | 55322 | CTG-4 |  | 2023 | ARP | 610268 | 9 |  | Clark County | NV003 | 3 | Electric Utility | 36.3853 | -114.9228 | NV Energy (Owner),NV Energy (Operator) | Phase 2 |  | Combined cycle | Pipeline Natural Gas |  |  | Dry Low NOx Burners,Selective Catalytic Reduction |  |  | 2005-12-02 | Operating | 2425 | ST2 (329.8), CTG4 (201.5) | 55322 CTG-4 | 366.4 | Y
TX | Baytown Energy Center | 55327 | CTG-1 |  | 2023 | ARP, CSOSG2 | 610153 (Ended Aug 16, 2023), 607172 (Started Aug 16, 2023) | 6 |  | Chambers County | TX071 | 71 | Cogeneration | 29.7731 | -94.9019 | Baytown Energy Center, LP (Owner),Calpine Operating Services Company, Inc. (Operator) | Phase 2 |  | Combined cycle | Pipeline Natural Gas |  |  | Selective Catalytic Reduction |  |  | 2002-06-01 | Operating | 2500 | CTG1 (210), STG1 (275) | 55327 CTG-1 | 301.6667 | Y
TX | Baytown Energy Center | 55327 | CTG-2 |  | 2023 | ARP, CSOSG2 | 610153 (Ended Aug 16, 2023), 607172 (Started Aug 16, 2023) | 6 |  | Chambers County | TX071 | 71 | Cogeneration | 29.7731 | -94.9019 | Baytown Energy Center, LP (Owner),Calpine Operating Services Company, Inc. (Operator) | Phase 2 |  | Combined cycle | Pipeline Natural Gas |  |  | Selective Catalytic Reduction |  |  | 2002-06-01 | Operating | 2500 | CTG2 (214.8), STG1 (275) | 55327 CTG-2 | 306.4667 | Y
TX | Baytown Energy Center | 55327 | CTG-3 |  | 2023 | ARP, CSOSG2 | 610153 (Ended Aug 16, 2023), 607172 (Started Aug 16, 2023) | 6 |  | Chambers County | TX071 | 71 | Cogeneration | 29.7731 | -94.9019 | Baytown Energy Center, LP (Owner),Calpine Operating Services Company, Inc. (Operator) | Phase 2 |  | Combined cycle | Pipeline Natural Gas |  |  | Selective Catalytic Reduction |  |  | 2002-06-01 | Operating | 2500 | CTG3 (214.8), STG1 (275) | 55327 CTG-3 | 306.4667 | Y
OR | Hermiston Power Plant | 55328 | CTG-1 |  | 2023 | ARP | 609469 | 10 | WECC | Umatilla County | OR059 | 59 | Electric Utility | 45.7934 | -119.313 | Hermiston Power Partnership (Owner),Hermiston Power Partnership (Operator) | Phase 2 |  | Combined cycle | Pipeline Natural Gas |  |  | Dry Low NOx Burners,Selective Catalytic Reduction |  |  | 2002-04-30 | Operating | 2450 | STG1 (264.4), CTG1 (212.5) | 55328 CTG-1 | 344.7 | Y
OR | Hermiston Power Plant | 55328 | CTG-2 |  | 2023 | ARP | 609469 | 10 | WECC | Umatilla County | OR059 | 59 | Electric Utility | 45.7934 | -119.313 | Hermiston Power Partnership (Owner),Hermiston Power Partnership (Operator) | Phase 2 |  | Combined cycle | Pipeline Natural Gas |  |  | Dry Low NOx Burners,Selective Catalytic Reduction |  |  | 2002-04-17 | Operating | 2450 | CTG2 (212.5), STG1 (264.4) | 55328 CTG-2 | 344.7 | Y
GA | Washington County Power | 55332 | T1 |  | 2023 | ARP, CSNOX, CSOSG1, CSSO2G2 | 606323 | 4 |  | Washington County | GA303 | 303 | Electric Utility | 33.0917 | -82.9803 | Washington County Power, LLC (Owner),Washington County Power, LLC (Operator) (Ended Jan 19, 2023),SEPG Operating Services (Operator) (Started Jan 19, 2023) | Phase 2 |  | Combustion turbine | Pipeline Natural Gas |  |  | Dry Low NOx Burners |  |  | 2003-02-13 | Operating | 1944 | 1 (176) | 55332 T1 | 176
GA | Washington County Power | 55332 | T2 |  | 2023 | ARP, CSNOX, CSOSG1, CSSO2G2 | 606323 | 4 |  | Washington County | GA303 | 303 | Electric Utility | 33.0917 | -82.9803 | Washington County Power, LLC (Owner) (Ended Jan 19, 2023),Oglethorpe Power Corporation (Owner) (Started Jan 19, 2023),Washington County Power, LLC (Operator) (Ended Jan 19, 2023),SEPG Operating Services (Operator) (Started Jan 19, 2023) | Phase 2 |  | Combustion turbine | Pipeline Natural Gas |  |  | Dry Low NOx Burners |  |  | 2003-03-03 | Operating | 1944 | 2 (176) | 55332 T2 | 176
GA | Washington County Power | 55332 | T3 |  | 2023 | ARP, CSNOX, CSOSG1, CSSO2G2 | 606323 | 4 |  | Washington County | GA303 | 303 | Electric Utility | 33.0917 | -82.9803 | Washington County Power, LLC (Owner) (Ended Jan 19, 2023),Oglethorpe Power Corporation (Owner) (Started Jan 19, 2023),Washington County Power, LLC (Operator) (Ended Jan 19, 2023),SEPG Operating Services (Operator) (Started Jan 19, 2023) | Phase 2 |  | Combustion turbine | Pipeline Natural Gas |  |  | Dry Low NOx Burners |  |  | 2003-03-27 | Operating | 1944 | 3 (176) | 55332 T3 | 176
GA | Washington County Power | 55332 | T4 |  | 2023 | ARP, CSNOX, CSOSG1, CSSO2G2 | 606323 | 4 |  | Washington County | GA303 | 303 | Electric Utility | 33.0917 | -82.9803 | Washington County Power, LLC (Owner),Washington County Power, LLC (Operator) (Ended Jan 19, 2023),SEPG Operating Services (Operator) (Started Jan 19, 2023) | Phase 2 |  | Combustion turbine | Pipeline Natural Gas |  |  | Dry Low NOx Burners |  |  | 2003-04-07 | Operating | 1944 | 4 (176) | 55332 T4 | 176
CA | Delta Energy Center, LLC | 55333 | 1 |  | 2023 | ARP | 609261 (Ended Apr 24, 2023), 610469 (Started Apr 24, 2023) | 9 |  | Contra Costa County | CA013 | 13 | Electric Utility | 38.0167 | -121.8439 | Delta Energy Center, LLC (Owner),Delta Energy Center, LLC (Operator) | Phase 2 |  | Combined cycle | Pipeline Natural Gas |  |  | Ammonia Injection |  |  | 2001-12-01 | Operating | 2125 | CTG1 (212), STG1 (306) | 55333 1 | 314
CA | Delta Energy Center, LLC | 55333 | 2 |  | 2023 | ARP | 609261 (Ended Apr 24, 2023), 610469 (Started Apr 24, 2023) | 9 |  | Contra Costa County | CA013 | 13 | Electric Utility | 38.0167 | -121.8439 | Delta Energy Center, LLC (Owner),Delta Energy Center, LLC (Operator) | Phase 2 |  | Combined cycle | Pipeline Natural Gas |  |  | Ammonia Injection |  |  | 2001-12-01 | Operating | 2125 | STG1 (306), CTG2 (212) | 55333 2 | 314
CA | Delta Energy Center, LLC | 55333 | 3 |  | 2023 | ARP | 609261 (Ended Apr 24, 2023), 610469 (Started Apr 24, 2023) | 9 |  | Contra Costa County | CA013 | 13 | Electric Utility | 38.0167 | -121.8439 | Delta Energy Center, LLC (Owner),Delta Energy Center, LLC (Operator) | Phase 2 |  | Combined cycle | Pipeline Natural Gas |  |  | Ammonia Injection |  |  | 2001-12-01 | Operating | 2125 | CTG3 (213.5), STG1 (306) | 55333 3 | 315.5
IL | Holland Energy Facility | 55334 | CTG1 |  | 2023 | ARP, CSNOX, CSOSG3, CSSO2G1 | 606531 (Ended Feb 22, 2023), 604752 (Started Feb 22, 2023) | 5 |  | Shelby County | IL173 | 173 | Electric Utility | 39.2242 | -88.7594 | Hoosier Energy REC, Inc. (Owner),Wabash Valley Power Alliance (Owner),NAES Corporation (Operator) | Phase 2 |  | Combined cycle | Pipeline Natural Gas |  |  | Dry Low NOx Burners,Selective Catalytic Reduction |  |  | 2002-03-29 | Operating | 2600 | STG1 (345.1), CTG1 (178.5) | 55334 CTG1 | 351.05 | Y
IL | Holland Energy Facility | 55334 | CTG2 |  | 2023 | ARP, CSNOX, CSOSG3, CSSO2G1 | 606531 (Ended Feb 22, 2023), 604752 (Started Feb 22, 2023) | 5 |  | Shelby County | IL173 | 173 | Electric Utility | 39.2242 | -88.7594 | Hoosier Energy REC, Inc. (Owner),Wabash Valley Power Alliance (Owner),NAES Corporation (Operator) | Phase 2 |  | Combined cycle | Pipeline Natural Gas |  |  | Dry Low NOx Burners,Selective Catalytic Reduction |  |  | 2002-03-30 | Operating | 2600 | CTG2 (178.5), STG1 (345.1) | 55334 CTG2 | 351.05 | Y
PA | Helix Ironwood LLC | 55337 | 1 |  | 2023 | ARP, CSNOX, CSOSG3, CSSO2G1, RGGI | 605624 | 3 |  | Lebanon County | PA075 | 75 | Electric Utility | 40.3509 | -76.3658 | Helix Ironwood, LLC (Owner),Helix Ironwood, LLC (Operator) | Phase 2 |  | Combined cycle | Pipeline Natural Gas |  |  | Dry Low NOx Burners,Ammonia Injection |  |  | 2001-07-17 | Operating | 3000 | ST4 (230), CT1 (259.2) | 55337 1 | 374.2
PA | Helix Ironwood LLC | 55337 | 2 |  | 2023 | ARP, CSNOX, CSOSG3, CSSO2G1, RGGI | 605624 | 3 |  | Lebanon County | PA075 | 75 | Electric Utility | 40.3509 | -76.3658 | Helix Ironwood, LLC (Owner),Helix Ironwood, LLC (Operator) | Phase 2 |  | Combined cycle | Pipeline Natural Gas |  |  | Dry Low NOx Burners,Ammonia Injection |  |  | 2001-08-01 | Operating | 3000 | CT2 (259.2), ST4 (230) | 55337 2 | 374.2
AR | Dell Power Plant | 55340 | 1 |  | 2023 | ARP, CSOSG2 | 606546 | 6 |  | Mississippi County | AR093 | 93 | Electric Utility | 35.8619 | -90.0253 | Associated Electric Cooperative, Inc. (Owner),Associated Electric Cooperative, Inc. (Operator) | Phase 2 |  | Combined cycle | Pipeline Natural Gas | Diesel Oil |  | Dry Low NOx Burners,Selective Catalytic Reduction |  |  | 2007-05-08 | Operating | 3672.9 | STG (281), CTG1 (199) | 55340 1 | 339.5 | Y
AR | Dell Power Plant | 55340 | 2 |  | 2023 | ARP, CSOSG2 | 606546 | 6 |  | Mississippi County | AR093 | 93 | Electric Utility | 35.8619 | -90.0253 | Associated Electric Cooperative, Inc. (Owner),Associated Electric Cooperative, Inc. (Operator) | Phase 2 |  | Combined cycle | Pipeline Natural Gas | Diesel Oil |  | Dry Low NOx Burners,Selective Catalytic Reduction |  |  | 2007-04-23 | Operating | 4348.1 | CTG2 (199), STG (281) | 55340 2 | 339.5 | Y
NM | Luna Energy Facility | 55343 | CTG1 |  | 2023 | ARP | 610023 | 6 |  | Luna County | NM029 | 29 | Electric Utility | 32.2983 | -107.78 | Public Service Company of New Mexico (Owner),Public Service Company of New Mexico (Operator) | Phase 2 |  | Combined cycle | Pipeline Natural Gas |  |  | Dry Low NOx Burners,Selective Catalytic Reduction |  |  | 2005-12-14 | Operating | 2381.2 | STG1 (300), CTG1 (175) | 55343 CTG1 | 325 | Y
NM | Luna Energy Facility | 55343 | CTG2 |  | 2023 | ARP | 610023 | 6 |  | Luna County | NM029 | 29 | Electric Utility | 32.2983 | -107.78 | Public Service Company of New Mexico (Owner),Public Service Company of New Mexico (Operator) | Phase 2 |  | Combined cycle | Pipeline Natural Gas |  |  | Dry Low NOx Burners,Selective Catalytic Reduction |  |  | 2005-12-11 | Operating | 2381.2 | CTG2 (175), STG1 (300) | 55343 CTG2 | 325 | Y
CA | Otay Mesa Energy Center, LLC | 55345 | CTG-1 |  | 2023 | ARP | 600932 | 9 | WECC | San Diego County | CA073 | 73 | Electric Utility | 32.5733 | -116.9153 | Otay Mesa Energy Center, LLC (Owner),Otay Mesa Energy Center, LLC (Operator) | Phase 2 |  | Combined cycle | Pipeline Natural Gas |  |  | Dry Low NOx Burners,Selective Catalytic Reduction |  |  | 2009-07-22 | Operating | 2200 | 1-01 (198.9), 1-03 (290.7) | 55345 CTG-1 | 344.25 | Y
CA | Otay Mesa Energy Center, LLC | 55345 | CTG-2 |  | 2023 | ARP | 600932 | 9 | WECC | San Diego County | CA073 | 73 | Electric Utility | 32.5733 | -116.9153 | Otay Mesa Energy Center, LLC (Owner),Otay Mesa Energy Center, LLC (Operator) | Phase 2 |  | Combined cycle | Pipeline Natural Gas |  |  | Dry Low NOx Burners,Selective Catalytic Reduction |  |  | 2009-07-23 | Operating | 2200 | 1-03 (290.7), 1-02 (198.9) | 55345 CTG-2 | 344.25 | Y
PA | Armstrong Power, LLC | 55347 | 1 |  | 2023 | ARP, CSNOX, CSOSG3, CSSO2G1, RGGI | 605624 | 3 |  | Armstrong County | PA005 | 5 | Electric Utility | 40.6383 | -79.3503 | Armstrong Power, LLC (Owner),Armstrong Power, LLC (Operator) | Phase 2 |  | Combustion turbine | Pipeline Natural Gas | Diesel Oil |  | Dry Low NOx Burners,Water Injection |  |  | 2002-04-11 | Operating | 1926 | 1 (172) | 55347 1 | 172
PA | Armstrong Power, LLC | 55347 | 2 |  | 2023 | ARP, CSNOX, CSOSG3, CSSO2G1, RGGI | 605624 | 3 |  | Armstrong County | PA005 | 5 | Electric Utility | 40.6383 | -79.3503 | Armstrong Power, LLC (Owner),Armstrong Power, LLC (Operator) | Phase 2 |  | Combustion turbine | Pipeline Natural Gas | Diesel Oil |  | Dry Low NOx Burners,Water Injection |  |  | 2002-04-16 | Operating | 1926 | 2 (172) | 55347 2 | 172
PA | Armstrong Power, LLC | 55347 | 3 |  | 2023 | ARP, CSNOX, CSOSG3, CSSO2G1, RGGI | 605624 | 3 |  | Armstrong County | PA005 | 5 | Electric Utility | 40.6383 | -79.3503 | Armstrong Power, LLC (Owner),Armstrong Power, LLC (Operator) | Phase 2 |  | Combustion turbine | Pipeline Natural Gas | Diesel Oil |  | Dry Low NOx Burners,Water Injection |  |  | 2002-04-26 | Operating | 1926 | 3 (172) | 55347 3 | 172
PA | Armstrong Power, LLC | 55347 | 4 |  | 2023 | ARP, CSNOX, CSOSG3, CSSO2G1, RGGI | 605624 | 3 |  | Armstrong County | PA005 | 5 | Electric Utility | 40.6383 | -79.3503 | Armstrong Power, LLC (Owner),Armstrong Power, LLC (Operator) | Phase 2 |  | Combustion turbine | Pipeline Natural Gas | Diesel Oil |  | Dry Low NOx Burners,Water Injection |  |  | 2002-05-08 | Operating | 1926 | 4 (172) | 55347 4 | 172
OH | Troy Energy, LLC | 55348 | 1 |  | 2023 | ARP, CSNOX, CSOSG3, CSSO2G1 | 605624 | 5 |  | Wood County | OH173 | 173 | Electric Utility | 41.4774 | -83.4616 | Troy Energy, LLC (Owner),Troy Energy, LLC (Operator) | Phase 2 |  | Combustion turbine | Pipeline Natural Gas | Diesel Oil |  | Dry Low NOx Burners,Water Injection |  |  | 2002-04-08 | Operating | 2128 | 1 (196.9) | 55348 1 | 196.9
OH | Troy Energy, LLC | 55348 | 2 |  | 2023 | ARP, CSNOX, CSOSG3, CSSO2G1 | 605624 | 5 |  | Wood County | OH173 | 173 | Electric Utility | 41.4774 | -83.4616 | Troy Energy, LLC (Owner),Troy Energy, LLC (Operator) | Phase 2 |  | Combustion turbine | Pipeline Natural Gas | Diesel Oil |  | Dry Low NOx Burners,Water Injection |  |  | 2002-04-25 | Operating | 2128 | 2 (196.9) | 55348 2 | 196.9
OH | Troy Energy, LLC | 55348 | 3 |  | 2023 | ARP, CSNOX, CSOSG3, CSSO2G1 | 605624 | 5 |  | Wood County | OH173 | 173 | Electric Utility | 41.4774 | -83.4616 | Troy Energy, LLC (Owner),Troy Energy, LLC (Operator) | Phase 2 |  | Combustion turbine | Pipeline Natural Gas | Diesel Oil |  | Dry Low NOx Burners,Water Injection |  |  | 2002-05-07 | Operating | 2128 | 3 (196.9) | 55348 3 | 196.9
OH | Troy Energy, LLC | 55348 | 4 |  | 2023 | ARP, CSNOX, CSOSG3, CSSO2G1 | 605624 | 5 |  | Wood County | OH173 | 173 | Electric Utility | 41.4774 | -83.4616 | Troy Energy, LLC (Owner),Troy Energy, LLC (Operator) | Phase 2 |  | Combustion turbine | Pipeline Natural Gas | Diesel Oil |  | Dry Low NOx Burners,Water Injection |  |  | 2002-05-12 | Operating | 2128 | 4 (196.9) | 55348 4 | 196.9
WV | Pleasants Energy, LLC | 55349 | 1 |  | 2023 | ARP, CSNOX, CSOSG2E, CSSO2G1 | 603383 | 3 |  | Pleasants County | WV073 | 73 | Electric Utility | 39.3328 | -81.3639 | Pleasants Energy, LLC (Owner),Pleasants Energy, LLC (Operator) | Phase 2 |  | Combustion turbine | Pipeline Natural Gas | Diesel Oil |  | Dry Low NOx Burners,Water Injection |  |  | 2001-12-06 | Operating | 2013 | 1 (172) | 55349 1 | 172
WV | Pleasants Energy, LLC | 55349 | 2 |  | 2023 | ARP, CSNOX, CSOSG2E, CSSO2G1 | 603383 | 3 |  | Pleasants County | WV073 | 73 | Electric Utility | 39.3328 | -81.3639 | Pleasants Energy, LLC (Owner),Pleasants Energy, LLC (Operator) | Phase 2 |  | Combustion turbine | Pipeline Natural Gas | Diesel Oil |  | Dry Low NOx Burners,Water Injection |  |  | 2002-01-11 | Operating | 2013 | 2 (172) | 55349 2 | 172
OH | Dresden Energy Facility | 55350 | 1A |  | 2023 | ARP, CSNOX, CSOSG3, CSSO2G1 | 608993 (Ended Apr 12, 2023), 610620 (Started Apr 12, 2023) | 5 |  | Muskingum County | OH119 | 119 | Electric Utility | 40.0935 | -82.0267 | Appalachian Power Company (Owner),Appalachian Power Company (Operator) | Phase 2 |  | Combined cycle | Pipeline Natural Gas |  |  | Dry Low NOx Burners,Selective Catalytic Reduction |  |  | 2011-10-27 | Operating | 2250 | 1 (198.9), 3 (280.5) | 55350 1A | 339.15 | Y
OH | Dresden Energy Facility | 55350 | 1B |  | 2023 | ARP, CSNOX, CSOSG3, CSSO2G1 | 608993 (Ended Apr 12, 2023), 610620 (Started Apr 12, 2023) | 5 |  | Muskingum County | OH119 | 119 | Electric Utility | 40.0935 | -82.0267 | Appalachian Power Company (Owner),Appalachian Power Company (Operator) | Phase 2 |  | Combined cycle | Pipeline Natural Gas |  |  | Dry Low NOx Burners,Selective Catalytic Reduction |  |  | 2011-11-08 | Operating | 2250 | 3 (280.5), 2 (198.9) | 55350 1B | 339.15 | Y
TX | Brazos Valley Energy, LP | 55357 | CTG1 |  | 2023 | ARP, CSOSG2 | 610469 | 6 |  | Fort Bend County | TX157 | 157 | Cogeneration | 29.4731 | -95.6244 | Brazos Valley Energy, LP (Owner),Calpine Operating Services Company, Inc. (Operator) | Phase 2 |  | Combined cycle | Pipeline Natural Gas |  |  | Dry Low NOx Burners,Selective Catalytic Reduction |  |  | 2003-01-13 | Operating | 2360 | CTG1 (200), STG1 (275.6) | 55357 CTG1 | 337.8 | Y
TX | Brazos Valley Energy, LP | 55357 | CTG2 |  | 2023 | ARP, CSOSG2 | 610469 | 6 |  | Fort Bend County | TX157 | 157 | Cogeneration | 29.4731 | -95.6244 | Brazos Valley Energy, LP (Owner),Calpine Operating Services Company, Inc. (Operator) | Phase 2 |  | Combined cycle | Pipeline Natural Gas |  |  | Dry Low NOx Burners,Selective Catalytic Reduction |  |  | 2003-01-13 | Operating | 2360 | STG1 (275.6), CTG2 (200) | 55357 CTG2 | 337.8 | Y
TX | Cottonwood Energy Project | 55358 | CT1 |  | 2023 | ARP, CSOSG2 | 602998 | 6 | SERC | Newton County | TX351 | 351 | Electric Utility | 30.2588 | -93.7353 | Cottonwood Energy Company, LP (Owner),NRG COTTONWOOD TENANT LLC (Operator) | Phase 2 |  | Combined cycle | Pipeline Natural Gas |  |  | Dry Low NOx Burners,Selective Catalytic Reduction |  |  | 2002-11-08 | Operating | 3450 | ST1 (156), CT1 (190) | 55358 CT1 | 346 | Y
TX | Cottonwood Energy Project | 55358 | CT2 |  | 2023 | ARP, CSOSG2 | 602998 | 6 | SERC | Newton County | TX351 | 351 | Electric Utility | 30.2588 | -93.7353 | Cottonwood Energy Company, LP (Owner),NRG COTTONWOOD TENANT LLC (Operator) | Phase 2 |  | Combined cycle | Pipeline Natural Gas |  |  | Dry Low NOx Burners,Selective Catalytic Reduction |  |  | 2002-11-17 | Operating | 3450 | CT2 (190), ST2 (156) | 55358 CT2 | 346 | Y
TX | Cottonwood Energy Project | 55358 | CT3 |  | 2023 | ARP, CSOSG2 | 602998 | 6 | SERC | Newton County | TX351 | 351 | Electric Utility | 30.2588 | -93.7353 | Cottonwood Energy Company, LP (Owner),NRG COTTONWOOD TENANT LLC (Operator) | Phase 2 |  | Combined cycle | Pipeline Natural Gas |  |  | Dry Low NOx Burners,Selective Catalytic Reduction |  |  | 2003-01-13 | Operating | 3150 | ST3 (156), CT3 (190) | 55358 CT3 | 346 | Y
TX | Cottonwood Energy Project | 55358 | CT4 |  | 2023 | ARP, CSOSG2 | 602998 | 6 | SERC | Newton County | TX351 | 351 | Electric Utility | 30.2588 | -93.7353 | Cottonwood Energy Company, LP (Owner),NRG COTTONWOOD TENANT LLC (Operator) | Phase 2 |  | Combined cycle | Pipeline Natural Gas |  |  | Dry Low NOx Burners,Selective Catalytic Reduction |  |  | 2003-02-06 | Operating | 3150 | CT4 (190), ST4 (156) | 55358 CT4 | 346 | Y
IN | Sugar Creek Generating Station | 55364 | CT11 |  | 2023 | ARP, CSNOX, CSOSG3, CSSO2G1 | 609545 | 5 |  | Vigo County | IN167 | 167 | Electric Utility | 39.3922 | -87.5103 | Northern Indiana Public Service Company (Owner),Northern Indiana Public Service Company (Operator) | Phase 2 |  | Combined cycle | Pipeline Natural Gas |  |  | Selective Catalytic Reduction,Dry Low NOx Burners |  |  | 2002-06-01 | Operating | 2800 | CT01 (159), ST1 (237.3) | 55364 CT11 | 277.65 | Y
IN | Sugar Creek Generating Station | 55364 | CT12 |  | 2023 | ARP, CSNOX, CSOSG3, CSSO2G1 | 609545 | 5 |  | Vigo County | IN167 | 167 | Electric Utility | 39.3922 | -87.5103 | Northern Indiana Public Service Company (Owner),Northern Indiana Public Service Company (Operator) | Phase 2 |  | Combined cycle | Pipeline Natural Gas |  |  | Selective Catalytic Reduction,Dry Low NOx Burners |  |  | 2002-06-01 | Operating | 2800 | ST1 (237.3), CT02 (159) | 55364 CT12 | 277.65 | Y
TX | LaPorte Generating Station | 55365 | GT-1 | CP1 | 2023 | ARP, CSOSG2 | 609694 | 6 |  | Harris County | TX201 | 201 | Electric Utility | 29.702 | -95.071 | Colorado Bend I Power, LLC (Owner),LaPorte Power, LLC (Operator) | Phase 2 |  | Combustion turbine | Pipeline Natural Gas |  |  | Dry Low NOx Burners |  |  | 2001-06-19 | Operating | 584 | GT1 (44) | 55365 GT-1 | 44
TX | LaPorte Generating Station | 55365 | GT-2 | CP1 | 2023 | ARP, CSOSG2 | 609694 | 6 |  | Harris County | TX201 | 201 | Electric Utility | 29.702 | -95.071 | Colorado Bend I Power, LLC (Owner),LaPorte Power, LLC (Operator) | Phase 2 |  | Combustion turbine | Pipeline Natural Gas |  |  | Dry Low NOx Burners |  |  | 2001-06-20 | Operating | 584 | GT2 (44) | 55365 GT-2 | 44
TX | LaPorte Generating Station | 55365 | GT-3 | CP1 | 2023 | ARP, CSOSG2 | 609694 | 6 |  | Harris County | TX201 | 201 | Electric Utility | 29.702 | -95.071 | Colorado Bend I Power, LLC (Owner),LaPorte Power, LLC (Operator) | Phase 2 |  | Combustion turbine | Pipeline Natural Gas |  |  | Dry Low NOx Burners |  |  | 2001-07-10 | Operating | 584 | GT3 (44) | 55365 GT-3 | 44
TX | LaPorte Generating Station | 55365 | GT-4 | CP1 | 2023 | ARP, CSOSG2 | 609694 | 6 |  | Harris County | TX201 | 201 | Electric Utility | 29.702 | -95.071 | Colorado Bend I Power, LLC (Owner),LaPorte Power, LLC (Operator) | Phase 2 |  | Combustion turbine | Pipeline Natural Gas |  |  | Dry Low NOx Burners |  |  | 2001-08-04 | Operating | 584 | GT4 (44) | 55365 GT-4 | 44
AZ | New Harquahala Generating Company | 55372 | CTG1 |  | 2023 | ARP | 603354 | 9 |  | Maricopa County | AZ013 | 13 | Electric Utility | 33.4759 | -113.1133 | New Harquahala Generating Co., LLC (Owner),North American Energy Services (Operator) | Phase 2 |  | Combined cycle | Pipeline Natural Gas |  |  | Dry Low NOx Burners,Selective Catalytic Reduction |  |  | 2003-05-30 | Operating | 2531 | CTG1 (281.7), STG1 (160) | 55372 CTG1 | 441.7 | Y
AZ | New Harquahala Generating Company | 55372 | CTG2 |  | 2023 | ARP | 603354 | 9 |  | Maricopa County | AZ013 | 13 | Electric Utility | 33.4759 | -113.1133 | New Harquahala Generating Co., LLC (Owner),North American Energy Services (Operator) | Phase 2 |  | Combined cycle | Pipeline Natural Gas |  |  | Dry Low NOx Burners,Selective Catalytic Reduction |  |  | 2003-06-01 | Operating | 2531 | STG2 (160), CTG2 (281.7) | 55372 CTG2 | 441.7 | Y
AZ | New Harquahala Generating Company | 55372 | CTG3 |  | 2023 | ARP | 603354 | 9 |  | Maricopa County | AZ013 | 13 | Electric Utility | 33.4759 | -113.1133 | New Harquahala Generating Co., LLC (Owner),North American Energy Services (Operator) | Phase 2 |  | Combined cycle | Pipeline Natural Gas |  |  | Dry Low NOx Burners,Selective Catalytic Reduction |  |  | 2003-07-31 | Operating | 2531 | CTG3 (281.7), STG3 (160) | 55372 CTG3 | 441.7 | Y
NY | Astoria Energy | 55375 | CT1 |  | 2023 | ARP, CSNOX, CSOSG3, CSSO2G1, RGGI | 603228 | 2 |  | Queens County | NY081 | 81 | Electric Utility | 40.7825 | -73.8964 | Astoria Energy, LLC (Owner),NAES Corporation (Operator) | Phase 2 |  | Combined cycle | Pipeline Natural Gas | Diesel Oil |  | Dry Low NOx Burners,Water Injection,Selective Catalytic Reduction |  |  | 2006-03-29 | Operating | 2550 | ST1 (180), CT1 (170) | 55375 CT1 | 260 | Y
NY | Astoria Energy | 55375 | CT2 |  | 2023 | ARP, CSNOX, CSOSG3, CSSO2G1, RGGI | 603228 | 2 |  | Queens County | NY081 | 81 | Electric Utility | 40.7825 | -73.8964 | Astoria Energy, LLC (Owner),NAES Corporation (Operator) | Phase 2 |  | Combined cycle | Pipeline Natural Gas | Diesel Oil |  | Dry Low NOx Burners,Water Injection,Selective Catalytic Reduction |  |  | 2006-03-29 | Operating | 2550 | CT2 (170), ST1 (180) | 55375 CT2 | 260 | Y
NY | Astoria Energy | 55375 | CT3 |  | 2023 | ARP, CSNOX, CSOSG3, CSSO2G1, RGGI | 603228 | 2 |  | Queens County | NY081 | 81 | Electric Utility | 40.7825 | -73.8964 | Astoria Energy, LLC (Owner),NAES Corporation (Operator) | Phase 2 |  | Combined cycle | Pipeline Natural Gas | Diesel Oil |  | Dry Low NOx Burners,Water Injection,Selective Catalytic Reduction |  |  | 2011-04-06 | Operating | 2550 | ST2 (180), CT3 (170) | 55375 CT3 | 260 | Y
NY | Astoria Energy | 55375 | CT4 |  | 2023 | ARP, CSNOX, CSOSG3, CSSO2G1, RGGI | 603228 | 2 |  | Queens County | NY081 | 81 | Electric Utility | 40.7825 | -73.8964 | Astoria Energy, LLC (Owner),NAES Corporation (Operator) | Phase 2 |  | Combined cycle | Pipeline Natural Gas | Diesel Oil |  | Dry Low NOx Burners,Water Injection,Selective Catalytic Reduction |  |  | 2011-04-11 | Operating | 2550 | ST2 (180), CT4 (170) | 55375 CT4 | 260 | Y
PA | Gans Generating Facility | 55377 | 8 |  | 2023 | ARP, CSNOX, CSOSG3, CSSO2G1, RGGI | 605624 | 3 |  | Fayette County | PA051 | 51 | Electric Utility | 39.7475 | -79.8388 | Gans Energy, LLC (Owner),Gans Energy, LLC (Operator) | Phase 2 |  | Combustion turbine | Pipeline Natural Gas | Diesel Oil |  | Water Injection |  |  | 2000-09-15 | Operating | 508 | UNT8 (43.9) | 55377 8 | 43.9
PA | Gans Generating Facility | 55377 | 9 |  | 2023 | ARP, CSNOX, CSOSG3, CSSO2G1, RGGI | 605624 | 3 |  | Fayette County | PA051 | 51 | Electric Utility | 39.7475 | -79.8388 | Gans Energy, LLC (Owner),Gans Energy, LLC (Operator) | Phase 2 |  | Combustion turbine | Pipeline Natural Gas | Diesel Oil |  | Water Injection |  |  | 2000-09-15 | Operating | 545 | UNT9 (43.9) | 55377 9 | 43.9
AR | Union Power Station | 55380 | CTG-1 |  | 2023 | ARP, CSOSG2 | 609775 (Ended Mar 31, 2023), 610584 (Started Mar 31, 2023) | 6 | SERC | Union County | AR139 | 139 | Electric Utility | 33.2961 | -92.5933 | Entergy Corporation (Owner),Entergy Corporation (Operator) | Phase 2 |  | Combined cycle | Pipeline Natural Gas |  |  | Selective Catalytic Reduction |  |  | 2002-09-03 | Operating | 2319 | STG1 (255), CTG1 (176) | 55380 CTG-1 | 303.5 | Y
AR | Union Power Station | 55380 | CTG-2 |  | 2023 | ARP, CSOSG2 | 609775 (Ended Mar 31, 2023), 610584 (Started Mar 31, 2023) | 6 | SERC | Union County | AR139 | 139 | Electric Utility | 33.2961 | -92.5933 | Entergy Corporation (Owner),Entergy Corporation (Operator) | Phase 2 |  | Combined cycle | Pipeline Natural Gas |  |  | Selective Catalytic Reduction |  |  | 2002-09-06 | Operating | 2319 | CTG2 (176), STG1 (255) | 55380 CTG-2 | 303.5 | Y
AR | Union Power Station | 55380 | CTG-3 |  | 2023 | ARP, CSOSG2 | 609775 (Ended Mar 31, 2023), 610584 (Started Mar 31, 2023) | 6 | SERC | Union County | AR139 | 139 | Electric Utility | 33.2961 | -92.5933 | Entergy Corporation (Owner),Entergy Corporation (Operator) | Phase 2 |  | Combined cycle | Pipeline Natural Gas |  |  | Selective Catalytic Reduction |  |  | 2002-11-25 | Operating | 2319 | CTG3 (176), STG2 (255) | 55380 CTG-3 | 303.5 | Y
AR | Union Power Station | 55380 | CTG-4 |  | 2023 | ARP, CSOSG2 | 609775 (Ended Mar 31, 2023), 610584 (Started Mar 31, 2023) | 6 | SERC | Union County | AR139 | 139 | Electric Utility | 33.2961 | -92.5933 | Entergy Corporation (Owner),Entergy Corporation (Operator) | Phase 2 |  | Combined cycle | Pipeline Natural Gas |  |  | Selective Catalytic Reduction |  |  | 2002-11-28 | Operating | 2319 | STG2 (255), CTG4 (176) | 55380 CTG-4 | 303.5 | Y
AR | Union Power Station | 55380 | CTG-5 |  | 2023 | ARP, CSOSG2 | 609775 (Ended Mar 31, 2023), 610584 (Started Mar 31, 2023) | 6 | SERC | Union County | AR139 | 139 | Electric Utility | 33.2961 | -92.5933 | Entergy Corporation (Owner),Entergy Corporation (Operator) | Phase 2 |  | Combined cycle | Pipeline Natural Gas |  |  | Selective Catalytic Reduction |  |  | 2003-01-28 | Operating | 2300 | CTG5 (176), STG3 (255) | 55380 CTG-5 | 303.5 | Y
AR | Union Power Station | 55380 | CTG-6 |  | 2023 | ARP, CSOSG2 | 609775 (Ended Mar 31, 2023), 610584 (Started Mar 31, 2023) | 6 | SERC | Union County | AR139 | 139 | Electric Utility | 33.2961 | -92.5933 | Entergy Corporation (Owner),Entergy Corporation (Operator) | Phase 2 |  | Combined cycle | Pipeline Natural Gas |  |  | Selective Catalytic Reduction |  |  | 2003-02-02 | Operating | 2250 | CTG6 (176), STG3 (255) | 55380 CTG-6 | 303.5 | Y
AR | Union Power Station | 55380 | CTG-7 |  | 2023 | ARP, CSOSG2 | 609775 (Ended Mar 31, 2023), 610584 (Started Mar 31, 2023) | 6 | SERC | Union County | AR139 | 139 | Electric Utility | 33.2961 | -92.5933 | Entergy Corporation (Owner),Entergy Corporation (Operator) | Phase 2 |  | Combined cycle | Pipeline Natural Gas |  |  | Selective Catalytic Reduction |  |  | 2003-03-03 | Operating | 2319 | STG4 (255), CTG7 (176) | 55380 CTG-7 | 303.5 | Y
AR | Union Power Station | 55380 | CTG-8 |  | 2023 | ARP, CSOSG2 | 609775 (Ended Mar 31, 2023), 610584 (Started Mar 31, 2023) | 6 | SERC | Union County | AR139 | 139 | Electric Utility | 33.2961 | -92.5933 | Entergy Corporation (Owner),Entergy Corporation (Operator) | Phase 2 |  | Combined cycle | Pipeline Natural Gas |  |  | Selective Catalytic Reduction |  |  | 2003-03-07 | Operating | 2321.3 | STG4 (255), CTG8 (176) | 55380 CTG-8 | 303.5 | Y
VA | Commonwealth Chesapeake | 55381 | CT-001 |  | 2023 | ARP, CSNOX, CSOSG3, CSSO2G1, RGGI | 606904 (Ended Sep 08, 2023), 610747 (Started Sep 08, 2023) | 3 | MAAC | Accomack County | VA001 | 1 | Electric Utility | 37.9892 | -75.54 | Commonwealth Chesapeake Company (Owner),Commonwealth Chesapeake Company (Operator) | Phase 2 |  | Combustion turbine | Diesel Oil |  |  | Water Injection |  |  | 2000-08-02 | Operating | 473 | UNT1 (57.5) | 55381 CT-001 | 57.5
VA | Commonwealth Chesapeake | 55381 | CT-002 |  | 2023 | ARP, CSNOX, CSOSG3, CSSO2G1, RGGI | 606904 (Ended Sep 08, 2023), 610747 (Started Sep 08, 2023) | 3 | MAAC | Accomack County | VA001 | 1 | Electric Utility | 37.9892 | -75.54 | Commonwealth Chesapeake Company (Owner),Commonwealth Chesapeake Company (Operator) | Phase 2 |  | Combustion turbine | Diesel Oil |  |  | Water Injection |  |  | 2000-09-15 | Operating | 473 | UNT2 (57.5) | 55381 CT-002 | 57.5
VA | Commonwealth Chesapeake | 55381 | CT-003 |  | 2023 | ARP, CSNOX, CSOSG3, CSSO2G1, RGGI | 606904 (Ended Sep 08, 2023), 610747 (Started Sep 08, 2023) | 3 | MAAC | Accomack County | VA001 | 1 | Electric Utility | 37.9892 | -75.54 | Commonwealth Chesapeake Company (Owner),Commonwealth Chesapeake Company (Operator) | Phase 2 |  | Combustion turbine | Diesel Oil |  |  | Water Injection |  |  | 2000-08-24 | Operating | 473 | UNT3 (57.5) | 55381 CT-003 | 57.5
VA | Commonwealth Chesapeake | 55381 | CT-004 |  | 2023 | ARP, CSNOX, CSOSG3, CSSO2G1, RGGI | 606904 (Ended Sep 08, 2023), 610747 (Started Sep 08, 2023) | 3 | MAAC | Accomack County | VA001 | 1 | Electric Utility | 37.9892 | -75.54 | Commonwealth Chesapeake Company (Owner),Commonwealth Chesapeake Company (Operator) | Phase 2 |  | Combustion turbine | Diesel Oil |  |  | Water Injection |  |  | 2001-06-14 | Operating | 473 | UNT4 (57.5) | 55381 CT-004 | 57.5
VA | Commonwealth Chesapeake | 55381 | CT-005 |  | 2023 | ARP, CSNOX, CSOSG3, CSSO2G1, RGGI | 606904 (Ended Sep 08, 2023), 610747 (Started Sep 08, 2023) | 3 | MAAC | Accomack County | VA001 | 1 | Electric Utility | 37.9892 | -75.54 | Commonwealth Chesapeake Company (Owner),Commonwealth Chesapeake Company (Operator) | Phase 2 |  | Combustion turbine | Diesel Oil |  |  | Water Injection |  |  | 2001-05-28 | Operating | 473 | UNT5 (57.5) | 55381 CT-005 | 57.5
VA | Commonwealth Chesapeake | 55381 | CT-006 |  | 2023 | ARP, CSNOX, CSOSG3, CSSO2G1, RGGI | 606904 (Ended Sep 08, 2023), 610747 (Started Sep 08, 2023) | 3 | MAAC | Accomack County | VA001 | 1 | Electric Utility | 37.9892 | -75.54 | Commonwealth Chesapeake Company (Owner),Commonwealth Chesapeake Company (Operator) | Phase 2 |  | Combustion turbine | Diesel Oil |  |  | Water Injection |  |  | 2001-06-04 | Operating | 473 | UNT6 (57.5) | 55381 CT-006 | 57.5
VA | Commonwealth Chesapeake | 55381 | CT-007 |  | 2023 | ARP, CSNOX, CSOSG3, CSSO2G1, RGGI | 606904 (Ended Sep 08, 2023), 610747 (Started Sep 08, 2023) | 3 | MAAC | Accomack County | VA001 | 1 | Electric Utility | 37.9892 | -75.54 | Commonwealth Chesapeake Company (Owner),Commonwealth Chesapeake Company (Operator) | Phase 2 |  | Combustion turbine | Diesel Oil |  |  | Water Injection |  |  | 2001-06-23 | Operating | 473 | UNT7 (57.5) | 55381 CT-007 | 57.5
GA | Thomas A. Smith Energy Facility | 55382 | CCCT1 |  | 2023 | ARP, CSNOX, CSOSG1, CSSO2G2 | 3066 (Ended Jan 31, 2023), 610555 (Started Jan 31, 2023) | 4 |  | Murray County | GA213 | 213 | Electric Utility | 34.7094 | -84.9182 | Oglethorpe Power Corporation (Owner),Oglethorpe Power Corporation (Operator) | Phase 2 |  | Combined cycle | Pipeline Natural Gas |  |  | Dry Low NOx Burners,Selective Catalytic Reduction |  |  | 2002-03-30 | Operating | 2700 | 1GT1 (147), 1STG (302) | 55382 CCCT1 | 298 | Y
GA | Thomas A. Smith Energy Facility | 55382 | CCCT2 |  | 2023 | ARP, CSNOX, CSOSG1, CSSO2G2 | 3066 (Ended Jan 31, 2023), 610555 (Started Jan 31, 2023) | 4 |  | Murray County | GA213 | 213 | Electric Utility | 34.7094 | -84.9182 | Oglethorpe Power Corporation (Owner),Oglethorpe Power Corporation (Operator) | Phase 2 |  | Combined cycle | Pipeline Natural Gas |  |  | Dry Low NOx Burners,Selective Catalytic Reduction |  |  | 2002-03-30 | Operating | 2700 | 1STG (302), 1GT2 (147) | 55382 CCCT2 | 298 | Y
GA | Thomas A. Smith Energy Facility | 55382 | CCCT3 |  | 2023 | ARP, CSNOX, CSOSG1, CSSO2G2 | 3066 (Ended Jan 31, 2023), 610555 (Started Jan 31, 2023) | 4 |  | Murray County | GA213 | 213 | Electric Utility | 34.7094 | -84.9182 | Oglethorpe Power Corporation (Owner),Oglethorpe Power Corporation (Operator) | Phase 2 |  | Combined cycle | Pipeline Natural Gas |  |  | Dry Low NOx Burners,Selective Catalytic Reduction |  |  | 2002-04-14 | Operating | 2700 | 2GT1 (147), 2STG (302) | 55382 CCCT3 | 298 | Y
GA | Thomas A. Smith Energy Facility | 55382 | CCCT4 |  | 2023 | ARP, CSNOX, CSOSG1, CSSO2G2 | 3066 (Ended Jan 31, 2023), 610555 (Started Jan 31, 2023) | 4 |  | Murray County | GA213 | 213 | Electric Utility | 34.7094 | -84.9182 | Oglethorpe Power Corporation (Owner),Oglethorpe Power Corporation (Operator) | Phase 2 |  | Combined cycle | Pipeline Natural Gas |  |  | Dry Low NOx Burners,Selective Catalytic Reduction |  |  | 2002-04-15 | Operating | 2700 | 2STG (302), 2GT2 (147) | 55382 CCCT4 | 298 | Y
SC | Columbia Energy Center (SC) | 55386 | CT-1 |  | 2023 | ARP, CSNOX, CSSO2G2, SIPNOX | 609991 | 4 |  | Calhoun County | SC017 | 17 | Electric Utility | 33.8692 | -81.0183 | South Carolina Electric & Gas Company (Owner),South Carolina Electric & Gas Company (Operator) | Phase 2 |  | Combined cycle | Pipeline Natural Gas | Diesel Oil |  | Dry Low NOx Burners,Water Injection,Selective Catalytic Reduction |  |  | 2004-03-02 | Operating | 2484 | CT1 (170), ST1 (274.5) | 55386 CT-1 | 307.25 | Y
SC | Columbia Energy Center (SC) | 55386 | CT-2 |  | 2023 | ARP, CSNOX, CSSO2G2, SIPNOX | 609991 | 4 |  | Calhoun County | SC017 | 17 | Electric Utility | 33.8692 | -81.0183 | South Carolina Electric & Gas Company (Owner),South Carolina Electric & Gas Company (Operator) | Phase 2 |  | Combined cycle | Pipeline Natural Gas | Diesel Oil |  | Dry Low NOx Burners,Water Injection,Selective Catalytic Reduction |  |  | 2004-03-02 | Operating | 2484 | ST1 (274.5), CT2 (170) | 55386 CT-2 | 307.25 | Y
WI | Rockgen Energy Center | 55391 | CT-1 |  | 2023 | ARP, CSNOX, CSOSG3, CSSO2G1 | 606455 | 5 |  | Dane County | WI025 | 25 | Electric Utility | 42.9767 | -89.0492 | RockGen Energy, LLC (Owner),RockGen Energy, LLC (Operator) | Phase 2 |  | Combustion turbine | Pipeline Natural Gas | Diesel Oil |  | Dry Low NOx Burners,Water Injection |  |  | 2001-02-15 | Operating | 2160 | CT-01 (172) | 55391 CT-1 | 172
WI | Rockgen Energy Center | 55391 | CT-2 |  | 2023 | ARP, CSNOX, CSOSG3, CSSO2G1 | 606455 | 5 |  | Dane County | WI025 | 25 | Electric Utility | 42.9767 | -89.0492 | RockGen Energy, LLC (Owner),RockGen Energy, LLC (Operator) | Phase 2 |  | Combustion turbine | Pipeline Natural Gas | Diesel Oil |  | Dry Low NOx Burners,Water Injection |  |  | 2001-03-21 | Operating | 2160 | CT-02 (172) | 55391 CT-2 | 172
WI | Rockgen Energy Center | 55391 | CT-3 |  | 2023 | ARP, CSNOX, CSOSG3, CSSO2G1 | 606455 | 5 |  | Dane County | WI025 | 25 | Electric Utility | 42.9767 | -89.0492 | RockGen Energy, LLC (Owner),RockGen Energy, LLC (Operator) | Phase 2 |  | Combustion turbine | Pipeline Natural Gas | Diesel Oil |  | Dry Low NOx Burners,Water Injection |  |  | 2001-04-07 | Operating | 2160 | CT-03 (172) | 55391 CT-3 | 172
IL | Zion Energy Center | 55392 | CT-1 |  | 2023 | ARP, CSNOX, CSOSG3, CSSO2G1 | 604293 (Ended Apr 25, 2023), 610469 (Started Apr 25, 2023)(Ended Aug 02, 2023), 610446 (Started Aug 02, 2023) | 5 |  | Lake County | IL097 | 97 | Electric Utility | 42.4776 | -87.895 | Zion Energy Center, LLC (Owner),Calpine Operating Services Company, Inc. (Operator) | Phase 2 |  | Combustion turbine | Pipeline Natural Gas | Diesel Oil |  | Dry Low NOx Burners,Water Injection |  |  | 2002-05-01 | Operating | 2060 | CTG1 (160) | 55392 CT-1 | 160
IL | Zion Energy Center | 55392 | CT-2 |  | 2023 | ARP, CSNOX, CSOSG3, CSSO2G1 | 604293 (Ended Apr 25, 2023), 610469 (Started Apr 25, 2023)(Ended Aug 02, 2023), 610446 (Started Aug 02, 2023) | 5 |  | Lake County | IL097 | 97 | Electric Utility | 42.4776 | -87.895 | Zion Energy Center, LLC (Owner),Calpine Operating Services Company, Inc. (Operator) | Phase 2 |  | Combustion turbine | Pipeline Natural Gas | Diesel Oil |  | Dry Low NOx Burners,Water Injection |  |  | 2002-05-01 | Operating | 2060 | CTG2 (160) | 55392 CT-2 | 160
IL | Zion Energy Center | 55392 | CT-3 |  | 2023 | ARP, CSNOX, CSOSG3, CSSO2G1 | 604293 (Ended Apr 25, 2023), 610469 (Started Apr 25, 2023)(Ended Aug 02, 2023), 610446 (Started Aug 02, 2023) | 5 |  | Lake County | IL097 | 97 | Electric Utility | 42.4776 | -87.895 | Zion Energy Center, LLC (Owner),Calpine Operating Services Company, Inc. (Operator) | Phase 2 |  | Combustion turbine | Pipeline Natural Gas | Diesel Oil |  | Dry Low NOx Burners,Water Injection |  |  | 2003-05-19 | Operating | 2060 | CTG3 (160) | 55392 CT-3 | 160
CA | Metcalf Energy Center | 55393 | 1 |  | 2023 | ARP | 603807 | 9 |  | Santa Clara County | CA085 | 85 | Electric Utility | 37.2169 | -121.7439 | Metcalf Energy Center, LLC (Owner),Metcalf Energy Center, LLC (Operator) | Phase 2 |  | Combined cycle | Pipeline Natural Gas |  |  | Dry Low NOx Burners,Selective Catalytic Reduction |  |  | 2005-04-28 | Operating | 2150 | CTG1 (200), STG1 (235) | 55393 1 | 317.5 | Y
CA | Metcalf Energy Center | 55393 | 2 |  | 2023 | ARP | 603807 | 9 |  | Santa Clara County | CA085 | 85 | Electric Utility | 37.2169 | -121.7439 | Metcalf Energy Center, LLC (Owner),Metcalf Energy Center, LLC (Operator) | Phase 2 |  | Combined cycle | Pipeline Natural Gas |  |  | Dry Low NOx Burners,Selective Catalytic Reduction |  |  | 2005-05-01 | Operating | 2156 | STG1 (235), CTG2 (200) | 55393 2 | 317.5 | Y
MS | Crossroads Energy Center (CPU) | 55395 | CT01 |  | 2023 | ARP, CSOSG2 | 607331 | 4 | SPP | Coahoma County | MS027 | 27 | Electric Utility | 34.183 | -90.5621 | Clarksdale Public Utilities (Owner),Clarksdale Public Utilities (Operator) | Phase 2 |  | Combustion turbine | Pipeline Natural Gas |  |  | Dry Low NOx Burners |  |  | 2002-04-01 | Operating | 962.4 | CT01 (76.6) | 55395 CT01 | 76.6
MS | Crossroads Energy Center (CPU) | 55395 | CT02 |  | 2023 | ARP, CSOSG2 | 607331 | 4 | SPP | Coahoma County | MS027 | 27 | Electric Utility | 34.183 | -90.5621 | Clarksdale Public Utilities (Owner),Clarksdale Public Utilities (Operator) | Phase 2 |  | Combustion turbine | Pipeline Natural Gas |  |  | Dry Low NOx Burners |  |  | 2002-04-01 | Operating | 962.4 | CT02 (76.6) | 55395 CT02 | 76.6
MS | Crossroads Energy Center (CPU) | 55395 | CT03 |  | 2023 | ARP, CSOSG2 | 607331 | 4 | SPP | Coahoma County | MS027 | 27 | Electric Utility | 34.183 | -90.5621 | Clarksdale Public Utilities (Owner),Clarksdale Public Utilities (Operator) | Phase 2 |  | Combustion turbine | Pipeline Natural Gas |  |  | Dry Low NOx Burners |  |  | 2002-04-01 | Operating | 962.4 | CT03 (76.6) | 55395 CT03 | 76.6
MS | Crossroads Energy Center (CPU) | 55395 | CT04 |  | 2023 | ARP, CSOSG2 | 607331 | 4 | SPP | Coahoma County | MS027 | 27 | Electric Utility | 34.183 | -90.5621 | Clarksdale Public Utilities (Owner),Clarksdale Public Utilities (Operator) | Phase 2 |  | Combustion turbine | Pipeline Natural Gas |  |  | Dry Low NOx Burners |  |  | 2002-04-01 | Operating | 962.4 | CT04 (76.6) | 55395 CT04 | 76.6
OH | Washington Power Company LLC | 55397 | CT1 |  | 2023 | ARP, CSNOX, CSOSG3, CSSO2G1 | 603383 | 5 |  | Washington County | OH167 | 167 | Electric Utility | 39.5798 | -81.6571 | Washington Power Generation LLC (Owner),Washington Power Generation LLC (Operator) | Phase 2 |  | Combined cycle | Pipeline Natural Gas |  |  | Dry Low NOx Burners,Selective Catalytic Reduction |  |  | 2002-04-27 | Operating | 2625 | CT1 (198.9), ST1 (317.1) | 55397 CT1 | 357.45 | Y
OH | Washington Power Company LLC | 55397 | CT2 |  | 2023 | ARP, CSNOX, CSOSG3, CSSO2G1 | 603383 | 5 |  | Washington County | OH167 | 167 | Electric Utility | 39.5798 | -81.6571 | Washington Power Generation LLC (Owner),Washington Power Generation LLC (Operator) | Phase 2 |  | Combined cycle | Pipeline Natural Gas |  |  | Dry Low NOx Burners,Selective Catalytic Reduction |  |  | 2002-05-03 | Operating | 2625 | CT2 (198.9), ST1 (317.1) | 55397 CT2 | 357.45 | Y
CA | Elk Hills Power | 55400 | CTG-1 |  | 2023 | ARP | 609009 | 9 |  | Kern County | CA029 | 29 | Industrial Turbine | 35.2802 | -119.4699 | Elk Hills Power, LLC (Owner),Elk Hills Power, LLC (Operator) | Phase 2 |  | Combined cycle | Pipeline Natural Gas |  |  | Dry Low NOx Burners,Selective Catalytic Reduction |  |  | 2003-03-07 | Operating | 2061 | CTG1 (199), STG (225) | 55400 CTG-1 | 311.5 | Y
CA | Elk Hills Power | 55400 | CTG-2 |  | 2023 | ARP | 609009 | 9 |  | Kern County | CA029 | 29 | Industrial Turbine | 35.2802 | -119.4699 | Elk Hills Power, LLC (Owner),Elk Hills Power, LLC (Operator) | Phase 2 |  | Combined cycle | Pipeline Natural Gas |  |  | Dry Low NOx Burners,Selective Catalytic Reduction |  |  | 2003-03-07 | Operating | 2061 | CTG2 (199), STG (225) | 55400 CTG-2 | 311.5 | Y
OH | Rolling Hills Generating LLC | 55401 | CT-1 |  | 2023 | ARP, CSNOX, CSOSG3, CSSO2G1 | 605624 | 5 |  | Vinton County | OH163 | 163 | Electric Utility | 39.0839 | -82.3328 | Rolling Hills Generating, LLC (Owner),Rolling Hills Generating, LLC (Operator) | Phase 2 |  | Combustion turbine | Pipeline Natural Gas |  |  | Dry Low NOx Burners,Water Injection,Selective Catalytic Reduction |  |  | 2003-03-01 | Operating | 2250 | CT-1 (209) | 55401 CT-1 | 209 | Y
OH | Rolling Hills Generating LLC | 55401 | CT-2 |  | 2023 | ARP, CSNOX, CSOSG3, CSSO2G1 | 605624 | 5 |  | Vinton County | OH163 | 163 | Electric Utility | 39.0839 | -82.3328 | Rolling Hills Generating, LLC (Owner),Rolling Hills Generating, LLC (Operator) | Phase 2 |  | Combustion turbine | Pipeline Natural Gas |  |  | Dry Low NOx Burners,Water Injection,Selective Catalytic Reduction |  |  | 2003-03-25 | Operating | 2250 | CT-2 (209) | 55401 CT-2 | 209 | Y
OH | Rolling Hills Generating LLC | 55401 | CT-3 |  | 2023 | ARP, CSNOX, CSOSG3, CSSO2G1 | 605624 | 5 |  | Vinton County | OH163 | 163 | Electric Utility | 39.0839 | -82.3328 | Rolling Hills Generating, LLC (Owner),Rolling Hills Generating, LLC (Operator) | Phase 2 |  | Combustion turbine | Pipeline Natural Gas |  |  | Dry Low NOx Burners,Water Injection |  |  | 2003-03-28 | Operating | 2250 | CT-3 (209) | 55401 CT-3 | 209
OH | Rolling Hills Generating LLC | 55401 | CT-4 |  | 2023 | ARP, CSNOX, CSOSG3, CSSO2G1 | 605624 | 5 |  | Vinton County | OH163 | 163 | Electric Utility | 39.0839 | -82.3328 | Rolling Hills Generating, LLC (Owner),Rolling Hills Generating, LLC (Operator) | Phase 2 |  | Combustion turbine | Pipeline Natural Gas |  |  | Dry Low NOx Burners,Water Injection |  |  | 2003-04-28 | Operating | 2250 | CT-4 (209) | 55401 CT-4 | 209
OH | Rolling Hills Generating LLC | 55401 | CT-5 |  | 2023 | ARP, CSNOX, CSOSG3, CSSO2G1 | 605624 | 5 |  | Vinton County | OH163 | 163 | Electric Utility | 39.0839 | -82.3328 | Rolling Hills Generating, LLC (Owner),Rolling Hills Generating, LLC (Operator) | Phase 2 |  | Combustion turbine | Pipeline Natural Gas |  |  | Dry Low NOx Burners,Water Injection |  |  | 2003-05-08 | Operating | 2250 | CT-5 (209) | 55401 CT-5 | 209
MI | Renaissance Power | 55402 | CT1 |  | 2023 | ARP, CSNOX, CSOSG3, CSSO2G1 | 609535 (Ended Mar 22, 2023), 610607 (Started Mar 22, 2023) | 5 | ECAR | Montcalm County | MI117 | 117 | Electric Utility | 43.1864 | -84.8429 | Renaissance Power, LLC (Owner),Renaissance Power, LLC (Operator) | Phase 2 |  | Combustion turbine | Pipeline Natural Gas |  |  | Dry Low NOx Burners |  |  | 2002-03-01 | Operating | 2200 | CT1 (170) | 55402 CT1 | 170
MI | Renaissance Power | 55402 | CT2 |  | 2023 | ARP, CSNOX, CSOSG3, CSSO2G1 | 609535 (Ended Mar 22, 2023), 610607 (Started Mar 22, 2023) | 5 | ECAR | Montcalm County | MI117 | 117 | Electric Utility | 43.1864 | -84.8429 | Renaissance Power, LLC (Owner),Renaissance Power, LLC (Operator) | Phase 2 |  | Combustion turbine | Pipeline Natural Gas |  |  | Dry Low NOx Burners |  |  | 2002-03-01 | Operating | 2200 | CT2 (170) | 55402 CT2 | 170
MI | Renaissance Power | 55402 | CT3 |  | 2023 | ARP, CSNOX, CSOSG3, CSSO2G1 | 609535 (Ended Mar 22, 2023), 610607 (Started Mar 22, 2023) | 5 | ECAR | Montcalm County | MI117 | 117 | Electric Utility | 43.1864 | -84.8429 | Renaissance Power, LLC (Owner),Renaissance Power, LLC (Operator) | Phase 2 |  | Combustion turbine | Pipeline Natural Gas |  |  | Dry Low NOx Burners |  |  | 2002-03-01 | Operating | 2200 | CT3 (170) | 55402 CT3 | 170
MI | Renaissance Power | 55402 | CT4 |  | 2023 | ARP, CSNOX, CSOSG3, CSSO2G1 | 609535 (Ended Mar 22, 2023), 610607 (Started Mar 22, 2023) | 5 | ECAR | Montcalm County | MI117 | 117 | Electric Utility | 43.1864 | -84.8429 | Renaissance Power, LLC (Owner),Renaissance Power, LLC (Operator) | Phase 2 |  | Combustion turbine | Pipeline Natural Gas |  |  | Dry Low NOx Burners |  |  | 2002-03-01 | Operating | 2200 | CT4 (170) | 55402 CT4 | 170
LA | Carville Energy Center | 55404 | COG01 |  | 2023 | ARP, CSOSG2E | 3038 | 6 |  | Iberville Parish | LA047 | 47 | Cogeneration | 30.2292 | -91.065 | Carville Energy, LLC (Owner),Carville Energy, LLC (Operator) | Phase 2 |  | Combined cycle | Pipeline Natural Gas |  |  | Dry Low NOx Burners |  |  | 2003-06-17 | Operating | 2493 | STG (196), CTG1 (187) | 55404 COG01 | 285
LA | Carville Energy Center | 55404 | COG02 |  | 2023 | ARP, CSOSG2E | 3038 | 6 |  | Iberville Parish | LA047 | 47 | Cogeneration | 30.2292 | -91.065 | Carville Energy, LLC (Owner),Carville Energy, LLC (Operator) | Phase 2 |  | Combined cycle | Pipeline Natural Gas |  |  | Dry Low NOx Burners |  |  | 2003-08-01 | Operating | 2493 | CTG2 (187), STG (196) | 55404 COG02 | 285
NY | Athens Generating Company | 55405 | 1 |  | 2023 | ARP, CSNOX, CSOSG3, CSSO2G1, RGGI | 603354 | 2 |  | Greene County | NY039 | 39 | Electric Utility | 42.2728 | -73.8492 | New Athens Generating Company, LLC (Owner),New Athens Generating Company, LLC (Operator) | Phase 2 |  | Combined cycle | Pipeline Natural Gas | Diesel Oil |  | Dry Low NOx Burners,Water Injection,Selective Catalytic Reduction |  |  | 2003-06-27 | Operating | 3100 | ST1 (141), CT1 (300) | 55405 1 | 441 | Y
NY | Athens Generating Company | 55405 | 2 |  | 2023 | ARP, CSNOX, CSOSG3, CSSO2G1, RGGI | 603354 | 2 |  | Greene County | NY039 | 39 | Electric Utility | 42.2728 | -73.8492 | New Athens Generating Company, LLC (Owner),New Athens Generating Company, LLC (Operator) | Phase 2 |  | Combined cycle | Pipeline Natural Gas | Diesel Oil |  | Dry Low NOx Burners,Water Injection,Selective Catalytic Reduction |  |  | 2003-05-12 | Operating | 3100 | CT2 (300), ST2 (141) | 55405 2 | 441 | Y
NY | Athens Generating Company | 55405 | 3 |  | 2023 | ARP, CSNOX, CSOSG3, CSSO2G1, RGGI | 603354 | 2 |  | Greene County | NY039 | 39 | Electric Utility | 42.2728 | -73.8492 | New Athens Generating Company, LLC (Owner),New Athens Generating Company, LLC (Operator) | Phase 2 |  | Combined cycle | Pipeline Natural Gas | Diesel Oil |  | Dry Low NOx Burners,Water Injection,Selective Catalytic Reduction |  |  | 2003-04-08 | Operating | 3100 | CT3 (300), ST3 (141) | 55405 3 | 441 | Y
GA | Bobby C. Smith Jr. Energy Facility | 55406 | 1 |  | 2023 | ARP, CSNOX, CSOSG1, CSSO2G2 | 3066 (Ended Jan 31, 2023), 610555 (Started Jan 31, 2023) | 4 |  | Effingham County | GA103 | 103 | Electric Utility | 32.2792 | -81.2842 | Oglethorpe Power Corporation (Owner),Oglethorpe Power Corporation (Operator) | Phase 2 |  | Combined cycle | Pipeline Natural Gas |  |  | Dry Low NOx Burners,Selective Catalytic Reduction |  |  | 2003-02-04 | Operating | 1944 | UNT1 (199.4), STG (197.8) | 55406 1 | 298.3 | Y
GA | Bobby C. Smith Jr. Energy Facility | 55406 | 2 |  | 2023 | ARP, CSNOX, CSOSG1, CSSO2G2 | 3066 (Ended Jan 31, 2023), 610555 (Started Jan 31, 2023) | 4 |  | Effingham County | GA103 | 103 | Electric Utility | 32.2792 | -81.2842 | Oglethorpe Power Corporation (Owner),Oglethorpe Power Corporation (Operator) | Phase 2 |  | Combined cycle | Pipeline Natural Gas |  |  | Dry Low NOx Burners,Selective Catalytic Reduction |  |  | 2003-02-08 | Operating | 1944 | STG (197.8), UNT2 (199.4) | 55406 2 | 298.3 | Y
AL | Calhoun Generating Facility | 55409 | CT1 |  | 2023 | ARP, CSNOX, CSOSG2, CSSO2G2 | 605449 | 4 |  | Calhoun County | AL015 | 15 | Electric Utility | 33.5883 | -85.9731 | Alabama Power Company (Owner),Alabama Power Company (Operator) | Phase 2 |  | Combustion turbine | Pipeline Natural Gas | Diesel Oil |  | Dry Low NOx Burners,Water Injection |  |  | 2003-01-30 | Operating | 1940 | CAL1 (187) | 55409 CT1 | 187
AL | Calhoun Generating Facility | 55409 | CT2 |  | 2023 | ARP, CSNOX, CSOSG2, CSSO2G2 | 605449 | 4 |  | Calhoun County | AL015 | 15 | Electric Utility | 33.5883 | -85.9731 | Alabama Power Company (Owner),Alabama Power Company (Operator) | Phase 2 |  | Combustion turbine | Pipeline Natural Gas | Diesel Oil |  | Dry Low NOx Burners,Water Injection |  |  | 2003-02-26 | Operating | 1940 | CAL2 (187) | 55409 CT2 | 187
AL | Calhoun Generating Facility | 55409 | CT3 |  | 2023 | ARP, CSNOX, CSOSG2, CSSO2G2 | 605449 | 4 |  | Calhoun County | AL015 | 15 | Electric Utility | 33.5883 | -85.9731 | Alabama Power Company (Owner),Alabama Power Company (Operator) | Phase 2 |  | Combustion turbine | Pipeline Natural Gas | Diesel Oil |  | Dry Low NOx Burners,Water Injection |  |  | 2003-03-25 | Operating | 1940 | CAL3 (187) | 55409 CT3 | 187
AL | Calhoun Generating Facility | 55409 | CT4 |  | 2023 | ARP, CSNOX, CSOSG2, CSSO2G2 | 605449 | 4 |  | Calhoun County | AL015 | 15 | Electric Utility | 33.5883 | -85.9731 | Alabama Power Company (Owner),Alabama Power Company (Operator) | Phase 2 |  | Combustion turbine | Pipeline Natural Gas | Diesel Oil |  | Dry Low NOx Burners,Water Injection |  |  | 2003-04-23 | Operating | 1940 | CAL4 (187) | 55409 CT4 | 187
AL | Hillabee Energy Center | 55411 | CT1 |  | 2023 | ARP, CSNOX, CSOSG2, CSSO2G2 | 607440 (Ended Jun 15, 2023), 606830 (Started Jun 15, 2023) | 4 |  | Tallapoosa County | AL123 | 123 | Electric Utility | 33 | -85.9031 | CER Generation, LLC (Owner),CER Generation, LLC (Operator) | Phase 2 |  | Combined cycle | Pipeline Natural Gas |  |  | Dry Low NOx Burners,Selective Catalytic Reduction |  |  | 2009-10-06 | Operating | 3000 | HEC1 (258.4), HECS (306) | 55411 CT1 | 411.4 | Y
AL | Hillabee Energy Center | 55411 | CT2 |  | 2023 | ARP, CSNOX, CSOSG2, CSSO2G2 | 607440 (Ended Jun 15, 2023), 606830 (Started Jun 15, 2023) | 4 |  | Tallapoosa County | AL123 | 123 | Electric Utility | 33 | -85.9031 | CER Generation, LLC (Owner),CER Generation, LLC (Operator) | Phase 2 |  | Combined cycle | Pipeline Natural Gas |  |  | Dry Low NOx Burners,Selective Catalytic Reduction |  |  | 2009-11-05 | Operating | 3000 | HECS (306), HEC2 (258.4) | 55411 CT2 | 411.4 | Y
FL | Osprey Energy Center | 55412 | CT1 |  | 2023 | ARP | 610088 | 4 |  | Polk County | FL105 | 105 | Electric Utility | 28.0525 | -81.8083 | Duke Energy Florida, LLC (Owner),Duke Energy Florida, LLC (Operator) | Phase 2 |  | Combined cycle | Pipeline Natural Gas |  |  | Dry Low NOx Burners,Selective Catalytic Reduction |  |  | 2004-05-04 | Operating | 2275 | OECS (260), OEC1 (192.1) | 55412 CT1 | 322.1 | Y
FL | Osprey Energy Center | 55412 | CT2 |  | 2023 | ARP | 610088 | 4 |  | Polk County | FL105 | 105 | Electric Utility | 28.0525 | -81.8083 | Duke Energy Florida, LLC (Owner),Duke Energy Florida, LLC (Operator) | Phase 2 |  | Combined cycle | Pipeline Natural Gas |  |  | Dry Low NOx Burners,Selective Catalytic Reduction |  |  | 2004-05-04 | Operating | 2275 | OEC2 (192.1), OECS (260) | 55412 CT2 | 322.1 | Y
FL | Shady Hills | 55414 | GT101 |  | 2023 | ARP | 603149 | 4 |  | Pasco County | FL101 | 101 | Electric Utility | 28.3665 | -82.5591 | Shady Hills Power Company, LLC (Owner),Shady Hills Power Company, LLC (Operator) | Phase 2 |  | Combustion turbine | Pipeline Natural Gas | Diesel Oil |  | Dry Low NOx Burners,Water Injection |  |  | 2001-12-21 | Operating | 1955.7 | G101 (171) | 55414 GT101 | 171
FL | Shady Hills | 55414 | GT201 |  | 2023 | ARP | 603149 | 4 |  | Pasco County | FL101 | 101 | Electric Utility | 28.3665 | -82.5591 | Shady Hills Power Company, LLC (Owner),Shady Hills Power Company, LLC (Operator) | Phase 2 |  | Combustion turbine | Pipeline Natural Gas | Diesel Oil |  | Dry Low NOx Burners,Water Injection |  |  | 2002-01-02 | Operating | 1964.5 | G201 (171) | 55414 GT201 | 171
FL | Shady Hills | 55414 | GT301 |  | 2023 | ARP | 603149 | 4 |  | Pasco County | FL101 | 101 | Electric Utility | 28.3665 | -82.5591 | Shady Hills Power Company, LLC (Owner),Shady Hills Power Company, LLC (Operator) | Phase 2 |  | Combustion turbine | Pipeline Natural Gas | Diesel Oil |  | Dry Low NOx Burners,Water Injection |  |  | 2002-02-05 | Operating | 1958.4 | G301 (171) | 55414 GT301 | 171
FL | Vandolah Power Project | 55415 | GT101 |  | 2023 | ARP | 608904 | 4 | FRCC | Hardee County | FL049 | 49 | Electric Utility | 27.5242 | -81.9236 | Vandolah Power Company, LLC (Owner),Vandolah Power Company, LLC (Operator) | Phase 2 |  | Combustion turbine | Pipeline Natural Gas | Diesel Oil |  | Dry Low NOx Burners,Water Injection |  |  | 2002-04-07 | Operating | 2220 | G101 (170) | 55415 GT101 | 170
FL | Vandolah Power Project | 55415 | GT201 |  | 2023 | ARP | 608904 | 4 | FRCC | Hardee County | FL049 | 49 | Electric Utility | 27.5242 | -81.9236 | Vandolah Power Company, LLC (Owner),Vandolah Power Company, LLC (Operator) | Phase 2 |  | Combustion turbine | Pipeline Natural Gas | Diesel Oil |  | Dry Low NOx Burners,Water Injection |  |  | 2002-04-16 | Operating | 2220 | G201 (170) | 55415 GT201 | 170
FL | Vandolah Power Project | 55415 | GT301 |  | 2023 | ARP | 608904 | 4 | FRCC | Hardee County | FL049 | 49 | Electric Utility | 27.5242 | -81.9236 | Vandolah Power Company, LLC (Owner),Vandolah Power Company, LLC (Operator) | Phase 2 |  | Combustion turbine | Pipeline Natural Gas | Diesel Oil |  | Dry Low NOx Burners,Water Injection |  |  | 2002-04-19 | Operating | 2220 | G301 (170) | 55415 GT301 | 170
FL | Vandolah Power Project | 55415 | GT401 |  | 2023 | ARP | 608904 | 4 | FRCC | Hardee County | FL049 | 49 | Electric Utility | 27.5242 | -81.9236 | Vandolah Power Company, LLC (Owner),Vandolah Power Company, LLC (Operator) | Phase 2 |  | Combustion turbine | Pipeline Natural Gas | Diesel Oil |  | Dry Low NOx Burners,Water Injection |  |  | 2002-05-10 | Operating | 2220 | G401 (170) | 55415 GT401 | 170
IL | Raccoon Creek Power Plant | 55417 | CT-01 |  | 2023 | ARP, CSNOX, CSOSG3, CSSO2G1 | 607655 | 5 |  | Clay County | IL025 | 25 | Electric Utility | 38.6996 | -88.5392 | Union Electric Company (Owner),Union Electric Company (Operator) | Phase 2 |  | Combustion turbine | Pipeline Natural Gas |  |  | Dry Low NOx Burners |  |  | 2002-06-06 | Operating | 1060 | CT01 (114) | 55417 CT-01 | 114
IL | Raccoon Creek Power Plant | 55417 | CT-02 |  | 2023 | ARP, CSNOX, CSOSG3, CSSO2G1 | 607655 | 5 |  | Clay County | IL025 | 25 | Electric Utility | 38.6996 | -88.5392 | Union Electric Company (Owner),Union Electric Company (Operator) | Phase 2 |  | Combustion turbine | Pipeline Natural Gas |  |  | Dry Low NOx Burners |  |  | 2002-06-06 | Operating | 1060 | CT02 (114) | 55417 CT-02 | 114
IL | Raccoon Creek Power Plant | 55417 | CT-03 |  | 2023 | ARP, CSNOX, CSOSG3, CSSO2G1 | 607655 | 5 |  | Clay County | IL025 | 25 | Electric Utility | 38.6996 | -88.5392 | Union Electric Company (Owner),Union Electric Company (Operator) | Phase 2 |  | Combustion turbine | Pipeline Natural Gas |  |  | Dry Low NOx Burners |  |  | 2002-06-06 | Operating | 1060 | CT03 (114) | 55417 CT-03 | 114
IL | Raccoon Creek Power Plant | 55417 | CT-04 |  | 2023 | ARP, CSNOX, CSOSG3, CSSO2G1 | 607655 | 5 |  | Clay County | IL025 | 25 | Electric Utility | 38.6996 | -88.5392 | Union Electric Company (Owner),Union Electric Company (Operator) | Phase 2 |  | Combustion turbine | Pipeline Natural Gas |  |  | Dry Low NOx Burners |  |  | 2002-06-06 | Operating | 1060 | CT04 (114) | 55417 CT-04 | 114
AR | Hot Spring Energy Facility | 55418 | CT-1 |  | 2023 | ARP, CSOSG2 | 609775 (Ended Mar 31, 2023), 610584 (Started Mar 31, 2023) | 6 |  | Hot Spring County | AR059 | 59 | Electric Utility | 34.2963 | -92.8683 | Entergy Corporation (Owner),Entergy Corporation (Operator) | Phase 2 |  | Combined cycle | Pipeline Natural Gas |  |  | Dry Low NOx Burners,Selective Catalytic Reduction |  |  | 2002-04-17 | Operating | 2650 | CT1 (198.9), ST1 (317) | 55418 CT-1 | 357.4 | Y
AR | Hot Spring Energy Facility | 55418 | CT-2 |  | 2023 | ARP, CSOSG2 | 609775 (Ended Mar 31, 2023), 610584 (Started Mar 31, 2023) | 6 |  | Hot Spring County | AR059 | 59 | Electric Utility | 34.2963 | -92.8683 | Entergy Corporation (Owner),Entergy Corporation (Operator) | Phase 2 |  | Combined cycle | Pipeline Natural Gas |  |  | Dry Low NOx Burners,Selective Catalytic Reduction |  |  | 2002-03-29 | Operating | 2650 | ST1 (317), CT2 (198.9) | 55418 CT-2 | 357.4 | Y
LA | Plaquemine Cogen Facility | 55419 | 500 |  | 2023 | ARP, CSOSG2E | 610269 | 6 |  | Iberville Parish | LA047 | 47 | Cogeneration | 30.3215 | -91.2392 | Dow Chemical Company (Owner),Dow Chemical Company (Operator) | Phase 2 |  | Combined cycle | Natural Gas | Process Gas |  | Dry Low NOx Burners,Selective Catalytic Reduction |  |  | 2004-03-18 | Operating | 2603 | G500 (171.1), ST5 (195) | 55419 500 | 219.85 | Y
LA | Plaquemine Cogen Facility | 55419 | 600 |  | 2023 | ARP, CSOSG2E | 610269 | 6 |  | Iberville Parish | LA047 | 47 | Cogeneration | 30.3215 | -91.2392 | Dow Chemical Company (Owner),Dow Chemical Company (Operator) | Phase 2 |  | Combined cycle | Natural Gas | Process Gas |  | Dry Low NOx Burners,Selective Catalytic Reduction |  |  | 2004-03-18 | Operating | 2603 | ST5 (195), G600 (171.1) | 55419 600 | 219.85 | Y
LA | Plaquemine Cogen Facility | 55419 | 700 |  | 2023 | ARP, CSOSG2E | 610269 | 6 |  | Iberville Parish | LA047 | 47 | Cogeneration | 30.3215 | -91.2392 | Dow Chemical Company (Owner),Dow Chemical Company (Operator) | Phase 2 |  | Combined cycle | Natural Gas | Process Gas |  | Dry Low NOx Burners,Selective Catalytic Reduction |  |  | 2004-03-18 | Operating | 2603 | ST5 (195), G700 (171.1) | 55419 700 | 219.85 | Y
LA | Plaquemine Cogen Facility | 55419 | 800 |  | 2023 | ARP, CSOSG2E | 610269 | 6 |  | Iberville Parish | LA047 | 47 | Cogeneration | 30.3215 | -91.2392 | Dow Chemical Company (Owner),Dow Chemical Company (Operator) | Phase 2 |  | Combined cycle | Natural Gas | Process Gas |  | Dry Low NOx Burners,Selective Catalytic Reduction |  |  | 2004-03-18 | Operating | 2603 | ST5 (195), G800 (171.1) | 55419 800 | 219.85 | Y
LA | Bayou Cove Peaking Power Plant | 55433 | CTG-1 |  | 2023 | ARP, CSOSG2E | 605667 | 6 |  | Acadia Parish | LA001 | 1 | Electric Utility | 30.2825 | -92.5994 | NRG South Central - Bayou Cove (Owner),NRG South Central - Bayou Cove (Operator) | Phase 2 |  | Combustion turbine | Pipeline Natural Gas |  |  | Dry Low NOx Burners |  |  | 2002-08-08 | Operating | 1073 | 0001 (110) | 55433 CTG-1 | 110
LA | Bayou Cove Peaking Power Plant | 55433 | CTG-2 |  | 2023 | ARP, CSOSG2E | 605667 | 6 |  | Acadia Parish | LA001 | 1 | Electric Utility | 30.2825 | -92.5994 | NRG South Central - Bayou Cove (Owner),NRG South Central - Bayou Cove (Operator) | Phase 2 |  | Combustion turbine | Pipeline Natural Gas |  |  | Dry Low NOx Burners |  |  | 2002-07-25 | Operating | 1073 | 0002 (110) | 55433 CTG-2 | 110
LA | Bayou Cove Peaking Power Plant | 55433 | CTG-3 |  | 2023 | ARP, CSOSG2E | 605667 | 6 |  | Acadia Parish | LA001 | 1 | Electric Utility | 30.2825 | -92.5994 | NRG South Central - Bayou Cove (Owner),NRG South Central - Bayou Cove (Operator) | Phase 2 |  | Combustion turbine | Pipeline Natural Gas |  |  | Dry Low NOx Burners |  |  | 2002-07-19 | Operating | 1073 | 0003 (110) | 55433 CTG-3 | 110
LA | Bayou Cove Peaking Power Plant | 55433 | CTG-4 |  | 2023 | ARP, CSOSG2E | 605667 | 6 |  | Acadia Parish | LA001 | 1 | Electric Utility | 30.2825 | -92.5994 | NRG South Central - Bayou Cove (Owner),NRG South Central - Bayou Cove (Operator) | Phase 2 |  | Combustion turbine | Pipeline Natural Gas |  |  | Dry Low NOx Burners |  |  | 2002-09-27 | Operating | 1073 | 0004 (110) | 55433 CTG-4 | 110
IL | Elgin Energy Center, LLC | 55438 | CT01 |  | 2023 | ARP, CSNOX, CSOSG3, CSSO2G1 | 609316 | 5 |  | Cook County | IL031 | 31 | Electric Utility | 41.9997 | -88.2445 | Elgin Energy Center, LLC (Owner),Elgin Energy Center, LLC (Operator) | Phase 2 |  | Combustion turbine | Pipeline Natural Gas |  |  | Dry Low NOx Burners |  |  | 2002-08-20 | Operating | 1472 | CT01 (135) | 55438 CT01 | 135
IL | Elgin Energy Center, LLC | 55438 | CT02 |  | 2023 | ARP, CSNOX, CSOSG3, CSSO2G1 | 609316 | 5 |  | Cook County | IL031 | 31 | Electric Utility | 41.9997 | -88.2445 | Elgin Energy Center, LLC (Owner),Elgin Energy Center, LLC (Operator) | Phase 2 |  | Combustion turbine | Pipeline Natural Gas |  |  | Dry Low NOx Burners |  |  | 2002-09-03 | Operating | 1472 | CT02 (135) | 55438 CT02 | 135
IL | Elgin Energy Center, LLC | 55438 | CT03 |  | 2023 | ARP, CSNOX, CSOSG3, CSSO2G1 | 609316 | 5 |  | Cook County | IL031 | 31 | Electric Utility | 41.9997 | -88.2445 | Elgin Energy Center, LLC (Owner),Elgin Energy Center, LLC (Operator) | Phase 2 |  | Combustion turbine | Pipeline Natural Gas |  |  | Dry Low NOx Burners |  |  | 2002-09-25 | Operating | 1472 | CT03 (135) | 55438 CT03 | 135
IL | Elgin Energy Center, LLC | 55438 | CT04 |  | 2023 | ARP, CSNOX, CSOSG3, CSSO2G1 | 609316 | 5 |  | Cook County | IL031 | 31 | Electric Utility | 41.9997 | -88.2445 | Elgin Energy Center, LLC (Owner),Elgin Energy Center, LLC (Operator) | Phase 2 |  | Combustion turbine | Pipeline Natural Gas |  |  | Dry Low NOx Burners |  |  | 2002-10-21 | Operating | 1472 | CT04 (135) | 55438 CT04 | 135
VA | Tenaska Virginia Generating Station | 55439 | CTGDB1 |  | 2023 | ARP, CSNOX, CSOSG3, CSSO2G1, RGGI | 604188 | 3 | SERC | Fluvanna County | VA065 | 65 | Electric Utility | 37.8667 | -78.3813 | Tenaska Virginia Partners, LP (Owner),Tenaska Virginia Partners, LP (Operator) | Phase 2 |  | Combined cycle | Pipeline Natural Gas | Diesel Oil |  | Dry Low NOx Burners,Water Injection,Selective Catalytic Reduction |  |  | 2003-12-26 | Operating | 2550 | STG1 (396.2), CTG1 (183.3) | 55439 CTGDB1 | 315.3667 | Y
VA | Tenaska Virginia Generating Station | 55439 | CTGDB2 |  | 2023 | ARP, CSNOX, CSOSG3, CSSO2G1, RGGI | 604188 | 3 | SERC | Fluvanna County | VA065 | 65 | Electric Utility | 37.8667 | -78.3813 | Tenaska Virginia Partners, LP (Owner),Tenaska Virginia Partners, LP (Operator) | Phase 2 |  | Combined cycle | Pipeline Natural Gas | Diesel Oil |  | Dry Low NOx Burners,Water Injection,Selective Catalytic Reduction |  |  | 2004-01-02 | Operating | 2550 | CTG2 (183.3), STG1 (396.2) | 55439 CTGDB2 | 315.3667 | Y
VA | Tenaska Virginia Generating Station | 55439 | CTGDB3 |  | 2023 | ARP, CSNOX, CSOSG3, CSSO2G1, RGGI | 604188 | 3 | SERC | Fluvanna County | VA065 | 65 | Electric Utility | 37.8667 | -78.3813 | Tenaska Virginia Partners, LP (Owner),Tenaska Virginia Partners, LP (Operator) | Phase 2 |  | Combined cycle | Pipeline Natural Gas | Diesel Oil |  | Dry Low NOx Burners,Water Injection,Selective Catalytic Reduction |  |  | 2004-01-16 | Operating | 2550 | CTG3 (183.3), STG1 (396.2) | 55439 CTGDB3 | 315.3667 | Y
AL | Central Alabama Gen Station | 55440 | CTGDB1 |  | 2023 | ARP, CSNOX, CSOSG2, CSSO2G2 | 605449 | 4 | SERC | Autauga County | AL001 | 1 | Electric Utility | 32.6503 | -86.7386 | Alabama Power Company (Owner),Alabama Power Company (Operator) | Phase 2 |  | Combined cycle | Pipeline Natural Gas | Diesel Oil |  | Dry Low NOx Burners,Water Injection,Selective Catalytic Reduction |  |  | 2003-01-15 | Operating | 2860 | CTG1 (183.3), ST1 (390.1) | 55440 CTGDB1 | 313.3333 | Y
AL | Central Alabama Gen Station | 55440 | CTGDB2 |  | 2023 | ARP, CSNOX, CSOSG2, CSSO2G2 | 605449 | 4 | SERC | Autauga County | AL001 | 1 | Electric Utility | 32.6503 | -86.7386 | Alabama Power Company (Owner),Alabama Power Company (Operator) | Phase 2 |  | Combined cycle | Pipeline Natural Gas | Diesel Oil |  | Dry Low NOx Burners,Water Injection,Selective Catalytic Reduction |  |  | 2002-12-08 | Operating | 2860 | ST1 (390.1), CTG2 (183.3) | 55440 CTGDB2 | 313.3333 | Y
AL | Central Alabama Gen Station | 55440 | CTGDB3 |  | 2023 | ARP, CSNOX, CSOSG2, CSSO2G2 | 605449 | 4 | SERC | Autauga County | AL001 | 1 | Electric Utility | 32.6503 | -86.7386 | Alabama Power Company (Owner),Alabama Power Company (Operator) | Phase 2 |  | Combined cycle | Pipeline Natural Gas | Diesel Oil |  | Dry Low NOx Burners,Water Injection,Selective Catalytic Reduction |  |  | 2003-03-06 | Operating | 2860 | ST1 (390.1), CTG3 (183.3) | 55440 CTGDB3 | 313.3333 | Y
MO | Columbia Energy Center (MO) | 55447 | CT01 |  | 2023 | ARP, CSNOX, CSOSG2, CSSO2G1 | 606121 (Ended May 10, 2023), 600862 (Started May 10, 2023) | 7 | SERC | Boone County | MO019 | 19 | Electric Utility | 39.0183 | -92.2633 | City of Columbia (Owner),City of Columbia (Operator) | Phase 2 |  | Combustion turbine | Pipeline Natural Gas |  |  | Dry Low NOx Burners |  |  | 2001-07-25 | Operating | 545 | CT01 (48) | 55447 CT01 | 48
MO | Columbia Energy Center (MO) | 55447 | CT02 |  | 2023 | ARP, CSNOX, CSOSG2, CSSO2G1 | 606121 (Ended May 10, 2023), 600862 (Started May 10, 2023) | 7 | SERC | Boone County | MO019 | 19 | Electric Utility | 39.0183 | -92.2633 | City of Columbia (Owner),City of Columbia (Operator) | Phase 2 |  | Combustion turbine | Pipeline Natural Gas |  |  | Dry Low NOx Burners |  |  | 2001-07-05 | Operating | 545 | CT02 (48) | 55447 CT02 | 48
MO | Columbia Energy Center (MO) | 55447 | CT03 |  | 2023 | ARP, CSNOX, CSOSG2, CSSO2G1 | 606121 (Ended May 10, 2023), 600862 (Started May 10, 2023) | 7 | SERC | Boone County | MO019 | 19 | Electric Utility | 39.0183 | -92.2633 | City of Columbia (Owner),City of Columbia (Operator) | Phase 2 |  | Combustion turbine | Pipeline Natural Gas |  |  | Dry Low NOx Burners |  |  | 2001-06-05 | Operating | 545 | CT03 (48) | 55447 CT03 | 48
MO | Columbia Energy Center (MO) | 55447 | CT04 |  | 2023 | ARP, CSNOX, CSOSG2, CSSO2G1 | 606121 (Ended May 10, 2023), 600862 (Started May 10, 2023) | 7 | SERC | Boone County | MO019 | 19 | Electric Utility | 39.0183 | -92.2633 | City of Columbia (Owner),City of Columbia (Operator) | Phase 2 |  | Combustion turbine | Pipeline Natural Gas |  |  | Dry Low NOx Burners |  |  | 2001-06-02 | Operating | 545 | CT04 (48) | 55447 CT04 | 48
MS | Magnolia Combined Cycle Plant | 55451 | CTG-1 |  | 2023 | ARP, CSOSG2 | 609315 | 4 | SERC | Benton County | MS009 | 9 | Electric Utility | 34.8358 | -89.2017 | Tennessee Valley Authority (Owner),Tennessee Valley Authority (Operator) | Phase 2 |  | Combined cycle | Pipeline Natural Gas |  |  | Dry Low NOx Burners,Selective Catalytic Reduction |  |  | 2002-12-19 | Operating | 2790.2 | CTG1 (178.5), STG1 (156) | 55451 CTG-1 | 334.5 | Y
MS | Magnolia Combined Cycle Plant | 55451 | CTG-2 |  | 2023 | ARP, CSOSG2 | 609315 | 4 | SERC | Benton County | MS009 | 9 | Electric Utility | 34.8358 | -89.2017 | Tennessee Valley Authority (Owner),Tennessee Valley Authority (Operator) | Phase 2 |  | Combined cycle | Pipeline Natural Gas |  |  | Dry Low NOx Burners,Selective Catalytic Reduction |  |  | 2002-12-22 | Operating | 2753.4 | STG2 (156), CTG2 (178.5) | 55451 CTG-2 | 334.5 | Y
MS | Magnolia Combined Cycle Plant | 55451 | CTG-3 |  | 2023 | ARP, CSOSG2 | 609315 | 4 | SERC | Benton County | MS009 | 9 | Electric Utility | 34.8358 | -89.2017 | Tennessee Valley Authority (Owner),Tennessee Valley Authority (Operator) | Phase 2 |  | Combined cycle | Pipeline Natural Gas |  |  | Dry Low NOx Burners,Selective Catalytic Reduction |  |  | 2003-04-01 | Operating | 2751.2 | STG3 (156), CTG3 (178.5) | 55451 CTG-3 | 334.5 | Y
CO | Fountain Valley Power Plant | 55453 | 1 |  | 2023 | ARP | 604601 | 8 |  | El Paso County | CO041 | 41 | Electric Utility | 38.5569 | -104.6875 | Fountain Valley Power, LLC (Owner),Fountain Valley Power, LLC (Operator) | Phase 2 |  | Combustion turbine | Pipeline Natural Gas |  |  | Water Injection |  |  | 2001-07-08 | Operating | 440 | S1 (43) | 55453 1 | 43
CO | Fountain Valley Power Plant | 55453 | 2 |  | 2023 | ARP | 604601 | 8 |  | El Paso County | CO041 | 41 | Electric Utility | 38.5569 | -104.6875 | Fountain Valley Power, LLC (Owner),Fountain Valley Power, LLC (Operator) | Phase 2 |  | Combustion turbine | Pipeline Natural Gas |  |  | Water Injection |  |  | 2001-07-14 | Operating | 425 | S2 (43) | 55453 2 | 43
CO | Fountain Valley Power Plant | 55453 | 3 |  | 2023 | ARP | 604601 | 8 |  | El Paso County | CO041 | 41 | Electric Utility | 38.5569 | -104.6875 | Fountain Valley Power, LLC (Owner),Fountain Valley Power, LLC (Operator) | Phase 2 |  | Combustion turbine | Pipeline Natural Gas |  |  | Water Injection |  |  | 2001-07-24 | Operating | 430 | S3 (43) | 55453 3 | 43
CO | Fountain Valley Power Plant | 55453 | 4 |  | 2023 | ARP | 604601 | 8 |  | El Paso County | CO041 | 41 | Electric Utility | 38.5569 | -104.6875 | Fountain Valley Power, LLC (Owner),Fountain Valley Power, LLC (Operator) | Phase 2 |  | Combustion turbine | Pipeline Natural Gas |  |  | Water Injection |  |  | 2001-07-25 | Operating | 420 | S4 (43) | 55453 4 | 43
CO | Fountain Valley Power Plant | 55453 | 5 |  | 2023 | ARP | 604601 | 8 |  | El Paso County | CO041 | 41 | Electric Utility | 38.5569 | -104.6875 | Fountain Valley Power, LLC (Owner),Fountain Valley Power, LLC (Operator) | Phase 2 |  | Combustion turbine | Pipeline Natural Gas |  |  | Water Injection |  |  | 2001-07-29 | Operating | 420 | S5 (43) | 55453 5 | 43
CO | Fountain Valley Power Plant | 55453 | 6 |  | 2023 | ARP | 604601 | 8 |  | El Paso County | CO041 | 41 | Electric Utility | 38.5569 | -104.6875 | Fountain Valley Power, LLC (Owner),Fountain Valley Power, LLC (Operator) | Phase 2 |  | Combustion turbine | Pipeline Natural Gas |  |  | Water Injection |  |  | 2001-08-01 | Operating | 420 | S6 (43) | 55453 6 | 43
AZ | Redhawk Generating Facility | 55455 | CC1A |  | 2023 | ARP | 608735 (Ended Aug 03, 2023), 607692 (Started Aug 03, 2023) | 9 |  | Maricopa County | AZ013 | 13 | Electric Utility | 33.33 | -112.84 | Arizona Public Service Company (Owner),Arizona Public Service Company (Operator) | Phase 2 |  | Combined cycle | Pipeline Natural Gas |  |  | Dry Low NOx Burners,Selective Catalytic Reduction |  |  | 2002-04-25 | Operating | 2053 | CT1A (182), ST1 (204) | 55455 CC1A | 284 | Y
AZ | Redhawk Generating Facility | 55455 | CC1B |  | 2023 | ARP | 608735 (Ended Aug 03, 2023), 607692 (Started Aug 03, 2023) | 9 |  | Maricopa County | AZ013 | 13 | Electric Utility | 33.33 | -112.84 | Arizona Public Service Company (Owner),Arizona Public Service Company (Operator) | Phase 2 |  | Combined cycle | Pipeline Natural Gas |  |  | Dry Low NOx Burners,Selective Catalytic Reduction |  |  | 2002-04-14 | Operating | 2053 | ST1 (204), CT1B (182) | 55455 CC1B | 284 | Y
AZ | Redhawk Generating Facility | 55455 | CC2A |  | 2023 | ARP | 608735 (Ended Aug 03, 2023), 607692 (Started Aug 03, 2023) | 9 |  | Maricopa County | AZ013 | 13 | Electric Utility | 33.33 | -112.84 | Arizona Public Service Company (Owner),Arizona Public Service Company (Operator) | Phase 2 |  | Combined cycle | Pipeline Natural Gas |  |  | Dry Low NOx Burners,Selective Catalytic Reduction |  |  | 2002-05-15 | Operating | 2053 | ST2 (204), CT2A (182) | 55455 CC2A | 284 | Y
AZ | Redhawk Generating Facility | 55455 | CC2B |  | 2023 | ARP | 608735 (Ended Aug 03, 2023), 607692 (Started Aug 03, 2023) | 9 |  | Maricopa County | AZ013 | 13 | Electric Utility | 33.33 | -112.84 | Arizona Public Service Company (Owner),Arizona Public Service Company (Operator) | Phase 2 |  | Combined cycle | Pipeline Natural Gas |  |  | Dry Low NOx Burners,Selective Catalytic Reduction |  |  | 2002-05-23 | Operating | 2053 | ST2 (204), CT2B (182) | 55455 CC2B | 284 | Y
OK | McClain Energy Facility | 55457 | CT1 |  | 2023 | ARP, CSOSG2 | 603925 | 6 |  | McClain County | OK087 | 87 | Electric Utility | 35.2979 | -97.5896 | Oklahoma Gas & Electric Company (Owner),Oklahoma Municipal Power Authority (Owner),Oklahoma Gas & Electric Company (Operator) | Phase 2 |  | Combined cycle | Pipeline Natural Gas |  |  | Dry Low NOx Burners |  |  | 2001-03-31 | Operating | 2083 | CT1 (150.1), ST1 (168.3) | 55457 CT1 | 234.25
OK | McClain Energy Facility | 55457 | CT2 |  | 2023 | ARP, CSOSG2 | 603925 | 6 |  | McClain County | OK087 | 87 | Electric Utility | 35.2979 | -97.5896 | Oklahoma Gas & Electric Company (Owner),Oklahoma Municipal Power Authority (Owner),Oklahoma Gas & Electric Company (Operator) | Phase 2 |  | Combined cycle | Pipeline Natural Gas |  |  | Dry Low NOx Burners |  |  | 2001-04-04 | Operating | 2083 | ST1 (168.3), CT2 (150.1) | 55457 CT2 | 234.25
MI | Indeck-Niles Energy Center | 55460 | EUCT1 |  | 2023 | ARP, CSNOX, CSOSG3, CSSO2G1, NSPS4T | 2911 | 5 |  | Cass County | MI027 | 27 | Electric Utility | 41.8621 | -86.2213 | Indeck Niles, LLC (Owner),Indeck Niles, LLC (Operator) | Phase 2 |  | Combined cycle | Pipeline Natural Gas |  |  | Dry Low NOx Burners,Selective Catalytic Reduction |  |  | 2022-01-21 | Operating | 3722 | CT1 (370.6), ST1 (368.1) | 55460 EUCT1 | 554.65 | Y
MI | Indeck-Niles Energy Center | 55460 | EUCT2 |  | 2023 | ARP, CSNOX, CSOSG3, CSSO2G1, NSPS4T | 2911 | 5 |  | Cass County | MI027 | 27 | Electric Utility | 41.8621 | -86.2213 | Indeck Niles, LLC (Owner),Indeck Niles, LLC (Operator) | Phase 2 |  | Combined cycle | Pipeline Natural Gas |  |  | Dry Low NOx Burners,Selective Catalytic Reduction |  |  | 2021-12-28 | Operating | 3722 | CT2 (370.6), ST1 (368.1) | 55460 EUCT2 | 554.65 | Y
OK | Redbud Power Plant | 55463 | CT-01 |  | 2023 | ARP, CSOSG2 | 603925 | 6 | SPP | Oklahoma County | OK109 | 109 | Electric Utility | 35.6853 | -97.2242 | Oklahoma Municipal Power Authority (Owner),Grand River Dam Authority (Owner),OGE Energy Corporation (Owner),OGE Energy Corporation (Operator) | Phase 2 |  | Combined cycle | Pipeline Natural Gas |  |  | Dry Low NOx Burners,Selective Catalytic Reduction |  |  | 2003-07-18 | Operating | 2750 | CT01 (198.9), ST01 (159.5) | 55463 CT-01 | 358.4 | Y
OK | Redbud Power Plant | 55463 | CT-02 |  | 2023 | ARP, CSOSG2 | 603925 | 6 | SPP | Oklahoma County | OK109 | 109 | Electric Utility | 35.6853 | -97.2242 | Oklahoma Municipal Power Authority (Owner),Grand River Dam Authority (Owner),OGE Energy Corporation (Owner),OGE Energy Corporation (Operator) | Phase 2 |  | Combined cycle | Pipeline Natural Gas |  |  | Dry Low NOx Burners,Selective Catalytic Reduction |  |  | 2003-04-18 | Operating | 2820 | CT02 (198.9), ST02 (159.5) | 55463 CT-02 | 358.4 | Y
OK | Redbud Power Plant | 55463 | CT-03 |  | 2023 | ARP, CSOSG2 | 603925 | 6 | SPP | Oklahoma County | OK109 | 109 | Electric Utility | 35.6853 | -97.2242 | Oklahoma Municipal Power Authority (Owner),Grand River Dam Authority (Owner),OGE Energy Corporation (Owner),OGE Energy Corporation (Operator) | Phase 2 |  | Combined cycle | Pipeline Natural Gas |  |  | Dry Low NOx Burners,Selective Catalytic Reduction |  |  | 2003-04-08 | Operating | 2750 | CT03 (198.9), ST03 (159.5) | 55463 CT-03 | 358.4 | Y
OK | Redbud Power Plant | 55463 | CT-04 |  | 2023 | ARP, CSOSG2 | 603925 | 6 | SPP | Oklahoma County | OK109 | 109 | Electric Utility | 35.6853 | -97.2242 | Oklahoma Municipal Power Authority (Owner),Grand River Dam Authority (Owner),OGE Energy Corporation (Owner),OGE Energy Corporation (Operator) | Phase 2 |  | Combined cycle | Pipeline Natural Gas |  |  | Dry Low NOx Burners,Selective Catalytic Reduction |  |  | 2003-06-26 | Operating | 2750 | ST04 (159.5), CT04 (198.9) | 55463 CT-04 | 358.4 | Y
TX | Deer Park Energy Center | 55464 | CTG1 |  | 2023 | ARP, CSOSG2 | 608150 | 6 |  | Harris County | TX201 | 201 | Cogeneration | 29.7153 | -95.1361 | Deer Park Energy Center, LP (Owner),Calpine Operating Services Company, Inc. (Operator) | Phase 2 |  | Combined cycle | Pipeline Natural Gas |  |  | Dry Low NOx Burners,Selective Catalytic Reduction |  |  | 2002-11-10 | Operating | 2798 | STG1 (276), CTG1 (180) | 55464 CTG1 | 235.2 | Y
TX | Deer Park Energy Center | 55464 | CTG2 |  | 2023 | ARP, CSOSG2 | 608150 | 6 |  | Harris County | TX201 | 201 | Cogeneration | 29.7153 | -95.1361 | Deer Park Energy Center, LP (Owner),Calpine Operating Services Company, Inc. (Operator) | Phase 2 |  | Combined cycle | Pipeline Natural Gas |  |  | Dry Low NOx Burners,Selective Catalytic Reduction |  |  | 2003-04-15 | Operating | 2707 | CTG2 (180), STG1 (276) | 55464 CTG2 | 235.2 | Y
TX | Deer Park Energy Center | 55464 | CTG3 |  | 2023 | ARP, CSOSG2 | 608150 | 6 |  | Harris County | TX201 | 201 | Cogeneration | 29.7153 | -95.1361 | Deer Park Energy Center, LP (Owner),Calpine Operating Services Company, Inc. (Operator) | Phase 2 |  | Combined cycle | Pipeline Natural Gas |  |  | Dry Low NOx Burners,Selective Catalytic Reduction |  |  | 2003-11-15 | Operating | 2750 | STG1 (276), CTG3 (180) | 55464 CTG3 | 235.2 | Y
TX | Deer Park Energy Center | 55464 | CTG4 |  | 2023 | ARP, CSOSG2 | 608150 | 6 |  | Harris County | TX201 | 201 | Cogeneration | 29.7153 | -95.1361 | Deer Park Energy Center, LP (Owner),Calpine Operating Services Company, Inc. (Operator) | Phase 2 |  | Combined cycle | Pipeline Natural Gas |  |  | Dry Low NOx Burners,Selective Catalytic Reduction |  |  | 2004-03-11 | Operating | 2707 | STG1 (276), CTG4 (180) | 55464 CTG4 | 235.2 | Y
TX | Deer Park Energy Center | 55464 | CTG5 |  | 2023 | ARP, CSOSG2 | 608150 | 6 |  | Harris County | TX201 | 201 | Cogeneration | 29.7153 | -95.1361 | Deer Park Energy Center, LP (Owner),Calpine Operating Services Company, Inc. (Operator) | Phase 2 |  | Combined cycle | Pipeline Natural Gas |  |  | Dry Low NOx Burners,Selective Catalytic Reduction |  |  | 2014-05-21 | Operating | 2700 | STG1 (276), CTG5 (180) | 55464 CTG5 | 235.2 | Y
LA | Ouachita Plant | 55467 | CTGEN1 |  | 2023 | ARP, CSOSG2E | 609775 (Ended Mar 31, 2023), 610584 (Started Mar 31, 2023) | 6 |  | Ouachita Parish | LA073 | 73 | Electric Utility | 32.7056 | -92.0697 | Entergy Corporation (Owner),Entergy Corporation (Operator) | Phase 2 |  | Combined cycle | Pipeline Natural Gas |  |  | Dry Low NOx Burners,Selective Catalytic Reduction |  |  | 2002-05-31 | Operating | 2100 | STG1 (122), CTG1 (179.3) | 55467 CTGEN1 | 301.3 | Y
LA | Ouachita Plant | 55467 | CTGEN2 |  | 2023 | ARP, CSOSG2E | 609775 (Ended Mar 31, 2023), 610584 (Started Mar 31, 2023) | 6 |  | Ouachita Parish | LA073 | 73 | Electric Utility | 32.7056 | -92.0697 | Entergy Corporation (Owner),Entergy Corporation (Operator) | Phase 2 |  | Combined cycle | Pipeline Natural Gas |  |  | Dry Low NOx Burners,Selective Catalytic Reduction |  |  | 2002-06-12 | Operating | 2200 | CTG2 (179.3), STG2 (122) | 55467 CTGEN2 | 301.3 | Y
LA | Ouachita Plant | 55467 | CTGEN3 |  | 2023 | ARP, CSOSG2E | 609775 (Ended Mar 31, 2023), 610584 (Started Mar 31, 2023) | 6 |  | Ouachita Parish | LA073 | 73 | Electric Utility | 32.7056 | -92.0697 | Entergy Corporation (Owner),Entergy Corporation (Operator) | Phase 2 |  | Combined cycle | Pipeline Natural Gas |  |  | Dry Low NOx Burners,Selective Catalytic Reduction |  |  | 2002-06-29 | Operating | 2200 | STG3 (122), CTG3 (179.3) | 55467 CTGEN3 | 301.3 | Y
TX | South Houston Green Power Site | 55470 | EPN801 |  | 2023 | ARP, CSOSG2 | 609613 | 6 |  | Galveston County | TX167 | 167 | Cogeneration | 29.3775 | -94.9328 | South Houston Green Power, LLC (Owner),South Houston Green Power, LLC (Operator) | Phase 2 |  | Combined cycle | Pipeline Natural Gas | Process Gas |  | Dry Low NOx Burners,Selective Catalytic Reduction |  |  | 2003-09-28 | Operating | 2950 | ST805 (250), TR1 (167), ST1 (110) | 55470 EPN801 | 287 | Y
TX | South Houston Green Power Site | 55470 | EPN802 |  | 2023 | ARP, CSOSG2 | 609613 | 6 |  | Galveston County | TX167 | 167 | Cogeneration | 29.3775 | -94.9328 | South Houston Green Power, LLC (Owner),South Houston Green Power, LLC (Operator) | Phase 2 |  | Combined cycle | Pipeline Natural Gas | Process Gas |  | Dry Low NOx Burners,Selective Catalytic Reduction |  |  | 2003-10-03 | Operating | 2950 | TR2 (167), ST805 (250), ST1 (110) | 55470 EPN802 | 287 | Y
TX | South Houston Green Power Site | 55470 | EPN803 |  | 2023 | ARP, CSOSG2 | 609613 | 6 |  | Galveston County | TX167 | 167 | Cogeneration | 29.3775 | -94.9328 | South Houston Green Power, LLC (Owner),South Houston Green Power, LLC (Operator) | Phase 2 |  | Combined cycle | Pipeline Natural Gas | Process Gas |  | Dry Low NOx Burners,Selective Catalytic Reduction |  |  | 2003-10-11 | Operating | 2950 | ST805 (250), TR3 (167), ST1 (110) | 55470 EPN803 | 287 | Y
WY | Neil Simpson II (CT2) | 55477 | CT2 |  | 2023 | ARP | 609425 (Ended Jul 13, 2023), 610712 (Started Jul 13, 2023) | 8 |  | Campbell County | WY005 | 5 | Electric Utility | 44.2853 | -105.3841 | Consolidated WY Municipalities Electric Power System JPB (Owner),Black Hills Power, Inc (Operator) | Phase 2 |  | Combustion turbine | Pipeline Natural Gas |  |  | Dry Low NOx Burners |  |  | 2001-05-30 | Operating | 393 | GT2 (40) | 55477 CT2 | 40
SD | Lange | 55478 | CT1 |  | 2023 | ARP | 609425 (Ended Jul 14, 2023), 610711 (Started Jul 14, 2023) | 8 |  | Pennington County | SD103 | 103 | Electric Utility | 44.1212 | -103.2608 | Black Hills Power, Inc (Owner),Black Hills Power, Inc (Operator) | Phase 2 |  | Combustion turbine | Pipeline Natural Gas |  |  | Dry Low NOx Burners |  |  | 2002-05-23 | Operating | 399 | 0001 (44) | 55478 CT1 | 44
WY | Wygen I | 55479 | 1 |  | 2023 | ARP, MATS | 609425 (Ended Jul 13, 2023), 610712 (Started Jul 13, 2023) | 8 |  | Campbell County | WY005 | 5 | Electric Utility | 44.2862 | -105.3843 | Municipal Energy Agency of Nebraska (Owner),Black Hills Wyoming, LLC (Owner),Black Hills Power, Inc (Operator) | Phase 2 |  | Dry bottom wall-fired boiler | Coal |  | Dry Lime FGD | Low NOx Burner Technology w/ Overfire Air,Selective Catalytic Reduction | Baghouse |  | 2003-01-23 | Operating | 1300 | 0001 (100) | 55479 1 | 100 | Y
TX | Forney Power Plant | 55480 | U1 |  | 2023 | ARP, CSOSG2 | 603383 | 6 |  | Kaufman County | TX257 | 257 | Electric Utility | 32.7563 | -96.4916 | La Frontera Holdings, LLC (Owner),Luminant Generation Company LLC (Operator) | Phase 2 |  | Combined cycle | Pipeline Natural Gas |  |  | Dry Low NOx Burners |  |  | 2003-05-01 | Operating | 2445 | U1 (172), ST1 (414) | 55480 U1 | 310
TX | Forney Power Plant | 55480 | U2 |  | 2023 | ARP, CSOSG2 | 603383 | 6 |  | Kaufman County | TX257 | 257 | Electric Utility | 32.7563 | -96.4916 | La Frontera Holdings, LLC (Owner),Luminant Generation Company LLC (Operator) | Phase 2 |  | Combined cycle | Pipeline Natural Gas |  |  | Dry Low NOx Burners |  |  | 2003-02-01 | Operating | 2445 | ST1 (414), U2 (172) | 55480 U2 | 310
TX | Forney Power Plant | 55480 | U3 |  | 2023 | ARP, CSOSG2 | 603383 | 6 |  | Kaufman County | TX257 | 257 | Electric Utility | 32.7563 | -96.4916 | La Frontera Holdings, LLC (Owner),Luminant Generation Company LLC (Operator) | Phase 2 |  | Combined cycle | Pipeline Natural Gas |  |  | Dry Low NOx Burners |  |  | 2003-02-01 | Operating | 2445 | ST1 (414), U3 (172) | 55480 U3 | 310
TX | Forney Power Plant | 55480 | U4 |  | 2023 | ARP, CSOSG2 | 603383 | 6 |  | Kaufman County | TX257 | 257 | Electric Utility | 32.7563 | -96.4916 | La Frontera Holdings, LLC (Owner),Luminant Generation Company LLC (Operator) | Phase 2 |  | Combined cycle | Pipeline Natural Gas |  |  | Dry Low NOx Burners |  |  | 2003-05-01 | Operating | 2445 | U4 (172), ST2 (414) | 55480 U4 | 310
TX | Forney Power Plant | 55480 | U5 |  | 2023 | ARP, CSOSG2 | 603383 | 6 |  | Kaufman County | TX257 | 257 | Electric Utility | 32.7563 | -96.4916 | La Frontera Holdings, LLC (Owner),Luminant Generation Company LLC (Operator) | Phase 2 |  | Combined cycle | Pipeline Natural Gas |  |  | Dry Low NOx Burners |  |  | 2003-05-01 | Operating | 2445 | U5 (169.8), ST2 (414) | 55480 U5 | 307.8
TX | Forney Power Plant | 55480 | U6 |  | 2023 | ARP, CSOSG2 | 603383 | 6 |  | Kaufman County | TX257 | 257 | Electric Utility | 32.7563 | -96.4916 | La Frontera Holdings, LLC (Owner),Luminant Generation Company LLC (Operator) | Phase 2 |  | Combined cycle | Pipeline Natural Gas |  |  | Dry Low NOx Burners |  |  | 2003-05-01 | Operating | 2445 | ST2 (414), U6 (169.8) | 55480 U6 | 307.8
AZ | Mesquite Generating Station | 55481 | 1 |  | 2023 | ARP | 608572 | 9 |  | Maricopa County | AZ013 | 13 | Electric Utility | 33.3451 | -112.8638 | Mesquite Power, LLC (Owner),Mesquite Power Operations, LLC (Operator) | Phase 2 |  | Combined cycle | Pipeline Natural Gas |  |  | Dry Low NOx Burners,Selective Catalytic Reduction |  |  | 2003-02-11 | Operating | 2530 | ST1 (321), GT1 (170) | 55481 1 | 330.5 | Y
AZ | Mesquite Generating Station | 55481 | 2 |  | 2023 | ARP | 608572 | 9 |  | Maricopa County | AZ013 | 13 | Electric Utility | 33.3451 | -112.8638 | Mesquite Power, LLC (Owner),Mesquite Power Operations, LLC (Operator) | Phase 2 |  | Combined cycle | Pipeline Natural Gas |  |  | Dry Low NOx Burners,Selective Catalytic Reduction |  |  | 2003-02-12 | Operating | 2530 | ST1 (321), GT2 (170) | 55481 2 | 330.5 | Y
AZ | Mesquite Generating Station | 55481 | 5 |  | 2023 | ARP | 608572 | 9 |  | Maricopa County | AZ013 | 13 | Electric Utility | 33.3451 | -112.8638 | Mesquite Power, LLC (Owner),Mesquite Power Operations, LLC (Operator) | Phase 2 |  | Combined cycle | Pipeline Natural Gas |  |  | Dry Low NOx Burners,Selective Catalytic Reduction |  |  | 2003-08-01 | Operating | 2370 | GT3 (170), ST2 (321) | 55481 5 | 330.5 | Y
AZ | Mesquite Generating Station | 55481 | 6 |  | 2023 | ARP | 608572 | 9 |  | Maricopa County | AZ013 | 13 | Electric Utility | 33.3451 | -112.8638 | Mesquite Power, LLC (Owner),Mesquite Power Operations, LLC (Operator) | Phase 2 |  | Combined cycle | Pipeline Natural Gas |  |  | Dry Low NOx Burners,Selective Catalytic Reduction |  |  | 2003-08-01 | Operating | 2370 | GT4 (170), ST2 (321) | 55481 6 | 330.5 | Y
WA | Goldendale Generating Station | 55482 | CT-1 |  | 2023 | ARP | 610011 | 10 |  | Klickitat County | WA039 | 39 | Electric Utility | 45.8114 | -120.833 | Puget Sound Energy, Inc. (Owner),Puget Sound Energy, Inc. (Operator) | Phase 2 |  | Combined cycle | Pipeline Natural Gas |  |  | Dry Low NOx Burners,Selective Catalytic Reduction |  |  | 2004-07-09 | Operating | 2500 | G1 (170), G2 (114.3) | 55482 CT-1 | 284.3 | Y
LA | Washington Parish Energy Center | 55486 | CTG01 |  | 2023 | ARP, CSOSG2E | 609775 (Ended Mar 31, 2023), 610584 (Started Mar 31, 2023) | 6 | SERC | Washington Parish | LA117 | 117 | Electric Utility | 30.7914 | -89.9092 | Entergy Corporation (Owner),Entergy Corporation (Operator) | Phase 2 |  | Combustion turbine | Pipeline Natural Gas |  |  | Dry Low NOx Burners |  |  | 2020-09-19 | Operating | 2201 | CTG1 (207) | 55486 CTG01 | 207
LA | Washington Parish Energy Center | 55486 | CTG02 |  | 2023 | ARP, CSOSG2E | 609775 (Ended Mar 31, 2023), 610584 (Started Mar 31, 2023) | 6 | SERC | Washington Parish | LA117 | 117 | Electric Utility | 30.7914 | -89.9092 | Entergy Corporation (Owner),Entergy Corporation (Operator) | Phase 2 |  | Combustion turbine | Pipeline Natural Gas |  |  | Dry Low NOx Burners |  |  | 2020-10-01 | Operating | 2201 | CTG2 (207) | 55486 CTG02 | 207
IL | Goose Creek Power Plant | 55496 | CT-01 |  | 2023 | ARP, CSNOX, CSOSG3, CSSO2G1 | 607655 | 5 |  | Piatt County | IL147 | 147 | Electric Utility | 40.1083 | -88.5986 | Union Electric Company (Owner),Union Electric Company (Operator) | Phase 2 |  | Combustion turbine | Pipeline Natural Gas |  |  | Dry Low NOx Burners |  |  | 2003-01-15 | Operating | 1082 | CT01 (114) | 55496 CT-01 | 114
IL | Goose Creek Power Plant | 55496 | CT-02 |  | 2023 | ARP, CSNOX, CSOSG3, CSSO2G1 | 607655 | 5 |  | Piatt County | IL147 | 147 | Electric Utility | 40.1083 | -88.5986 | Union Electric Company (Owner),Union Electric Company (Operator) | Phase 2 |  | Combustion turbine | Pipeline Natural Gas |  |  | Dry Low NOx Burners |  |  | 2003-01-01 | Operating | 1082 | CT02 (114) | 55496 CT-02 | 114
IL | Goose Creek Power Plant | 55496 | CT-03 |  | 2023 | ARP, CSNOX, CSOSG3, CSSO2G1 | 607655 | 5 |  | Piatt County | IL147 | 147 | Electric Utility | 40.1083 | -88.5986 | Union Electric Company (Owner),Union Electric Company (Operator) | Phase 2 |  | Combustion turbine | Pipeline Natural Gas |  |  | Dry Low NOx Burners |  |  | 2003-02-01 | Operating | 1082 | CT03 (114) | 55496 CT-03 | 114
IL | Goose Creek Power Plant | 55496 | CT-04 |  | 2023 | ARP, CSNOX, CSOSG3, CSSO2G1 | 607655 | 5 |  | Piatt County | IL147 | 147 | Electric Utility | 40.1083 | -88.5986 | Union Electric Company (Owner),Union Electric Company (Operator) | Phase 2 |  | Combustion turbine | Pipeline Natural Gas |  |  | Dry Low NOx Burners |  |  | 2003-02-01 | Operating | 1082 | CT04 (114) | 55496 CT-04 | 114
IL | Goose Creek Power Plant | 55496 | CT-05 |  | 2023 | ARP, CSNOX, CSOSG3, CSSO2G1 | 607655 | 5 |  | Piatt County | IL147 | 147 | Electric Utility | 40.1083 | -88.5986 | Union Electric Company (Owner),Union Electric Company (Operator) | Phase 2 |  | Combustion turbine | Pipeline Natural Gas |  |  | Dry Low NOx Burners |  |  | 2003-03-11 | Operating | 1082 | CT05 (114) | 55496 CT-05 | 114
IL | Goose Creek Power Plant | 55496 | CT-06 |  | 2023 | ARP, CSNOX, CSOSG3, CSSO2G1 | 607655 | 5 |  | Piatt County | IL147 | 147 | Electric Utility | 40.1083 | -88.5986 | Union Electric Company (Owner),Union Electric Company (Operator) | Phase 2 |  | Combustion turbine | Pipeline Natural Gas |  |  | Dry Low NOx Burners |  |  | 2003-03-26 | Operating | 1082 | CT06 (114) | 55496 CT-06 | 114
CA | CalPeak Power - Vaca Dixon | 55499 | GT-1 |  | 2023 | ARP | 609325 | 9 | WECC | Solano County | CA095 | 95 | Electric Utility | 38.3989 | -121.9239 | CalPeak Power - Vaca Dixon, LLC (Owner),CalPeak Power - Vaca Dixon, LLC (Operator) | Phase 2 |  | Combustion turbine | Pipeline Natural Gas |  |  | Dry Low NOx Burners,Ammonia Injection,Selective Catalytic Reduction |  |  | 2001-12-02 | Operating | 600 | CPP1 (60.5) | 55499 GT-1 | 60.5 | Y
CA | CalPeak Power - Vaca Dixon | 55499 | GT-2 |  | 2023 | ARP | 609325 | 9 | WECC | Solano County | CA095 | 95 | Electric Utility | 38.3989 | -121.9239 | CalPeak Power - Vaca Dixon, LLC (Owner),CalPeak Power - Vaca Dixon, LLC (Operator) | Phase 2 |  | Combustion turbine | [6 empty] | 2001-10-01 | Operating |  | CPP1 (60.5) | 55499 GT-2 | 60.5
OK | Tenaska Kiamichi Generating Station | 55501 | CTGDB1 |  | 2023 | ARP, CSOSG2 | 604188 | 6 |  | Pittsburg County | OK121 | 121 | Electric Utility | 34.6831 | -95.9349 | Kiowa Power Partners, LLC (Owner),Kiowa Power Partners, LLC (Operator) | Phase 2 |  | Combined cycle | Pipeline Natural Gas |  |  | Dry Low NOx Burners |  |  | 2002-11-23 | Operating | 2685 | STG1 (317.2), CTG1 (183.9) | 55501 CTGDB1 | 342.5
OK | Tenaska Kiamichi Generating Station | 55501 | CTGDB2 |  | 2023 | ARP, CSOSG2 | 604188 | 6 |  | Pittsburg County | OK121 | 121 | Electric Utility | 34.6831 | -95.9349 | Kiowa Power Partners, LLC (Owner),Kiowa Power Partners, LLC (Operator) | Phase 2 |  | Combined cycle | Pipeline Natural Gas |  |  | Dry Low NOx Burners |  |  | 2002-12-08 | Operating | 2685 | CTG2 (183.9), STG1 (317.2) | 55501 CTGDB2 | 342.5
OK | Tenaska Kiamichi Generating Station | 55501 | CTGDB3 |  | 2023 | ARP, CSOSG2 | 604188 | 6 |  | Pittsburg County | OK121 | 121 | Electric Utility | 34.6831 | -95.9349 | Kiowa Power Partners, LLC (Owner),Kiowa Power Partners, LLC (Operator) | Phase 2 |  | Combined cycle | Pipeline Natural Gas |  |  | Dry Low NOx Burners |  |  | 2003-01-06 | Operating | 2685 | STG2 (317.2), CTG3 (183.9) | 55501 CTGDB3 | 342.5
OK | Tenaska Kiamichi Generating Station | 55501 | CTGDB4 |  | 2023 | ARP, CSOSG2 | 604188 | 6 |  | Pittsburg County | OK121 | 121 | Electric Utility | 34.6831 | -95.9349 | Kiowa Power Partners, LLC (Owner),Kiowa Power Partners, LLC (Operator) | Phase 2 |  | Combined cycle | Pipeline Natural Gas |  |  | Dry Low NOx Burners |  |  | 2003-01-12 | Operating | 2685 | STG2 (317.2), CTG4 (183.9) | 55501 CTGDB4 | 342.5
IN | Lawrenceburg Energy Facility | 55502 | 1 |  | 2023 | ARP, CSNOX, CSOSG3, CSSO2G1 | 610098 | 5 | ECAR | Dearborn County | IN029 | 29 | Electric Utility | 39.0913 | -84.8667 | Lawrenceburg Power, LLC (Owner),Consolidated Asset Management Services, LLC (Operator) | Phase 2 |  | Combined cycle | Pipeline Natural Gas |  |  | Dry Low NOx Burners,Selective Catalytic Reduction |  |  | 2003-09-06 | Operating | 2411 | 1100 (174), 0100 (268) | 55502 1 | 308 | Y
IN | Lawrenceburg Energy Facility | 55502 | 2 |  | 2023 | ARP, CSNOX, CSOSG3, CSSO2G1 | 610098 | 5 | ECAR | Dearborn County | IN029 | 29 | Electric Utility | 39.0913 | -84.8667 | Lawrenceburg Power, LLC (Owner),Consolidated Asset Management Services, LLC (Operator) | Phase 2 |  | Combined cycle | Pipeline Natural Gas |  |  | Dry Low NOx Burners,Selective Catalytic Reduction |  |  | 2003-09-05 | Operating | 2411 | 0100 (268), 1200 (174) | 55502 2 | 308 | Y
IN | Lawrenceburg Energy Facility | 55502 | 3 |  | 2023 | ARP, CSNOX, CSOSG3, CSSO2G1 | 610098 | 5 | ECAR | Dearborn County | IN029 | 29 | Electric Utility | 39.0913 | -84.8667 | Lawrenceburg Power, LLC (Owner),Consolidated Asset Management Services, LLC (Operator) | Phase 2 |  | Combined cycle | Pipeline Natural Gas |  |  | Dry Low NOx Burners,Selective Catalytic Reduction |  |  | 2003-10-13 | Operating | 2411 | 2100 (174), 0200 (268) | 55502 3 | 308 | Y
IN | Lawrenceburg Energy Facility | 55502 | 4 |  | 2023 | ARP, CSNOX, CSOSG3, CSSO2G1 | 610098 | 5 | ECAR | Dearborn County | IN029 | 29 | Electric Utility | 39.0913 | -84.8667 | Lawrenceburg Power, LLC (Owner),Consolidated Asset Management Services, LLC (Operator) | Phase 2 |  | Combined cycle | Pipeline Natural Gas |  |  | Dry Low NOx Burners,Selective Catalytic Reduction |  |  | 2003-10-15 | Operating | 2411 | 0200 (268), 2200 (174) | 55502 4 | 308 | Y
OH | Waterford Plant | 55503 | 1 |  | 2023 | ARP, CSNOX, CSOSG3, CSSO2G1 | 610098 | 5 | ECAR | Washington County | OH167 | 167 | Electric Utility | 39.5314 | -81.7172 | Waterford Power, LLC (Owner),Consolidated Asset Management Services, LLC (Operator) | Phase 2 |  | Combined cycle | Pipeline Natural Gas |  |  | Dry Low NOx Burners,Selective Catalytic Reduction |  |  | 2003-04-12 | Operating | 2460 | CTG1 (174.2), ST1 (399) | 55503 1 | 307.2 | Y
OH | Waterford Plant | 55503 | 2 |  | 2023 | ARP, CSNOX, CSOSG3, CSSO2G1 | 610098 | 5 | ECAR | Washington County | OH167 | 167 | Electric Utility | 39.5314 | -81.7172 | Waterford Power, LLC (Owner),Consolidated Asset Management Services, LLC (Operator) | Phase 2 |  | Combined cycle | Pipeline Natural Gas |  |  | Dry Low NOx Burners,Selective Catalytic Reduction |  |  | 2003-04-10 | Operating | 2460 | CTG2 (174.2), ST1 (399) | 55503 2 | 307.2 | Y
OH | Waterford Plant | 55503 | 3 |  | 2023 | ARP, CSNOX, CSOSG3, CSSO2G1 | 610098 | 5 | ECAR | Washington County | OH167 | 167 | Electric Utility | 39.5314 | -81.7172 | Waterford Power, LLC (Owner),Consolidated Asset Management Services, LLC (Operator) | Phase 2 |  | Combined cycle | Pipeline Natural Gas |  |  | Dry Low NOx Burners,Selective Catalytic Reduction |  |  | 2003-04-07 | Operating | 2460 | CTG3 (174.2), ST1 (399) | 55503 3 | 307.2 | Y
CO | Limon Generating Station | 55504 | L1 |  | 2023 | ARP | 603008 | 8 |  | Lincoln County | CO073 | 73 | Electric Utility | 39.2038 | -103.7005 | Tri-State G & T Association, Inc. (Owner),Tri-State G & T Association, Inc. (Operator) | Phase 2 |  | Combustion turbine | Pipeline Natural Gas | Diesel Oil |  | Dry Low NOx Burners,Water Injection |  |  | 2001-12-13 | Operating | 1075 | L1 (82) | 55504 L1 | 82
CO | Limon Generating Station | 55504 | L2 |  | 2023 | ARP | 603008 | 8 |  | Lincoln County | CO073 | 73 | Electric Utility | 39.2038 | -103.7005 | Tri-State G & T Association, Inc. (Owner),Tri-State G & T Association, Inc. (Operator) | Phase 2 |  | Combustion turbine | Pipeline Natural Gas | Diesel Oil |  | Dry Low NOx Burners,Water Injection |  |  | 2001-12-21 | Operating | 1075 | L2 (82) | 55504 L2 | 82
CO | Frank Knutson Station | 55505 | BR1 |  | 2023 | ARP | 603008 | 8 |  | Adams County | CO001 | 1 | Electric Utility | 39.9414 | -104.6817 | Tri-State G & T Association, Inc. (Owner),Tri-State G & T Association, Inc. (Operator) | Phase 2 |  | Combustion turbine | Pipeline Natural Gas | Diesel Oil |  | Dry Low NOx Burners,Water Injection |  |  | 2002-04-09 | Operating | 1048.9 | BR1 (82) | 55505 BR1 | 82
CO | Frank Knutson Station | 55505 | BR2 |  | 2023 | ARP | 603008 | 8 |  | Adams County | CO001 | 1 | Electric Utility | 39.9414 | -104.6817 | Tri-State G & T Association, Inc. (Owner),Tri-State G & T Association, Inc. (Operator) | Phase 2 |  | Combustion turbine | Pipeline Natural Gas | Diesel Oil |  | Dry Low NOx Burners,Water Injection |  |  | 2002-04-19 | Operating | 1030.7 | BR2 (82) | 55505 BR2 | 82
CA | CalPeak Power - Panoche | 55508 | GT-1 |  | 2023 | ARP | 609325 | 9 | WECC | Fresno County | CA019 | 19 | Electric Utility | 36.6531 | -120.5797 | CalPeak Power - Panoche, LLC (Owner),CalPeak Power - Panoche, LLC (Operator) | Phase 2 |  | Combustion turbine | Pipeline Natural Gas |  |  | Dry Low NOx Burners,Ammonia Injection,Selective Catalytic Reduction |  |  | 2001-11-19 | Operating | 600 | CPP2 (60.5) | 55508 GT-1 | 60.5 | Y
CA | CalPeak Power - Panoche | 55508 | GT-2 |  | 2023 | ARP | 609325 | 9 | WECC | Fresno County | CA019 | 19 | Electric Utility | 36.6531 | -120.5797 | CalPeak Power - Panoche, LLC (Owner),CalPeak Power - Panoche, LLC (Operator) | Phase 2 |  | Combustion turbine | [6 empty] | 2001-09-01 | Operating |  | CPP2 (60.5) | 55508 GT-2 | 60.5
CA | CalPeak Power - Border | 55510 | GT-1 |  | 2023 | ARP | 609325 | 9 | WECC | San Diego County | CA073 | 73 | Electric Utility | 32.5622 | -116.9433 | CalPeak Power - Border, LLC (Owner),CalPeak Power - Border, LLC (Operator) | Phase 2 |  | Combustion turbine | Pipeline Natural Gas |  |  | Dry Low NOx Burners,Ammonia Injection,Selective Catalytic Reduction |  |  | 2001-10-26 | Operating | 600 | CPP4 (60.5) | 55510 GT-1 | 60.5 | Y
CA | CalPeak Power - Border | 55510 | GT-2 |  | 2023 | ARP | 609325 | 9 | WECC | San Diego County | CA073 | 73 | Electric Utility | 32.5622 | -116.9433 | CalPeak Power - Border, LLC (Owner),CalPeak Power - Border, LLC (Operator) | Phase 2 |  | Combustion turbine | [6 empty] | 2001-09-01 | Operating |  | CPP4 (60.5) | 55510 GT-2 | 60.5
CA | Cuyamaca Peak Energy | 55512 | GT-1 |  | 2023 | ARP | 607107 (Ended Mar 01, 2023), 607385 (Started Mar 01, 2023) | 9 |  | San Diego County | CA073 | 73 | Electric Utility | 32.7971 | -116.972 | San Diego Gas and Electric Company (Owner),San Diego Gas and Electric Company (Operator) | Phase 2 |  | Combustion turbine | Pipeline Natural Gas |  |  | Dry Low NOx Burners,Ammonia Injection,Selective Catalytic Reduction |  |  | 2001-12-01 | Operating | 600 | CPP6 (48.7) | 55512 GT-1 | 48.7 | Y
CA | Cuyamaca Peak Energy | 55512 | GT-2 |  | 2023 | ARP | 607107 (Ended Mar 01, 2023), 607385 (Started Mar 01, 2023) | 9 |  | San Diego County | CA073 | 73 | Electric Utility | 32.7971 | -116.972 | San Diego Gas and Electric Company (Owner),San Diego Gas and Electric Company (Operator) | Phase 2 |  | Combustion turbine | [6 empty] | 2001-12-01 | Operating |  | CPP6 (48.7) | 55512 GT-2 | 48.7
CA | CalPeak Power - Enterprise | 55513 | GT-1 |  | 2023 | ARP | 609325 | 9 |  | San Diego County | CA073 | 73 | Electric Utility | 33.1221 | -117.117 | CalPeak Power - Enterprise, LLC (Owner),CalPeak Power - Enterprise, LLC (Operator) | Phase 2 |  | Combustion turbine | Pipeline Natural Gas |  |  | Dry Low NOx Burners,Ammonia Injection,Selective Catalytic Reduction |  |  | 2001-10-23 | Operating | 600 | CPP7 (58.9) | 55513 GT-1 | 58.9 | Y
CA | CalPeak Power - Enterprise | 55513 | GT-2 |  | 2023 | ARP | 609325 | 9 |  | San Diego County | CA073 | 73 | Electric Utility | 33.1221 | -117.117 | CalPeak Power - Enterprise, LLC (Owner),CalPeak Power - Enterprise, LLC (Operator) | Phase 2 |  | Combustion turbine | [6 empty] | 2001-09-01 | Operating |  | CPP7 (58.9) | 55513 GT-2 | 58.9
NV | Apex Generating Station | 55514 | CTG01 |  | 2023 | ARP | 609567 | 9 |  | Clark County | NV003 | 3 | Electric Utility | 36.4178 | -114.9622 | Southern California Public Power Authority (Owner),Los Angeles Department of Water and Power (Operator) | Phase 2 |  | Combined cycle | Pipeline Natural Gas |  |  | Dry Low NOx Burners,Selective Catalytic Reduction |  |  | 2003-03-31 | Operating | 2410 | CTG1 (174), STG1 (252.6) | 55514 CTG01 | 300.3 | Y
NV | Apex Generating Station | 55514 | CTG02 |  | 2023 | ARP | 609567 | 9 |  | Clark County | NV003 | 3 | Electric Utility | 36.4178 | -114.9622 | Southern California Public Power Authority (Owner),Los Angeles Department of Water and Power (Operator) | Phase 2 |  | Combined cycle | Pipeline Natural Gas |  |  | Dry Low NOx Burners,Selective Catalytic Reduction |  |  | 2003-03-31 | Operating | 2410 | CTG2 (174), STG1 (252.6) | 55514 CTG02 | 300.3 | Y
PA | Fayette Power Company LLC | 55516 | CTG1 |  | 2023 | ARP, CSNOX, CSOSG3, CSSO2G1, RGGI | 603383 | 3 |  | Fayette County | PA051 | 51 | Electric Utility | 39.8592 | -79.9182 | Fayette Power Company, LLC (Owner),Fayette Power Company, LLC (Operator) | Phase 2 |  | Combined cycle | Pipeline Natural Gas |  |  | Dry Low NOx Burners,Selective Catalytic Reduction |  |  | 2003-03-21 | Operating | 2700 | STG1 (317.1), CTG1 (163.5) | 55516 CTG1 | 322.05 | Y
PA | Fayette Power Company LLC | 55516 | CTG2 |  | 2023 | ARP, CSNOX, CSOSG3, CSSO2G1, RGGI | 603383 | 3 |  | Fayette County | PA051 | 51 | Electric Utility | 39.8592 | -79.9182 | Fayette Power Company, LLC (Owner),Fayette Power Company, LLC (Operator) | Phase 2 |  | Combined cycle | Pipeline Natural Gas |  |  | Dry Low NOx Burners,Selective Catalytic Reduction |  |  | 2003-03-16 | Operating | 2700 | CTG2 (163.5), STG1 (317.1) | 55516 CTG2 | 322.05 | Y
CT | Wallingford Energy, LLC | 55517 | CT01 |  | 2023 | ARP, RGGI, SIPNOX | 605624 | 1 |  | New Haven County | CT009 | 9 | Electric Utility | 41.4486 | -72.8358 | Wallingford Energy, LLC (Owner),Wallingford Energy, LLC (Operator) | Phase 2 |  | Combustion turbine | Pipeline Natural Gas |  |  | Water Injection,Selective Catalytic Reduction |  |  | 2001-10-03 | Operating | 530 | CTG1 (45) | 55517 CT01 | 45 | Y
CT | Wallingford Energy, LLC | 55517 | CT02 |  | 2023 | ARP, RGGI, SIPNOX | 605624 | 1 |  | New Haven County | CT009 | 9 | Electric Utility | 41.4486 | -72.8358 | Wallingford Energy, LLC (Owner),Wallingford Energy, LLC (Operator) | Phase 2 |  | Combustion turbine | Pipeline Natural Gas |  |  | Water Injection,Selective Catalytic Reduction |  |  | 2001-09-08 | Operating | 530 | CTG2 (45) | 55517 CT02 | 45 | Y
CT | Wallingford Energy, LLC | 55517 | CT03 |  | 2023 | ARP, RGGI, SIPNOX | 605624 | 1 |  | New Haven County | CT009 | 9 | Electric Utility | 41.4486 | -72.8358 | Wallingford Energy, LLC (Owner),Wallingford Energy, LLC (Operator) | Phase 2 |  | Combustion turbine | Pipeline Natural Gas |  |  | Water Injection,Selective Catalytic Reduction |  |  | 2001-08-22 | Operating | 530 | CTG3 (45) | 55517 CT03 | 45 | Y
CT | Wallingford Energy, LLC | 55517 | CT04 |  | 2023 | ARP, RGGI, SIPNOX | 605624 | 1 |  | New Haven County | CT009 | 9 | Electric Utility | 41.4486 | -72.8358 | Wallingford Energy, LLC (Owner),Wallingford Energy, LLC (Operator) | Phase 2 |  | Combustion turbine | Pipeline Natural Gas |  |  | Water Injection,Selective Catalytic Reduction |  |  | 2001-08-21 | Operating | 530 | CTG4 (45) | 55517 CT04 | 45 | Y
CT | Wallingford Energy, LLC | 55517 | CT05 |  | 2023 | ARP, RGGI, SIPNOX | 605624 | 1 |  | New Haven County | CT009 | 9 | Electric Utility | 41.4486 | -72.8358 | Wallingford Energy, LLC (Owner),Wallingford Energy, LLC (Operator) | Phase 2 |  | Combustion turbine | Pipeline Natural Gas |  |  | Water Injection,Selective Catalytic Reduction |  |  | 2001-08-20 | Operating | 530 | CTG5 (45) | 55517 CT05 | 45 | Y
CT | Wallingford Energy, LLC | 55517 | CT06 |  | 2023 | ARP, RGGI, SIPNOX | 605624 | 1 |  | New Haven County | CT009 | 9 | Electric Utility | 41.4486 | -72.8358 | Wallingford Energy, LLC (Owner),Wallingford Energy, LLC (Operator) | Phase 2 |  | Combustion turbine | Pipeline Natural Gas |  |  | Water Injection,Selective Catalytic Reduction |  |  | 2017-12-07 | Operating | 485 | CT06 (50) | 55517 CT06 | 50 | Y
CT | Wallingford Energy, LLC | 55517 | CT07 |  | 2023 | ARP, RGGI, SIPNOX | 605624 | 1 |  | New Haven County | CT009 | 9 | Electric Utility | 41.4486 | -72.8358 | Wallingford Energy, LLC (Owner),Wallingford Energy, LLC (Operator) | Phase 2 |  | Combustion turbine | Pipeline Natural Gas |  |  | Water Injection,Selective Catalytic Reduction |  |  | 2017-12-07 | Operating | 478 | CT07 (50) | 55517 CT07 | 50 | Y
CA | High Desert Power Project | 55518 | CTG1 |  | 2023 | ARP | 609325 | 9 |  | San Bernardino County | CA071 | 71 | Electric Utility | 34.5953 | -117.3647 | High Desert Power Project, LLC (Owner),High Desert Power Project, LLC (Operator) | Phase 2 |  | Combined cycle | Pipeline Natural Gas |  |  | Selective Catalytic Reduction |  |  | 2003-02-27 | Operating | 2237 | CTG1 (177), STG1 (330) | 55518 CTG1 | 507 | Y
CA | High Desert Power Project | 55518 | CTG2 |  | 2023 | ARP | 609325 | 9 |  | San Bernardino County | CA071 | 71 | Electric Utility | 34.5953 | -117.3647 | High Desert Power Project, LLC (Owner),High Desert Power Project, LLC (Operator) | Phase 2 |  | Combined cycle | Pipeline Natural Gas |  |  | Selective Catalytic Reduction |  |  | 2003-02-27 | Operating | 2237 | STG2 (330), CTG2 (177) | 55518 CTG2 | 507 | Y
CA | High Desert Power Project | 55518 | CTG3 |  | 2023 | ARP | 609325 | 9 |  | San Bernardino County | CA071 | 71 | Electric Utility | 34.5953 | -117.3647 | High Desert Power Project, LLC (Owner),High Desert Power Project, LLC (Operator) | Phase 2 |  | Combined cycle | Pipeline Natural Gas |  |  | Selective Catalytic Reduction |  |  | 2003-02-27 | Operating | 2237 | CTG3 (177), STG3 (330) | 55518 CTG3 | 507 | Y
AZ | Sundance Power Plant | 55522 | CT01 |  | 2023 | ARP | 608779 | 9 |  | Pinal County | AZ021 | 21 | Electric Utility | 32.9285 | -111.5899 | Arizona Public Service Company (Owner),Arizona Public Service Company (Operator) | Phase 2 |  | Combustion turbine | Pipeline Natural Gas |  |  | Water Injection,Selective Catalytic Reduction |  |  | 2002-05-28 | Operating | 495 | CT1 (45) | 55522 CT01 | 45 | Y
AZ | Sundance Power Plant | 55522 | CT02 |  | 2023 | ARP | 608779 | 9 |  | Pinal County | AZ021 | 21 | Electric Utility | 32.9285 | -111.5899 | Arizona Public Service Company (Owner),Arizona Public Service Company (Operator) | Phase 2 |  | Combustion turbine | Pipeline Natural Gas |  |  | Water Injection,Selective Catalytic Reduction |  |  | 2002-05-29 | Operating | 495 | CT2 (45) | 55522 CT02 | 45 | Y
AZ | Sundance Power Plant | 55522 | CT03 |  | 2023 | ARP | 608779 | 9 |  | Pinal County | AZ021 | 21 | Electric Utility | 32.9285 | -111.5899 | Arizona Public Service Company (Owner),Arizona Public Service Company (Operator) | Phase 2 |  | Combustion turbine | Pipeline Natural Gas |  |  | Water Injection,Selective Catalytic Reduction |  |  | 2002-05-20 | Operating | 495 | CT3 (45) | 55522 CT03 | 45 | Y
AZ | Sundance Power Plant | 55522 | CT04 |  | 2023 | ARP | 608779 | 9 |  | Pinal County | AZ021 | 21 | Electric Utility | 32.9285 | -111.5899 | Arizona Public Service Company (Owner),Arizona Public Service Company (Operator) | Phase 2 |  | Combustion turbine | Pipeline Natural Gas |  |  | Water Injection,Selective Catalytic Reduction |  |  | 2002-05-20 | Operating | 495 | CT4 (45) | 55522 CT04 | 45 | Y
AZ | Sundance Power Plant | 55522 | CT05 |  | 2023 | ARP | 608779 | 9 |  | Pinal County | AZ021 | 21 | Electric Utility | 32.9285 | -111.5899 | Arizona Public Service Company (Owner),Arizona Public Service Company (Operator) | Phase 2 |  | Combustion turbine | Pipeline Natural Gas |  |  | Water Injection,Selective Catalytic Reduction |  |  | 2002-05-04 | Operating | 495 | CT5 (45) | 55522 CT05 | 45 | Y
AZ | Sundance Power Plant | 55522 | CT06 |  | 2023 | ARP | 608779 | 9 |  | Pinal County | AZ021 | 21 | Electric Utility | 32.9285 | -111.5899 | Arizona Public Service Company (Owner),Arizona Public Service Company (Operator) | Phase 2 |  | Combustion turbine | Pipeline Natural Gas |  |  | Water Injection,Selective Catalytic Reduction |  |  | 2002-05-05 | Operating | 495 | CT6 (45) | 55522 CT06 | 45 | Y
AZ | Sundance Power Plant | 55522 | CT07 |  | 2023 | ARP | 608779 | 9 |  | Pinal County | AZ021 | 21 | Electric Utility | 32.9285 | -111.5899 | Arizona Public Service Company (Owner),Arizona Public Service Company (Operator) | Phase 2 |  | Combustion turbine | Pipeline Natural Gas |  |  | Water Injection,Selective Catalytic Reduction |  |  | 2002-06-19 | Operating | 495 | CT7 (45) | 55522 CT07 | 45 | Y
AZ | Sundance Power Plant | 55522 | CT08 |  | 2023 | ARP | 608779 | 9 |  | Pinal County | AZ021 | 21 | Electric Utility | 32.9285 | -111.5899 | Arizona Public Service Company (Owner),Arizona Public Service Company (Operator) | Phase 2 |  | Combustion turbine | Pipeline Natural Gas |  |  | Water Injection,Selective Catalytic Reduction |  |  | 2002-06-27 | Operating | 495 | CT8 (45) | 55522 CT08 | 45 | Y
AZ | Sundance Power Plant | 55522 | CT09 |  | 2023 | ARP | 608779 | 9 |  | Pinal County | AZ021 | 21 | Electric Utility | 32.9285 | -111.5899 | Arizona Public Service Company (Owner),Arizona Public Service Company (Operator) | Phase 2 |  | Combustion turbine | Pipeline Natural Gas |  |  | Water Injection,Selective Catalytic Reduction |  |  | 2002-06-29 | Operating | 495 | CT9 (45) | 55522 CT09 | 45 | Y
AZ | Sundance Power Plant | 55522 | CT10 |  | 2023 | ARP | 608779 | 9 |  | Pinal County | AZ021 | 21 | Electric Utility | 32.9285 | -111.5899 | Arizona Public Service Company (Owner),Arizona Public Service Company (Operator) | Phase 2 |  | Combustion turbine | Pipeline Natural Gas |  |  | Water Injection,Selective Catalytic Reduction |  |  | 2002-06-29 | Operating | 495 | CT10 (45) | 55522 CT10 | 45 | Y
PA | York Energy Center | 55524 | 1 |  | 2023 | ARP, CSNOX, CSOSG3, CSSO2G1, RGGI | 609575 | 3 |  | York County | PA133 | 133 | Electric Utility | 39.738 | -76.3072 | Calpine Mid Merit, LLC (Owner),Calpine Operating Services Company, Inc. (Operator) | Phase 2 |  | Combined cycle | Pipeline Natural Gas | Diesel Oil |  | Selective Catalytic Reduction |  |  | 2011-03-02 | Operating | 1675 | CTG1 (120), STG1 (200) | 55524 1 | 186.6667 | Y
PA | York Energy Center | 55524 | 2 |  | 2023 | ARP, CSNOX, CSOSG3, CSSO2G1, RGGI | 609575 | 3 |  | York County | PA133 | 133 | Electric Utility | 39.738 | -76.3072 | Calpine Mid Merit, LLC (Owner),Calpine Operating Services Company, Inc. (Operator) | Phase 2 |  | Combined cycle | Pipeline Natural Gas | Diesel Oil |  | Selective Catalytic Reduction |  |  | 2011-03-02 | Operating | 1675 | STG1 (200), CTG2 (120) | 55524 2 | 186.6667 | Y
PA | York Energy Center | 55524 | 3 |  | 2023 | ARP, CSNOX, CSOSG3, CSSO2G1, RGGI | 609575 | 3 |  | York County | PA133 | 133 | Electric Utility | 39.738 | -76.3072 | Calpine Mid Merit, LLC (Owner),Calpine Operating Services Company, Inc. (Operator) | Phase 2 |  | Combined cycle | Pipeline Natural Gas | Diesel Oil |  | Selective Catalytic Reduction |  |  | 2011-03-02 | Operating | 1675 | STG1 (200), CTG3 (120) | 55524 3 | 186.6667 | Y
PA | York Energy Center | 55524 | 5 |  | 2023 | ARP, CSNOX, CSOSG3, CSSO2G1, RGGI | 609575 | 3 |  | York County | PA133 | 133 | Electric Utility | 39.738 | -76.3072 | Calpine Mid Merit, LLC (Owner),Calpine Operating Services Company, Inc. (Operator) | Phase 2 |  | Combined cycle | Pipeline Natural Gas | Diesel Oil |  | Dry Low NOx Burners,Water Injection,Selective Catalytic Reduction |  |  | 2018-12-10 | Operating | 3410 | CTG5 (234.9), STG2 (419.6) | 55524 5 | 444.7 | Y
PA | York Energy Center | 55524 | 6 |  | 2023 | ARP, CSNOX, CSOSG3, CSSO2G1, RGGI | 609575 | 3 |  | York County | PA133 | 133 | Electric Utility | 39.738 | -76.3072 | Calpine Mid Merit, LLC (Owner),Calpine Operating Services Company, Inc. (Operator) | Phase 2 |  | Combined cycle | Pipeline Natural Gas | Diesel Oil |  | Dry Low NOx Burners,Water Injection,Selective Catalytic Reduction |  |  | 2018-12-16 | Operating | 3410 | STG2 (419.6), CTG6 (234.9) | 55524 6 | 444.7 | Y
CA | Escondido Energy Center, LLC | 55538 | CTG1 |  | 2023 | ARP | 601499 | 9 |  | San Diego County | CA073 | 73 | Electric Utility | 33.1261 | -117.1172 | Wellhead Services, Inc. (Owner),Escondido Energy Center, LLC (Operator) | Phase 2 |  | Combustion turbine | Pipeline Natural Gas |  |  | Water Injection |  |  | 2013-12-20 | Operating | 500 | 1 (46.5) | 55538 CTG1 | 46.5
CA | Chula Vista Energy Center | 55540 | 1A | CS001 | 2023 | ARP | 601499 | 9 |  | San Diego County | CA073 | 73 | Electric Utility | 32.5914 | -117.0586 | Chula Vista Energy Center, LLC (Owner),Wellhead Electric Company, Inc (Operator) | Phase 2 |  | Combustion turbine | Pipeline Natural Gas |  |  | Dry Low NOx Burners,Selective Catalytic Reduction,Water Injection |  |  | 2001-05-12 | Operating | 400 | GEN1 (44) | 55540 1A | 44 | Y
CA | Chula Vista Energy Center | 55540 | 1B | CS001 | 2023 | ARP | 601499 | 9 |  | San Diego County | CA073 | 73 | Electric Utility | 32.5914 | -117.0586 | Chula Vista Energy Center, LLC (Owner),Wellhead Electric Company, Inc (Operator) | Phase 2 |  | Combustion turbine | Pipeline Natural Gas |  |  | Dry Low NOx Burners,Selective Catalytic Reduction,Water Injection |  |  | 2001-05-12 | Operating | 400 | GEN1 (44) | 55540 1B | 44 | Y
CA | Indigo Generation Facility | 55541 | 1 |  | 2023 | ARP | 1866 | 9 |  | Riverside County | CA065 | 65 | Electric Utility | 33.9114 | -116.5533 | Wildflower Energy, LP (Owner),Diamond Generating Corporation (Owner),Wildflower Energy, LP (Operator) | Phase 2 |  | Combustion turbine | Pipeline Natural Gas |  |  | Water Injection,Selective Catalytic Reduction |  |  | 2001-07-24 | Operating | 504 | CTG1 (49.9) | 55541 1 | 49.9 | Y
CA | Indigo Generation Facility | 55541 | 2 |  | 2023 | ARP | 1866 | 9 |  | Riverside County | CA065 | 65 | Electric Utility | 33.9114 | -116.5533 | Wildflower Energy, LP (Owner),Diamond Generating Corporation (Owner),Wildflower Energy, LP (Operator) | Phase 2 |  | Combustion turbine | Pipeline Natural Gas |  |  | Selective Catalytic Reduction |  |  | 2001-07-24 | Operating | 504 | CTG2 (49.9) | 55541 2 | 49.9 | Y
CA | Indigo Generation Facility | 55541 | 3 |  | 2023 | ARP | 1866 | 9 |  | Riverside County | CA065 | 65 | Electric Utility | 33.9114 | -116.5533 | Wildflower Energy, LP (Owner),Diamond Generating Corporation (Owner),Wildflower Energy, LP (Operator) | Phase 2 |  | Combustion turbine | Pipeline Natural Gas |  |  | Selective Catalytic Reduction |  |  | 2001-09-18 | Operating | 504 | CTG3 (49.9) | 55541 3 | 49.9 | Y
CA | Larkspur Energy Faciity | 55542 | 1 |  | 2023 | ARP | 1866 | 9 | WECC | San Diego County | CA073 | 73 | Electric Utility | 32.5672 | -116.9444 | Wildflower Energy, LP (Owner),Diamond Generating Corporation (Owner),Wildflower Energy, LP (Operator) | Phase 2 |  | Combustion turbine | Pipeline Natural Gas | Diesel Oil |  | Selective Catalytic Reduction |  |  | 2001-07-08 | Operating | 504 | CTG1 (49.9) | 55542 1 | 49.9 | Y
CA | Larkspur Energy Faciity | 55542 | 2 |  | 2023 | ARP | 1866 | 9 | WECC | San Diego County | CA073 | 73 | Electric Utility | 32.5672 | -116.9444 | Wildflower Energy, LP (Owner),Diamond Generating Corporation (Owner),Wildflower Energy, LP (Operator) | Phase 2 |  | Combustion turbine | Pipeline Natural Gas | Diesel Oil |  | Selective Catalytic Reduction |  |  | 2001-07-08 | Operating | 504 | CTG2 (49.9) | 55542 2 | 49.9 | Y
OR | Klamath Generation Peakers | 55544 | GT1 |  | 2023 | ARP | 610050 | 10 |  | Klamath County | OR035 | 35 | Electric Utility | 42.1727 | -121.8144 | Klamath Energy, LLC (Owner),Klamath Energy, LLC (Operator) | Phase 2 |  | Combustion turbine | Pipeline Natural Gas |  |  | Water Injection |  |  | 2002-05-01 | Operating | 280 | GT1 (29.4) | 55544 GT1 | 29.4
OR | Klamath Generation Peakers | 55544 | GT2 |  | 2023 | ARP | 610050 | 10 |  | Klamath County | OR035 | 35 | Electric Utility | 42.1727 | -121.8144 | Klamath Energy, LLC (Owner),Klamath Energy, LLC (Operator) | Phase 2 |  | Combustion turbine | Pipeline Natural Gas |  |  | Water Injection |  |  | 2002-05-01 | Operating | 280 | GT2 (29.4) | 55544 GT2 | 29.4
OR | Klamath Generation Peakers | 55544 | GT3 |  | 2023 | ARP | 610050 | 10 |  | Klamath County | OR035 | 35 | Electric Utility | 42.1727 | -121.8144 | Klamath Energy, LLC (Owner),Klamath Energy, LLC (Operator) | Phase 2 |  | Combustion turbine | Pipeline Natural Gas |  |  | Water Injection |  |  | 2002-05-01 | Operating | 280 | GT3 (29.4) | 55544 GT3 | 29.4
OR | Klamath Generation Peakers | 55544 | GT4 |  | 2023 | ARP | 610050 | 10 |  | Klamath County | OR035 | 35 | Electric Utility | 42.1727 | -121.8144 | Klamath Energy, LLC (Owner),Klamath Energy, LLC (Operator) | Phase 2 |  | Combustion turbine | Pipeline Natural Gas |  |  | Water Injection |  |  | 2002-05-01 | Operating | 280 | GT4 (29.4) | 55544 GT4 | 29.4
WI | McKinley Paper WI Company | 55558 | B06 |  | 2023 | ARP, CSNOX, CSOSG3, CSSO2G1 | 609747 | 5 |  | Outagamie County | WI087 | 87 | Electric Utility | 44.2717 | -88.3011 | Appleton Property Ventures, LLC (Owner),Appleton Property Ventures, LLC (Operator) | Phase 2 |  | Combined cycle | Pipeline Natural Gas |  |  | Water Injection,Selective Catalytic Reduction |  |  | 2002-04-01 | Operating | 587 | GEN2 (5), GEN1 (48) | 55558 B06 | 53 | Y
LA | Perryville Power Station | 55620 | 2024-01-01 |  | 2023 | ARP, CSOSG2E | 609775 (Ended Mar 31, 2023), 610584 (Started Mar 31, 2023) | 6 |  | Ouachita Parish | LA073 | 73 | Electric Utility | 32.6914 | -92.0192 | Entergy Corporation (Owner),Entergy Corporation (Operator) | Phase 2 |  | Combined cycle | Pipeline Natural Gas |  |  | Dry Low NOx Burners,Selective Catalytic Reduction |  |  | 2002-06-15 | Operating | 2280 | ST-1 (237), CT-1 (210.5) | 55620 45292 | 329 | Y
LA | Perryville Power Station | 55620 | 2024-01-02 |  | 2023 | ARP, CSOSG2E | 609775 (Ended Mar 31, 2023), 610584 (Started Mar 31, 2023) | 6 |  | Ouachita Parish | LA073 | 73 | Electric Utility | 32.6914 | -92.0192 | Entergy Corporation (Owner),Entergy Corporation (Operator) | Phase 2 |  | Combined cycle | Pipeline Natural Gas |  |  | Dry Low NOx Burners,Selective Catalytic Reduction |  |  | 2001-11-01 | Operating | 2315 | CT-2 (210.5), ST-1 (237) | 55620 45293 | 329 | Y
LA | Perryville Power Station | 55620 | 2024-02-01 |  | 2023 | ARP, CSOSG2E | 609775 (Ended Mar 31, 2023), 610584 (Started Mar 31, 2023) | 6 |  | Ouachita Parish | LA073 | 73 | Electric Utility | 32.6914 | -92.0192 | Entergy Corporation (Owner),Entergy Corporation (Operator) | Phase 2 |  | Combustion turbine | Pipeline Natural Gas |  |  | Dry Low NOx Burners |  |  | 2001-05-10 | Operating | 2200 | 2-CT (183) | 55620 45323 | 183
UT | West Valley Power Plant | 55622 | U1 |  | 2023 | ARP | 608472 | 8 |  | Salt Lake County | UT035 | 35 | Electric Utility | 40.6663 | -112.031 | Utah Municipal Power Agency (Owner),Utah Municipal Power Agency (Operator) | Phase 2 |  | Combustion turbine | Pipeline Natural Gas |  |  | Water Injection,Selective Catalytic Reduction |  |  | 2002-06-11 | Operating | 545 | U1 (43.4) | 55622 U1 | 43.4 | Y
UT | West Valley Power Plant | 55622 | U2 |  | 2023 | ARP | 608472 | 8 |  | Salt Lake County | UT035 | 35 | Electric Utility | 40.6663 | -112.031 | Utah Municipal Power Agency (Owner),Utah Municipal Power Agency (Operator) | Phase 2 |  | Combustion turbine | Pipeline Natural Gas |  |  | Water Injection,Selective Catalytic Reduction |  |  | 2002-06-12 | Operating | 545 | U2 (43.4) | 55622 U2 | 43.4 | Y
UT | West Valley Power Plant | 55622 | U3 |  | 2023 | ARP | 608472 | 8 |  | Salt Lake County | UT035 | 35 | Electric Utility | 40.6663 | -112.031 | Utah Municipal Power Agency (Owner),Utah Municipal Power Agency (Operator) | Phase 2 |  | Combustion turbine | Pipeline Natural Gas |  |  | Water Injection,Selective Catalytic Reduction |  |  | 2001-10-10 | Operating | 545 | U3 (43.4) | 55622 U3 | 43.4 | Y
UT | West Valley Power Plant | 55622 | U4 |  | 2023 | ARP | 608472 | 8 |  | Salt Lake County | UT035 | 35 | Electric Utility | 40.6663 | -112.031 | Utah Municipal Power Agency (Owner),Utah Municipal Power Agency (Operator) | Phase 2 |  | Combustion turbine | Pipeline Natural Gas |  |  | Water Injection,Selective Catalytic Reduction |  |  | 2001-10-01 | Operating | 545 | U4 (43.4) | 55622 U4 | 43.4 | Y
UT | West Valley Power Plant | 55622 | U5 |  | 2023 | ARP | 608472 | 8 |  | Salt Lake County | UT035 | 35 | Electric Utility | 40.6663 | -112.031 | Utah Municipal Power Agency (Owner),Utah Municipal Power Agency (Operator) | Phase 2 |  | Combustion turbine | Pipeline Natural Gas |  |  | Water Injection,Selective Catalytic Reduction |  |  | 2002-07-25 | Operating | 545 | U5 (43.4) | 55622 U5 | 43.4 | Y
CA | Creed Energy Center | 55625 | UNIT1 |  | 2023 | ARP | 606775 | 9 |  | Solano County | CA095 | 95 | Electric Utility | 38.2419 | -121.8551 | Creed Energy Center, LLC (Owner),Creed Energy Center, LLC (Operator) | Phase 2 |  | Combustion turbine | Pipeline Natural Gas |  |  | Ammonia Injection,Selective Catalytic Reduction |  |  | 2002-12-09 | Operating | 500 | CT1 (47) | 55625 UNIT1 | 47 | Y
CA | Lambie Energy Center | 55626 | UNIT1 |  | 2023 | ARP | 606775 | 9 |  | Solano County | CA095 | 95 | Electric Utility | 38.2216 | -121.8683 | Gilroy Energy Center, LLC (Owner),Gilroy Energy Center, LLC (Operator) | Phase 2 |  | Combustion turbine | Pipeline Natural Gas |  |  | Ammonia Injection,Selective Catalytic Reduction |  |  | 2002-12-07 | Operating | 500 | CT1 (47) | 55626 UNIT1 | 47 | Y
CA | Goose Haven Energy Center | 55627 | UNIT1 |  | 2023 | ARP | 606775 | 9 |  | Solano County | CA095 | 95 | Electric Utility | 38.2271 | -121.844 | Goose Haven Energy Center, LLC (Owner),Goose Haven Energy Center, LLC (Operator) | Phase 2 |  | Combustion turbine | Pipeline Natural Gas |  |  | Water Injection,Ammonia Injection,Selective Catalytic Reduction |  |  | 2002-12-08 | Operating | 500 | CT1 (47) | 55627 UNIT1 | 47 | Y
IL | LSP University Park, LLC | 55640 | CT01 |  | 2023 | ARP, CSNOX, CSOSG3, CSSO2G1 | 605624 | 5 |  | Will County | IL197 | 197 | Electric Utility | 41.4426 | -87.7515 | LSP University Park, LLC (Owner),LSP University Park, LLC (Operator) | Phase 2 |  | Combustion turbine | Pipeline Natural Gas |  |  | Water Injection,Selective Catalytic Reduction |  |  | 2002-06-25 | Operating | 519 | G1 (45) | 55640 CT01 | 45 | Y
IL | LSP University Park, LLC | 55640 | CT02 |  | 2023 | ARP, CSNOX, CSOSG3, CSSO2G1 | 605624 | 5 |  | Will County | IL197 | 197 | Electric Utility | 41.4426 | -87.7515 | LSP University Park, LLC (Owner),LSP University Park, LLC (Operator) | Phase 2 |  | Combustion turbine | Pipeline Natural Gas |  |  | Water Injection,Selective Catalytic Reduction |  |  | 2002-06-25 | Operating | 505 | G2 (45) | 55640 CT02 | 45 | Y
IL | LSP University Park, LLC | 55640 | CT03 |  | 2023 | ARP, CSNOX, CSOSG3, CSSO2G1 | 605624 | 5 |  | Will County | IL197 | 197 | Electric Utility | 41.4426 | -87.7515 | LSP University Park, LLC (Owner),LSP University Park, LLC (Operator) | Phase 2 |  | Combustion turbine | Pipeline Natural Gas |  |  | Water Injection,Selective Catalytic Reduction |  |  | 2002-06-17 | Operating | 517 | G3 (45) | 55640 CT03 | 45 | Y
IL | LSP University Park, LLC | 55640 | CT04 |  | 2023 | ARP, CSNOX, CSOSG3, CSSO2G1 | 605624 | 5 |  | Will County | IL197 | 197 | Electric Utility | 41.4426 | -87.7515 | LSP University Park, LLC (Owner),LSP University Park, LLC (Operator) | Phase 2 |  | Combustion turbine | Pipeline Natural Gas |  |  | Water Injection,Selective Catalytic Reduction |  |  | 2002-06-18 | Operating | 505 | G4 (45) | 55640 CT04 | 45 | Y
IL | LSP University Park, LLC | 55640 | CT05 |  | 2023 | ARP, CSNOX, CSOSG3, CSSO2G1 | 605624 | 5 |  | Will County | IL197 | 197 | Electric Utility | 41.4426 | -87.7515 | LSP University Park, LLC (Owner),LSP University Park, LLC (Operator) | Phase 2 |  | Combustion turbine | Pipeline Natural Gas |  |  | Water Injection,Selective Catalytic Reduction |  |  | 2002-06-12 | Operating | 505 | G5 (45) | 55640 CT05 | 45 | Y
IL | LSP University Park, LLC | 55640 | CT06 |  | 2023 | ARP, CSNOX, CSOSG3, CSSO2G1 | 605624 | 5 |  | Will County | IL197 | 197 | Electric Utility | 41.4426 | -87.7515 | LSP University Park, LLC (Owner),LSP University Park, LLC (Operator) | Phase 2 |  | Combustion turbine | Pipeline Natural Gas |  |  | Water Injection,Selective Catalytic Reduction |  |  | 2002-06-14 | Operating | 505 | G6 (45) | 55640 CT06 | 45 | Y
IL | LSP University Park, LLC | 55640 | CT07 |  | 2023 | ARP, CSNOX, CSOSG3, CSSO2G1 | 605624 | 5 |  | Will County | IL197 | 197 | Electric Utility | 41.4426 | -87.7515 | LSP University Park, LLC (Owner),LSP University Park, LLC (Operator) | Phase 2 |  | Combustion turbine | Pipeline Natural Gas |  |  | Water Injection,Selective Catalytic Reduction |  |  | 2002-06-25 | Operating | 505 | G7 (45) | 55640 CT07 | 45 | Y
IL | LSP University Park, LLC | 55640 | CT08 |  | 2023 | ARP, CSNOX, CSOSG3, CSSO2G1 | 605624 | 5 |  | Will County | IL197 | 197 | Electric Utility | 41.4426 | -87.7515 | LSP University Park, LLC (Owner),LSP University Park, LLC (Operator) | Phase 2 |  | Combustion turbine | Pipeline Natural Gas |  |  | Water Injection,Selective Catalytic Reduction |  |  | 2002-06-28 | Operating | 505 | G8 (45) | 55640 CT08 | 45 | Y
IL | LSP University Park, LLC | 55640 | CT09 |  | 2023 | ARP, CSNOX, CSOSG3, CSSO2G1 | 605624 | 5 |  | Will County | IL197 | 197 | Electric Utility | 41.4426 | -87.7515 | LSP University Park, LLC (Owner),LSP University Park, LLC (Operator) | Phase 2 |  | Combustion turbine | Pipeline Natural Gas |  |  | Water Injection,Selective Catalytic Reduction |  |  | 2002-06-28 | Operating | 505 | G9 (45) | 55640 CT09 | 45 | Y
IL | LSP University Park, LLC | 55640 | CT10 |  | 2023 | ARP, CSNOX, CSOSG3, CSSO2G1 | 605624 | 5 |  | Will County | IL197 | 197 | Electric Utility | 41.4426 | -87.7515 | LSP University Park, LLC (Owner),LSP University Park, LLC (Operator) | Phase 2 |  | Combustion turbine | Pipeline Natural Gas |  |  | Water Injection,Selective Catalytic Reduction |  |  | 2002-07-01 | Operating | 505 | G10 (45) | 55640 CT10 | 45 | Y
IL | LSP University Park, LLC | 55640 | CT11 |  | 2023 | ARP, CSNOX, CSOSG3, CSSO2G1 | 605624 | 5 |  | Will County | IL197 | 197 | Electric Utility | 41.4426 | -87.7515 | LSP University Park, LLC (Owner),LSP University Park, LLC (Operator) | Phase 2 |  | Combustion turbine | Pipeline Natural Gas |  |  | Water Injection,Selective Catalytic Reduction |  |  | 2002-07-11 | Operating | 505 | G11 (45) | 55640 CT11 | 45 | Y
IL | LSP University Park, LLC | 55640 | CT12 |  | 2023 | ARP, CSNOX, CSOSG3, CSSO2G1 | 605624 | 5 |  | Will County | IL197 | 197 | Electric Utility | 41.4426 | -87.7515 | LSP University Park, LLC (Owner),LSP University Park, LLC (Operator) | Phase 2 |  | Combustion turbine | Pipeline Natural Gas |  |  | Water Injection,Selective Catalytic Reduction |  |  | 2002-07-22 | Operating | 564.3 | G12 (45) | 55640 CT12 | 45 | Y
WI | Riverside Energy Center | 55641 | CT-01 |  | 2023 | ARP, CSNOX, CSOSG3, CSSO2G1 | 608055 | 5 | MAIN | Rock County | WI105 | 105 | Electric Utility | 42.5835 | -89.0351 | Wisconsin Power & Light Company (Owner),Wisconsin Power & Light Company (Operator) | Phase 2 |  | Combined cycle | Pipeline Natural Gas |  |  | Dry Low NOx Burners,Selective Catalytic Reduction |  |  | 2004-03-17 | Operating | 2362.5 | CTG1 (198), STG1 (299.7) | 55641 CT-01 | 347.85 | Y
WI | Riverside Energy Center | 55641 | CT-02 |  | 2023 | ARP, CSNOX, CSOSG3, CSSO2G1 | 608055 | 5 | MAIN | Rock County | WI105 | 105 | Electric Utility | 42.5835 | -89.0351 | Wisconsin Power & Light Company (Owner),Wisconsin Power & Light Company (Operator) | Phase 2 |  | Combined cycle | Pipeline Natural Gas |  |  | Dry Low NOx Burners,Selective Catalytic Reduction |  |  | 2004-03-17 | Operating | 2362.5 | STG1 (299.7), CTG2 (198) | 55641 CT-02 | 347.85 | Y
WI | Riverside Energy Center | 55641 | CT-03 |  | 2023 | ARP, CSNOX, CSOSG3, CSSO2G1, NSPS4T | 608055 | 5 | MAIN | Rock County | WI105 | 105 | Electric Utility | 42.5835 | -89.0351 | Wisconsin Power & Light Company (Owner),Central Wisconsin Electric Cooperative (Owner),Adams-Columbia Electric Cooperative (Owner),Rock Energy Cooperative (Owner),Wisconsin Power & Light Company (Operator) | Phase 2 |  | Combined cycle | Pipeline Natural Gas |  |  | Dry Low NOx Burners,Selective Catalytic Reduction |  |  | 2019-10-26 | Operating | 2524 | STG2 (260.1), CTG3 (232.9) | 55641 CT-03 | 362.95 | Y
WI | Riverside Energy Center | 55641 | CT-04 |  | 2023 | ARP, CSNOX, CSOSG3, CSSO2G1, NSPS4T | 608055 | 5 | MAIN | Rock County | WI105 | 105 | Electric Utility | 42.5835 | -89.0351 | Wisconsin Power & Light Company (Owner),Central Wisconsin Electric Cooperative (Owner),Adams-Columbia Electric Cooperative (Owner),Rock Energy Cooperative (Owner),Wisconsin Power & Light Company (Operator) | Phase 2 |  | Combined cycle | Pipeline Natural Gas |  |  | Dry Low NOx Burners,Selective Catalytic Reduction |  |  | 2019-11-15 | Operating | 2568 | CTG4 (232.9), STG2 (260.1) | 55641 CT-04 | 362.95 | Y
CO | Blue Spruce Energy Center | 55645 | CT-01 |  | 2023 | ARP | 608791 | 8 |  | Adams County | CO001 | 1 | Electric Utility | 39.7436 | -104.68 | Public Service Company of Colorado (Owner),Public Service Company of Colorado (Operator) | Phase 2 |  | Combustion turbine | Pipeline Natural Gas | Diesel Oil |  | Dry Low NOx Burners,Water Injection |  |  | 2003-01-01 | Operating | 2707 | CT01 (145) | 55645 CT-01 | 145
CO | Blue Spruce Energy Center | 55645 | CT-02 |  | 2023 | ARP | 608791 | 8 |  | Adams County | CO001 | 1 | Electric Utility | 39.7436 | -104.68 | Public Service Company of Colorado (Owner),Public Service Company of Colorado (Operator) | Phase 2 |  | Combustion turbine | Pipeline Natural Gas | Diesel Oil |  | Dry Low NOx Burners,Water Injection |  |  | 2003-04-01 | Operating | 2707 | CT02 (145) | 55645 CT-02 | 145
OK | Spring Creek Power Plant | 55651 | CT-01 |  | 2023 | ARP, CSOSG2 | 605879 | 6 |  | Logan County | OK083 | 83 | Electric Utility | 35.7422 | -97.655 | Evergy, Inc. (Owner),Evergy, Inc. (Operator) | Phase 2 |  | Combustion turbine | Pipeline Natural Gas |  |  | Dry Low NOx Burners |  |  | 2001-05-01 | Operating | 1200 | CT01 (80) | 55651 CT-01 | 80
OK | Spring Creek Power Plant | 55651 | CT-02 |  | 2023 | ARP, CSOSG2 | 605879 | 6 |  | Logan County | OK083 | 83 | Electric Utility | 35.7422 | -97.655 | Evergy, Inc. (Owner),Evergy, Inc. (Operator) | Phase 2 |  | Combustion turbine | Pipeline Natural Gas |  |  | Dry Low NOx Burners |  |  | 2001-05-01 | Operating | 1200 | CT02 (80) | 55651 CT-02 | 80
OK | Spring Creek Power Plant | 55651 | CT-03 |  | 2023 | ARP, CSOSG2 | 605879 | 6 |  | Logan County | OK083 | 83 | Electric Utility | 35.7422 | -97.655 | Evergy, Inc. (Owner),Evergy, Inc. (Operator) | Phase 2 |  | Combustion turbine | Pipeline Natural Gas |  |  | Dry Low NOx Burners |  |  | 2001-05-15 | Operating | 1200 | CT03 (80) | 55651 CT-03 | 80
OK | Spring Creek Power Plant | 55651 | CT-04 |  | 2023 | ARP, CSOSG2 | 605879 | 6 |  | Logan County | OK083 | 83 | Electric Utility | 35.7422 | -97.655 | Evergy, Inc. (Owner),Evergy, Inc. (Operator) | Phase 2 |  | Combustion turbine | Pipeline Natural Gas |  |  | Dry Low NOx Burners |  |  | 2001-05-29 | Operating | 1200 | CT04 (80) | 55651 CT-04 | 80
PA | Chambersburg Units 12 & 13 | 55654 | 12 |  | 2023 | ARP, CSNOX, CSOSG3, CSSO2G1, RGGI | 605624 | 3 |  | Franklin County | PA055 | 55 | Electric Utility | 39.8668 | -77.6859 | Chambersburg Energy, LLC (Owner),Chambersburg Energy, LLC (Operator) | Phase 2 |  | Combustion turbine | Pipeline Natural Gas |  |  | Water Injection |  |  | 2001-12-01 | Operating | 510 | UN12 (44) | 55654 12 | 44
PA | Chambersburg Units 12 & 13 | 55654 | 13 |  | 2023 | ARP, CSNOX, CSOSG3, CSSO2G1, RGGI | 605624 | 3 |  | Franklin County | PA055 | 55 | Electric Utility | 39.8668 | -77.6859 | Chambersburg Energy, LLC (Owner),Chambersburg Energy, LLC (Operator) | Phase 2 |  | Combustion turbine | Pipeline Natural Gas |  |  | Water Injection |  |  | 2001-12-01 | Operating | 510 | UN13 (44) | 55654 13 | 44
CA | Pastoria Energy Facility | 55656 | CT001 |  | 2023 | ARP | 603395 | 9 |  | Kern County | CA029 | 29 | Electric Utility | 34.9556 | -118.844 | Pastoria Energy Facility, LLC (Owner),Pastoria Energy Facility, LLC (Operator) | Phase 2 |  | Combined cycle | Pipeline Natural Gas |  |  | Dry Low NOx Burners,Selective Catalytic Reduction |  |  | 2005-05-04 | Operating | 1981 | CT01 (168), ST03 (185) | 55656 CT001 | 260.5 | Y
CA | Pastoria Energy Facility | 55656 | CT002 |  | 2023 | ARP | 603395 | 9 |  | Kern County | CA029 | 29 | Electric Utility | 34.9556 | -118.844 | Pastoria Energy Facility, LLC (Owner),Pastoria Energy Facility, LLC (Operator) | Phase 2 |  | Combined cycle | Pipeline Natural Gas |  |  | Dry Low NOx Burners,Selective Catalytic Reduction |  |  | 2005-04-30 | Operating | 2061 | ST03 (185), CT02 (168) | 55656 CT002 | 260.5 | Y
CA | Pastoria Energy Facility | 55656 | CT004 |  | 2023 | ARP | 603395 | 9 |  | Kern County | CA029 | 29 | Electric Utility | 34.9556 | -118.844 | Pastoria Energy Facility, LLC (Owner),Pastoria Energy Facility, LLC (Operator) | Phase 2 |  | Combined cycle | Pipeline Natural Gas |  |  | Dry Low NOx Burners,Selective Catalytic Reduction |  |  | 2005-02-17 | Operating | 2061 | ST05 (90), CT04 (168) | 55656 CT004 | 258 | Y
NH | Newington Energy | 55661 | 1 |  | 2023 | ARP, NHNOX, RGGI | 609347 | 1 |  | Rockingham County | NH015 | 15 | Electric Utility | 43.1047 | -70.8044 | Essential Power Newington, LLC (Owner),Essential Power Newington, LLC (Operator) | Phase 2 |  | Combined cycle | Pipeline Natural Gas | Diesel Oil |  | Dry Low NOx Burners,Water Injection,Ammonia Injection,Selective Catalytic Reduction |  |  | 2002-06-22 | Operating | 2395 | GT-1 (185.6), ST (234.3) | 55661 1 | 302.75 | Y
NH | Newington Energy | 55661 | 2 |  | 2023 | ARP, NHNOX, RGGI | 609347 | 1 |  | Rockingham County | NH015 | 15 | Electric Utility | 43.1047 | -70.8044 | Essential Power Newington, LLC (Owner),Essential Power Newington, LLC (Operator) | Phase 2 |  | Combined cycle | Pipeline Natural Gas | Diesel Oil |  | Dry Low NOx Burners,Water Injection,Ammonia Injection,Selective Catalytic Reduction |  |  | 2002-06-22 | Operating | 2395 | ST (234.3), GT-2 (185.6) | 55661 2 | 302.75 | Y
WA | Chehalis Generation Facility | 55662 | CT1 |  | 2023 | ARP | 609068 | 10 | WECC | Lewis County | WA041 | 41 | Electric Utility | 46.6226 | -122.9145 | Pacificorp Energy Generation (Owner),Pacificorp Energy Generation (Operator) | Phase 2 |  | Combined cycle | Natural Gas |  |  | Dry Low NOx Burners,Water Injection,Selective Catalytic Reduction |  |  | 2003-06-13 | Operating | 2067 | CT1 (171.8), CA (195.5) | 55662 CT1 | 269.55 | Y
WA | Chehalis Generation Facility | 55662 | CT2 |  | 2023 | ARP | 609068 | 10 | WECC | Lewis County | WA041 | 41 | Electric Utility | 46.6226 | -122.9145 | Pacificorp Energy Generation (Owner),Pacificorp Energy Generation (Operator) | Phase 2 |  | Combined cycle | Natural Gas |  |  | Dry Low NOx Burners,Water Injection,Selective Catalytic Reduction |  |  | 2003-06-05 | Operating | 2067 | CT2 (171.8), CA (195.5) | 55662 CT2 | 269.55 | Y
TX | Harrison County Power Project | 55664 | GT-1 |  | 2023 | ARP, CSOSG2 | 609775 (Ended Mar 31, 2023), 610584 (Started Mar 31, 2023)(Ended Jul 25, 2023), 610734 (Started Jul 25, 2023) | 6 |  | Harrison County | TX203 | 203 | Electric Utility | 32.3958 | -94.4361 | Northeast Texas Electric Cooperative (Owner),East Texas Electric Cooperative, Inc. (Owner),ENTERGY POWER OPERATIONS U.S. (Operator) (Ended Jul 25, 2023),NRG Energy Services (Operator) (Started Jul 25, 2023) | Phase 2 |  | Combined cycle | Pipeline Natural Gas |  |  | Dry Low NOx Burners,Selective Catalytic Reduction |  |  | 2003-07-01 | Operating | 2201 | GT-1 (170), ST-1 (230), | 55664 GT-1 | 285 | Y
TX | Harrison County Power Project | 55664 | GT-2 |  | 2023 | ARP, CSOSG2 | 609775 (Ended Mar 31, 2023), 610584 (Started Mar 31, 2023)(Ended Jul 25, 2023), 610734 (Started Jul 25, 2023) | 6 |  | Harrison County | TX203 | 203 | Electric Utility | 32.3958 | -94.4361 | Northeast Texas Electric Cooperative (Owner),East Texas Electric Cooperative, Inc. (Owner),ENTERGY POWER OPERATIONS U.S. (Operator) (Ended Jul 25, 2023),NRG Energy Services (Operator) (Started Jul 25, 2023) | Phase 2 |  | Combined cycle | Pipeline Natural Gas |  |  | Dry Low NOx Burners,Selective Catalytic Reduction |  |  | 2003-07-01 | Operating | 2500 | ST-1 (230), GT-2 (170) | 55664 GT-2 | 285 | Y
PA | Lower Mount Bethel Energy, LLC | 55667 | CT01 |  | 2023 | ARP, CSNOX, CSOSG3, CSSO2G1, RGGI | 601710 | 3 |  | Northampton County | PA095 | 95 | Electric Utility | 40.8011 | -75.105 | LMBE Project Company LLC (Owner),Lower Mount Bethel Energy, LLC (Operator) | Phase 2 |  | Combined cycle | Pipeline Natural Gas |  |  | Dry Low NOx Burners,Selective Catalytic Reduction |  |  | 2003-11-24 | Operating | 2400 | G3 (228.6), G1 (213) | 55667 CT01 | 327.3 | Y
PA | Lower Mount Bethel Energy, LLC | 55667 | CT02 |  | 2023 | ARP, CSNOX, CSOSG3, CSSO2G1, RGGI | 601710 | 3 |  | Northampton County | PA095 | 95 | Electric Utility | 40.8011 | -75.105 | LMBE Project Company LLC (Owner),Lower Mount Bethel Energy, LLC (Operator) | Phase 2 |  | Combined cycle | Pipeline Natural Gas |  |  | Dry Low NOx Burners,Selective Catalytic Reduction |  |  | 2003-12-15 | Operating | 2400 | G2 (213), G3 (228.6) | 55667 CT02 | 327.3 | Y
GA | AL Sandersville Energy Facility | 55672 | CT1 |  | 2023 | ARP, CSNOX, CSOSG1, CSSO2G2 | 606323 | 4 |  | Washington County | GA303 | 303 | Electric Utility | 33.1189 | -82.8608 | AL Sandersville LLC (Owner),AL Sandersville LLC (Operator) | Phase 2 |  | Combustion turbine | Pipeline Natural Gas |  |  | Dry Low NOx Burners |  |  | 2002-05-24 | Operating | 1150 | CT1 (86.53) | 55672 CT1 | 86.53
GA | AL Sandersville Energy Facility | 55672 | CT2 |  | 2023 | ARP, CSNOX, CSOSG1, CSSO2G2 | 606323 | 4 |  | Washington County | GA303 | 303 | Electric Utility | 33.1189 | -82.8608 | AL Sandersville LLC (Owner),AL Sandersville LLC (Operator) | Phase 2 |  | Combustion turbine | Pipeline Natural Gas |  |  | Dry Low NOx Burners |  |  | 2002-05-24 | Operating | 1150 | CT2 (86.53) | 55672 CT2 | 86.53
GA | AL Sandersville Energy Facility | 55672 | CT3 |  | 2023 | ARP, CSNOX, CSOSG1, CSSO2G2 | 606323 | 4 |  | Washington County | GA303 | 303 | Electric Utility | 33.1189 | -82.8608 | AL Sandersville LLC (Owner),AL Sandersville LLC (Operator) | Phase 2 |  | Combustion turbine | Pipeline Natural Gas |  |  | Dry Low NOx Burners |  |  | 2002-05-25 | Operating | 1150 | CT3 (86.53) | 55672 CT3 | 86.53
GA | AL Sandersville Energy Facility | 55672 | CT4 |  | 2023 | ARP, CSNOX, CSOSG1, CSSO2G2 | 606323 | 4 |  | Washington County | GA303 | 303 | Electric Utility | 33.1189 | -82.8608 | AL Sandersville LLC (Owner),AL Sandersville LLC (Operator) | Phase 2 |  | Combustion turbine | Pipeline Natural Gas |  |  | Dry Low NOx Burners |  |  | 2002-05-25 | Operating | 1150 | CT4 (86.53) | 55672 CT4 | 86.53
GA | AL Sandersville Energy Facility | 55672 | CT5 |  | 2023 | ARP, CSNOX, CSOSG1, CSSO2G2 | 606323 | 4 |  | Washington County | GA303 | 303 | Electric Utility | 33.1189 | -82.8608 | AL Sandersville LLC (Owner),AL Sandersville LLC (Operator) | Phase 2 |  | Combustion turbine | Pipeline Natural Gas |  |  | Dry Low NOx Burners |  |  | 2002-06-06 | Operating | 1150 | CT5 (86.53) | 55672 CT5 | 86.53
GA | AL Sandersville Energy Facility | 55672 | CT6 |  | 2023 | ARP, CSNOX, CSOSG1, CSSO2G2 | 606323 | 4 |  | Washington County | GA303 | 303 | Electric Utility | 33.1189 | -82.8608 | AL Sandersville LLC (Owner),AL Sandersville LLC (Operator) | Phase 2 |  | Combustion turbine | Pipeline Natural Gas |  |  | Dry Low NOx Burners |  |  | 2002-06-06 | Operating | 1150 | CT6 (86.53) | 55672 CT6 | 86.53
GA | AL Sandersville Energy Facility | 55672 | CT7 |  | 2023 | ARP, CSNOX, CSOSG1, CSSO2G2 | 606323 | 4 |  | Washington County | GA303 | 303 | Electric Utility | 33.1189 | -82.8608 | AL Sandersville LLC (Owner),AL Sandersville LLC (Operator) | Phase 2 |  | Combustion turbine | Pipeline Natural Gas |  |  | Dry Low NOx Burners |  |  | 2002-06-13 | Operating | 1150 | CT7 (86.53) | 55672 CT7 | 86.53
GA | AL Sandersville Energy Facility | 55672 | CT8 |  | 2023 | ARP, CSNOX, CSOSG1, CSSO2G2 | 606323 | 4 |  | Washington County | GA303 | 303 | Electric Utility | 33.1189 | -82.8608 | AL Sandersville LLC (Owner),AL Sandersville LLC (Operator) | Phase 2 |  | Combustion turbine | Pipeline Natural Gas |  |  | Dry Low NOx Burners |  |  | 2002-06-19 | Operating | 1150 | CT8 (86.53) | 55672 CT8 | 86.53
NV | Walter M. Higgins III Generating Station | 55687 | BHG1 |  | 2023 | ARP | 610268 | 9 |  | Clark County | NV003 | 3 | Electric Utility | 35.6139 | -115.3561 | NV Energy (Owner),NV Energy (Operator) | Phase 2 |  | Combined cycle | Pipeline Natural Gas |  |  | Dry Low NOx Burners |  |  | 2003-09-01 | Operating | 2500 | A01 (178) ST1 (332.4) | 55687 BHG1 | 344.2
NV | Walter M. Higgins III Generating Station | 55687 | BHG2 |  | 2023 | ARP | 610268 | 9 |  | Clark County | NV003 | 3 | Electric Utility | 35.6139 | -115.3561 | NV Energy (Owner),NV Energy (Operator) | Phase 2 |  | Combined cycle | Pipeline Natural Gas |  |  | Dry Low NOx Burners |  |  | 2003-09-01 | Operating | 2500 | ST1 (332.4), A02 (178) | 55687 BHG2 | 344.2
PA | Bethlehem Power Plant | 55690 | 1 |  | 2023 | ARP, CSNOX, CSOSG3, CSSO2G1, RGGI | 609728 | 3 |  | Northampton County | PA095 | 95 | Electric Utility | 40.6175 | -75.3147 | Calpine Bethlehem, LLC (Owner),Calpine Operating Services Company, Inc. (Operator) | Phase 2 |  | Combined cycle | Pipeline Natural Gas | Diesel Oil |  | Water Injection,Overfire Air,Selective Catalytic Reduction |  |  | 2002-08-01 | Operating | 1690 | CTG1 (140), STG4 (230) | 55690 1 | 216.6667 | Y
PA | Bethlehem Power Plant | 55690 | 2 |  | 2023 | ARP, CSNOX, CSOSG3, CSSO2G1, RGGI | 609728 | 3 |  | Northampton County | PA095 | 95 | Electric Utility | 40.6175 | -75.3147 | Calpine Bethlehem, LLC (Owner),Calpine Operating Services Company, Inc. (Operator) | Phase 2 |  | Combined cycle | Pipeline Natural Gas | Diesel Oil |  | Water Injection,Overfire Air,Selective Catalytic Reduction |  |  | 2002-09-01 | Operating | 1690 | STG4 (230), CTG2 (140) | 55690 2 | 216.6667 | Y
PA | Bethlehem Power Plant | 55690 | 3 |  | 2023 | ARP, CSNOX, CSOSG3, CSSO2G1, RGGI | 609728 | 3 |  | Northampton County | PA095 | 95 | Electric Utility | 40.6175 | -75.3147 | Calpine Bethlehem, LLC (Owner),Calpine Operating Services Company, Inc. (Operator) | Phase 2 |  | Combined cycle | Pipeline Natural Gas | Diesel Oil |  | Water Injection,Overfire Air,Selective Catalytic Reduction |  |  | 2002-10-01 | Operating | 1690 | STG4 (230), CTG3 (140) | 55690 3 | 216.6667 | Y
PA | Bethlehem Power Plant | 55690 | 5 |  | 2023 | ARP, CSNOX, CSOSG3, CSSO2G1, RGGI | 609728 | 3 |  | Northampton County | PA095 | 95 | Electric Utility | 40.6175 | -75.3147 | Calpine Bethlehem, LLC (Owner),Calpine Operating Services Company, Inc. (Operator) | Phase 2 |  | Combined cycle | Pipeline Natural Gas | Diesel Oil |  | Water Injection,Overfire Air,Selective Catalytic Reduction |  |  | 2002-11-01 | Operating | 2047 | STG8 (230), CTG5 (140) | 55690 5 | 216.6667 | Y
PA | Bethlehem Power Plant | 55690 | 6 |  | 2023 | ARP, CSNOX, CSOSG3, CSSO2G1, RGGI | 609728 | 3 |  | Northampton County | PA095 | 95 | Electric Utility | 40.6175 | -75.3147 | Calpine Bethlehem, LLC (Owner),Calpine Operating Services Company, Inc. (Operator) | Phase 2 |  | Combined cycle | Pipeline Natural Gas | Diesel Oil |  | Water Injection,Overfire Air,Selective Catalytic Reduction |  |  | 2002-12-01 | Operating | 1690 | CTG6 (140), STG8 (230) | 55690 6 | 216.6667 | Y
PA | Bethlehem Power Plant | 55690 | 7 |  | 2023 | ARP, CSNOX, CSOSG3, CSSO2G1, RGGI | 609728 | 3 |  | Northampton County | PA095 | 95 | Electric Utility | 40.6175 | -75.3147 | Calpine Bethlehem, LLC (Owner),Calpine Operating Services Company, Inc. (Operator) | Phase 2 |  | Combined cycle | Pipeline Natural Gas | Diesel Oil |  | Water Injection,Overfire Air,Selective Catalytic Reduction |  |  | 2003-01-01 | Operating | 1690 | STG8 (230), CTG7 (140) | 55690 7 | 216.6667 | Y
MS | Ackerman Combined Cycle Plant | 55694 | AA-001 |  | 2023 | ARP, CSOSG2 | 609315 | 4 |  | Choctaw County | MS019 | 19 | Electric Utility | 33.38 | -89.2091 | Tennessee Valley Authority (Owner),Tennessee Valley Authority (Operator) | Phase 2 |  | Combined cycle | Pipeline Natural Gas |  |  | Dry Low NOx Burners,Selective Catalytic Reduction |  |  | 2006-06-09 | Operating | 2957 | CT1 (270), ST1 (310.5) | 55694 AA-001 | 425.25 | Y
MS | Ackerman Combined Cycle Plant | 55694 | AA-002 |  | 2023 | ARP, CSOSG2 | 609315 | 4 |  | Choctaw County | MS019 | 19 | Electric Utility | 33.38 | -89.2091 | Tennessee Valley Authority (Owner),Tennessee Valley Authority (Operator) | Phase 2 |  | Combined cycle | Pipeline Natural Gas |  |  | Dry Low NOx Burners,Selective Catalytic Reduction |  |  | 2006-11-02 | Operating | 2957 | ST1 (310.5), CT2 (270) | 55694 AA-002 | 425.25 | Y
CA | Hanford Energy Park Peaker | 55698 | HEP1 |  | 2023 | ARP | 609325 | 9 |  | Kings County | CA031 | 31 | Electric Utility | 36.2689 | -119.6469 | MRP San Joaquin Energy (Owner),MRP San Joaquin Energy (Operator) | Phase 2 |  | Combustion turbine | Pipeline Natural Gas |  |  | Water Injection,Selective Catalytic Reduction |  |  | 2001-09-01 | Operating | 540 | HEP1 (46.1) | 55698 HEP1 | 46.1 | Y
CA | Hanford Energy Park Peaker | 55698 | HEP2 |  | 2023 | ARP | 609325 | 9 |  | Kings County | CA031 | 31 | Electric Utility | 36.2689 | -119.6469 | MRP San Joaquin Energy (Owner),MRP San Joaquin Energy (Operator) | Phase 2 |  | Combustion turbine | Pipeline Natural Gas |  |  | Water Injection,Selective Catalytic Reduction |  |  | 2001-09-01 | Operating | 540 | HEP2 (46.1) | 55698 HEP2 | 46.1 | Y
NY | Bayswater Peaking Facility | 55699 | 1 |  | 2023 | ARP, CSNOX, CSOSG3, CSSO2G1, RGGI | 609773 (Ended Apr 06, 2023), 609382 (Started Apr 06, 2023)(Ended Oct 20, 2023), 604966 (Started Oct 20, 2023) | 2 |  | Queens County | NY081 | 81 | Electric Utility | 40.6106 | -73.7614 | Bayswater Peaking Facility, LLC (Owner),Bayswater Peaking Facility, LLC (Operator) | Phase 2 |  | Combustion turbine | Pipeline Natural Gas |  |  | Selective Catalytic Reduction,Water Injection |  |  | 2002-07-01 | Operating | 680 | 1 (60.5) | 55699 1 | 60.5 | Y
NY | Bayswater Peaking Facility | 55699 | 2 |  | 2023 | ARP, CSNOX, CSOSG3, CSSO2G1, RGGI | 609773 (Ended Apr 06, 2023), 609382 (Started Apr 06, 2023)(Ended Oct 20, 2023), 604966 (Started Oct 20, 2023) | 2 |  | Queens County | NY081 | 81 | Electric Utility | 40.6106 | -73.7614 | Jamaica Bay Peaking Facility, LLC (Owner),Jamaica Bay Peaking Facility, LLC (Operator) | Phase 2 |  | Combustion turbine | Diesel Oil | Pipeline Natural Gas |  | Water Injection,Selective Catalytic Reduction |  |  | 2003-07-02 | Operating | 680 | 2 (60.5) | 55699 2 | 60.5 | Y
WA | Mint Farm Generating Station | 55700 | CTG1 |  | 2023 | ARP | 610011 | 10 |  | Cowlitz County | WA015 | 15 | Electric Utility | 46.1403 | -122.9842 | Puget Sound Energy, Inc. (Owner),Puget Sound Energy, Inc. (Operator) | Phase 2 |  | Combined cycle | Natural Gas |  |  | Dry Low NOx Burners,Selective Catalytic Reduction |  |  | 2008-01-06 | Operating | 2735 | CTG1 (186), 1STG (133) | 55700 CTG1 | 319 | Y
OH | Fremont Energy Center | 55701 | CT01 |  | 2023 | ARP, CSNOX, CSOSG3, CSSO2G1 | 610414 | 5 | ECAR | Sandusky County | OH143 | 143 | Electric Utility | 41.3781 | -83.1647 | American Municipal Power - Ohio (Owner),American Municipal Power - Ohio (Operator) | Phase 2 |  | Combined cycle | Pipeline Natural Gas |  |  | Dry Low NOx Burners,Ammonia Injection,Selective Catalytic Reduction,Steam Injection |  |  | 2010-09-25 | Operating | 2990 | CT01 (190.4), CA01 (358.7) | 55701 CT01 | 369.75 | Y
OH | Fremont Energy Center | 55701 | CT02 |  | 2023 | ARP, CSNOX, CSOSG3, CSSO2G1 | 610414 | 5 | ECAR | Sandusky County | OH143 | 143 | Electric Utility | 41.3781 | -83.1647 | American Municipal Power - Ohio (Owner),American Municipal Power - Ohio (Operator) | Phase 2 |  | Combined cycle | Pipeline Natural Gas |  |  | Dry Low NOx Burners,Ammonia Injection,Selective Catalytic Reduction,Steam Injection |  |  | 2010-10-04 | Operating | 2990 | CA01 (358.7), CT02 (190.4) | 55701 CT02 | 369.75 | Y
MS | Choctaw County | 55706 | CTG1 |  | 2023 | ARP, CSOSG2 | 609775 (Ended Mar 31, 2023), 610584 (Started Mar 31, 2023) | 4 |  | Choctaw County | MS019 | 19 | Electric Utility | 33.2881 | -89.4201 | Entergy Corporation (Owner),Entergy Corporation (Operator) | Phase 2 |  | Combined cycle | Pipeline Natural Gas |  |  | Dry Low NOx Burners,Selective Catalytic Reduction |  |  | 2003-06-05 | Operating | 2800 | CTG1 (179), STG1 (362) | 55706 CTG1 | 299.6667 | Y
MS | Choctaw County | 55706 | CTG2 |  | 2023 | ARP, CSOSG2 | 609775 (Ended Mar 31, 2023), 610584 (Started Mar 31, 2023) | 4 |  | Choctaw County | MS019 | 19 | Electric Utility | 33.2881 | -89.4201 | Entergy Corporation (Owner),Entergy Corporation (Operator) | Phase 2 |  | Combined cycle | Pipeline Natural Gas |  |  | Dry Low NOx Burners,Selective Catalytic Reduction |  |  | 2003-06-05 | Operating | 2400 | CTG2 (179), STG1 (362) | 55706 CTG2 | 299.6667 | Y
MS | Choctaw County | 55706 | CTG3 |  | 2023 | ARP, CSOSG2 | 609775 (Ended Mar 31, 2023), 610584 (Started Mar 31, 2023) | 4 |  | Choctaw County | MS019 | 19 | Electric Utility | 33.2881 | -89.4201 | Entergy Corporation (Owner),Entergy Corporation (Operator) | Phase 2 |  | Combined cycle | Pipeline Natural Gas |  |  | Dry Low NOx Burners,Selective Catalytic Reduction |  |  | 2003-06-05 | Operating | 2400 | CTG3 (179), STG1 (362) | 55706 CTG3 | 299.6667 | Y
TX | Nacogdoches Generating Facility | 55708 | BFB-1 |  | 2023 | ARP, CSOSG2 | 605338 | 6 |  | Nacogdoches County | TX347 | 347 | Electric Utility | 31.8326 | -94.9006 | City of Austin (Owner),City of Austin (Operator) | Phase 2 |  | Bubbling fluidized bed boiler | Wood |  |  | Selective Non-catalytic Reduction | Baghouse |  | 2012-05-06 | Operating | 1500 | BFB-1 (115) | 55708 BFB-1 | 115 | Y
PA | Springdale Generating Station (55710) | 55710 | 3 |  | 2023 | ARP, CSNOX, CSOSG3, CSSO2G1, RGGI | 605624 | 3 |  | Allegheny County | PA003 | 3 | Electric Utility | 40.5456 | -79.7669 | Springdale Energy (Owner),Springdale Energy (Operator) | Phase 2 |  | Combined cycle | Pipeline Natural Gas |  |  | Dry Low NOx Burners,Selective Catalytic Reduction |  |  | 2003-07-21 | Operating | 2107 | UNT3 (175), UNT5 (186) | 55710 3 | 268 | Y
PA | Springdale Generating Station (55710) | 55710 | 4 |  | 2023 | ARP, CSNOX, CSOSG3, CSSO2G1, RGGI | 605624 | 3 |  | Allegheny County | PA003 | 3 | Electric Utility | 40.5456 | -79.7669 | Springdale Energy (Owner),Springdale Energy (Operator) | Phase 2 |  | Combined cycle | Pipeline Natural Gas |  |  | Dry Low NOx Burners,Selective Catalytic Reduction |  |  | 2003-07-21 | Operating | 2108 | UNT5 (186), UNT4 (175) | 55710 4 | 268 | Y
AR | Magnet Cove Generating Station | 55714 | SN-01 |  | 2023 | ARP, CSOSG2 | 537 (Ended Aug 22, 2023), 500535 (Started Aug 22, 2023) | 6 | SERC | Hot Spring County | AR059 | 59 | Electric Utility | 34.4304 | -92.8333 | Arkansas Electric Cooperative Corporation (Owner),Arkansas Electric Cooperative Corporation (Operator) | Phase 2 |  | Combined cycle | Pipeline Natural Gas |  |  | Dry Low NOx Burners,Selective Catalytic Reduction |  |  | 2005-05-05 | Operating | 2800 | GT1 (242), ST1 (262) | 55714 SN-01 | 373 | Y
AR | Magnet Cove Generating Station | 55714 | SN-02 |  | 2023 | ARP, CSOSG2 | 537 (Ended Aug 22, 2023), 500535 (Started Aug 22, 2023) | 6 | SERC | Hot Spring County | AR059 | 59 | Electric Utility | 34.4304 | -92.8333 | Arkansas Electric Cooperative Corporation (Owner),Arkansas Electric Cooperative Corporation (Operator) | Phase 2 |  | Combined cycle | Pipeline Natural Gas |  |  | Dry Low NOx Burners,Selective Catalytic Reduction |  |  | 2005-10-17 | Operating | 2800 | ST1 (262), GT2 (242) | 55714 SN-02 | 373 | Y
MI | Dean Peakers | 55718 | 1 |  | 2023 | ARP, CSNOX, CSOSG3, CSSO2G1 | 609535 (Ended Mar 22, 2023), 610607 (Started Mar 22, 2023) | 5 |  | St. Clair County | MI147 | 147 | Electric Utility | 42.774 | -82.4818 | DTE East China, LLC (Owner),DTE East China, LLC (Operator) | Phase 2 |  | Combustion turbine | Pipeline Natural Gas |  |  | Dry Low NOx Burners |  |  | 2002-04-21 | Operating | 1100 | GT1 (89.4) | 55718 1 | 89.4
MI | Dean Peakers | 55718 | 2 |  | 2023 | ARP, CSNOX, CSOSG3, CSSO2G1 | 609535 (Ended Mar 22, 2023), 610607 (Started Mar 22, 2023) | 5 |  | St. Clair County | MI147 | 147 | Electric Utility | 42.774 | -82.4818 | DTE East China, LLC (Owner),DTE East China, LLC (Operator) | Phase 2 |  | Combustion turbine | Pipeline Natural Gas |  |  | Dry Low NOx Burners |  |  | 2002-05-04 | Operating | 1100 | GT2 (89.4) | 55718 2 | 89.4
MI | Dean Peakers | 55718 | 3 |  | 2023 | ARP, CSNOX, CSOSG3, CSSO2G1 | 609535 (Ended Mar 22, 2023), 610607 (Started Mar 22, 2023) | 5 |  | St. Clair County | MI147 | 147 | Electric Utility | 42.774 | -82.4818 | DTE East China, LLC (Owner),DTE East China, LLC (Operator) | Phase 2 |  | Combustion turbine | Pipeline Natural Gas |  |  | Dry Low NOx Burners |  |  | 2002-05-10 | Operating | 1100 | GT3 (89.4) | 55718 3 | 89.4
MI | Dean Peakers | 55718 | 4 |  | 2023 | ARP, CSNOX, CSOSG3, CSSO2G1 | 609535 (Ended Mar 22, 2023), 610607 (Started Mar 22, 2023) | 5 |  | St. Clair County | MI147 | 147 | Electric Utility | 42.774 | -82.4818 | DTE East China, LLC (Owner),DTE East China, LLC (Operator) | Phase 2 |  | Combustion turbine | Pipeline Natural Gas |  |  | Dry Low NOx Burners |  |  | 2002-05-13 | Operating | 1100 | GT4 (89.4) | 55718 4 | 89.4
ID | Bennett Mountain Power Project | 55733 | CT01 |  | 2023 | ARP | 608322 (Ended Oct 31, 2023), 609418 (Started Oct 31, 2023) | 10 | WECC | Elmore County | ID039 | 39 | Electric Utility | 43.147 | -115.6671 | Idaho Power Company (Owner),Idaho Power Company (Operator) | Phase 2 |  | Combustion turbine | Pipeline Natural Gas |  |  | Dry Low NOx Burners |  |  | 2005-02-21 | Operating | 2020 | 1 (173) | 55733 CT01 | 173
OH | Hanging Rock Power Company LLC | 55736 | CTG1 |  | 2023 | ARP, CSNOX, CSOSG3, CSSO2G1 | 603383 | 5 |  | Lawrence County | OH087 | 87 | Electric Utility | 38.5731 | -82.7833 | Hanging Rock Power Company LLC (Owner),Hanging Rock Power Company LLC (Operator) | Phase 2 |  | Combined cycle | Pipeline Natural Gas |  |  | Dry Low NOx Burners,Selective Catalytic Reduction |  |  | 2003-04-03 | Operating | 2750 | 1GT1 (163.5), 1ST (317.1) | 55736 CTG1 | 322.05 | Y
OH | Hanging Rock Power Company LLC | 55736 | CTG2 |  | 2023 | ARP, CSNOX, CSOSG3, CSSO2G1 | 603383 | 5 |  | Lawrence County | OH087 | 87 | Electric Utility | 38.5731 | -82.7833 | Hanging Rock Power Company LLC (Owner),Hanging Rock Power Company LLC (Operator) | Phase 2 |  | Combined cycle | Pipeline Natural Gas |  |  | Dry Low NOx Burners,Selective Catalytic Reduction |  |  | 2003-04-06 | Operating | 2750 | 1GT2 (163.5), 1ST (317.1) | 55736 CTG2 | 322.05 | Y
OH | Hanging Rock Power Company LLC | 55736 | CTG3 |  | 2023 | ARP, CSNOX, CSOSG3, CSSO2G1 | 603383 | 5 |  | Lawrence County | OH087 | 87 | Electric Utility | 38.5731 | -82.7833 | Hanging Rock Power Company LLC (Owner),Hanging Rock Power Company LLC (Operator) | Phase 2 |  | Combined cycle | Pipeline Natural Gas |  |  | Dry Low NOx Burners,Selective Catalytic Reduction |  |  | 2003-06-04 | Operating | 2750 | 2ST (317.1), 2GT1 (163.5) | 55736 CTG3 | 322.05 | Y
OH | Hanging Rock Power Company LLC | 55736 | CTG4 |  | 2023 | ARP, CSNOX, CSOSG3, CSSO2G1 | 603383 | 5 |  | Lawrence County | OH087 | 87 | Electric Utility | 38.5731 | -82.7833 | Hanging Rock Power Company LLC (Owner),Hanging Rock Power Company LLC (Operator) | Phase 2 |  | Combined cycle | Pipeline Natural Gas |  |  | Dry Low NOx Burners,Selective Catalytic Reduction |  |  | 2003-06-15 | Operating | 2750 | 2ST (317.1), 2GT2 (163.5) | 55736 CTG4 | 322.05 | Y
VA | Buchanan Units 1 & 2 | 55738 | 1 |  | 2023 | ARP, CSNOX, CSOSG3, CSSO2G1, RGGI | 605624 | 3 |  | Buchanan County | VA027 | 27 | Electric Utility | 37.1753 | -81.9617 | Buchanan Generation, LLC (Owner),Buchanan Generation, LLC (Operator) | Phase 2 |  | Combustion turbine | Pipeline Natural Gas |  |  | Water Injection |  |  | 2002-07-01 | Operating | 465 | 1 (44) | 55738 1 | 44
VA | Buchanan Units 1 & 2 | 55738 | 2 |  | 2023 | ARP, CSNOX, CSOSG3, CSSO2G1, RGGI | 605624 | 3 |  | Buchanan County | VA027 | 27 | Electric Utility | 37.1753 | -81.9617 | Buchanan Generation, LLC (Owner),Buchanan Generation, LLC (Operator) | Phase 2 |  | Combustion turbine | Pipeline Natural Gas |  |  | Water Injection |  |  | 2002-07-01 | Operating | 449 | 2 (44) | 55738 2 | 44
CA | Los Esteros Critical Energy Facility | 55748 | CTG1 |  | 2023 | ARP | 603807 | 9 |  | Santa Clara County | CA085 | 85 | Electric Utility | 37.425 | -121.9319 | Los Esteros Critical Energy Fac, LLC (Owner),Los Esteros Critical Energy Fac, LLC (Operator) | Phase 2 |  | Combined cycle | Pipeline Natural Gas |  |  | Water Injection,Selective Catalytic Reduction |  |  | 2003-01-18 | Operating | 639 | CAG5 (126.1), CTG1 (55) | 55748 CTG1 | 181.1 | Y
CA | Los Esteros Critical Energy Facility | 55748 | CTG2 |  | 2023 | ARP | 603807 | 9 |  | Santa Clara County | CA085 | 85 | Electric Utility | 37.425 | -121.9319 | Los Esteros Critical Energy Fac, LLC (Owner),Los Esteros Critical Energy Fac, LLC (Operator) | Phase 2 |  | Combined cycle | Pipeline Natural Gas |  |  | Water Injection,Selective Catalytic Reduction |  |  | 2002-12-29 | Operating | 639 | CTG2 (55), CAG5 (126.1) | 55748 CTG2 | 181.1 | Y
CA | Los Esteros Critical Energy Facility | 55748 | CTG3 |  | 2023 | ARP | 603807 | 9 |  | Santa Clara County | CA085 | 85 | Electric Utility | 37.425 | -121.9319 | Los Esteros Critical Energy Fac, LLC (Owner),Los Esteros Critical Energy Fac, LLC (Operator) | Phase 2 |  | Combined cycle | Pipeline Natural Gas |  |  | Water Injection,Selective Catalytic Reduction |  |  | 2002-12-21 | Operating | 639 | CAG5 (126.1), CTG3 (55) | 55748 CTG3 | 181.1 | Y
CA | Los Esteros Critical Energy Facility | 55748 | CTG4 |  | 2023 | ARP | 603807 | 9 |  | Santa Clara County | CA085 | 85 | Electric Utility | 37.425 | -121.9319 | Los Esteros Critical Energy Fac, LLC (Owner),Los Esteros Critical Energy Fac, LLC (Operator) | Phase 2 |  | Combined cycle | Pipeline Natural Gas |  |  | Water Injection,Selective Catalytic Reduction |  |  | 2003-01-11 | Operating | 639 | CTG4 (55), CAG5 (126.1) | 55748 CTG4 | 181.1 | Y
MT | Hardin Generating Station | 55749 | U1 |  | 2023 | ARP, MATS | 605754 | 8 | WECC | Big Horn County | MT003 | 3 | Electric Utility | 45.7578 | -107.6 | Rocky Mountain Power, LLC (Owner),Colorado Energy Management, LLC (Operator) | Phase 2 |  | Dry bottom wall-fired boiler | Coal |  | Dry Lime FGD | Low NOx Burner Technology (Dry Bottom only),Selective Catalytic Reduction | Baghouse |  | 2006-04-14 | Operating | 1670 | UNT1 (121) | 55749 U1 | 121 | Y
NY | Edgewood Energy | 55786 | CT01 |  | 2023 | ARP, CSNOX, CSOSG3, CSSO2G1, RGGI | 607880 (Ended Mar 10, 2023), 610552 (Started Mar 10, 2023) | 2 |  | Suffolk County | NY103 | 103 | Electric Utility | 40.7861 | -73.2931 | J Power USA Development Co, Ltd. (Owner),J Power USA Development Co, Ltd. (Operator) | Phase 2 |  | Combustion turbine | Pipeline Natural Gas |  |  | Water Injection,Selective Catalytic Reduction |  |  | 2002-07-15 | Operating | 480 | CT01 (50) | 55786 CT01 | 50 | Y
NY | Edgewood Energy | 55786 | CT02 |  | 2023 | ARP, CSNOX, CSOSG3, CSSO2G1, RGGI | 607880 (Ended Mar 10, 2023), 610552 (Started Mar 10, 2023) | 2 |  | Suffolk County | NY103 | 103 | Electric Utility | 40.7861 | -73.2931 | J Power USA Development Co, Ltd. (Owner),J Power USA Development Co, Ltd. (Operator) | Phase 2 |  | Combustion turbine | Pipeline Natural Gas |  |  | Water Injection,Selective Catalytic Reduction |  |  | 2002-07-15 | Operating | 480 | CT02 (50) | 55786 CT02 | 50 | Y
NY | Shoreham Energy | 55787 | CT01 |  | 2023 | ARP, CSNOX, CSOSG3, CSSO2G1, RGGI | 607880 (Ended Mar 10, 2023), 610552 (Started Mar 10, 2023) | 2 |  | Suffolk County | NY103 | 103 | Electric Utility | 40.9572 | -72.8664 | J Power USA Development Co, Ltd. (Owner),J Power USA Development Co, Ltd. (Operator) | Phase 2 |  | Combustion turbine | Diesel Oil |  |  | Water Injection,Selective Catalytic Reduction |  |  | 2002-07-20 | Operating | 461 | CT01 (50) | 55787 CT01 | 50 | Y
NY | Shoreham Energy | 55787 | CT02 |  | 2023 | ARP, CSNOX, CSOSG3, CSSO2G1, RGGI | 607880 (Ended Mar 10, 2023), 610552 (Started Mar 10, 2023) | 2 |  | Suffolk County | NY103 | 103 | Electric Utility | 40.9572 | -72.8664 | J Power USA Development Co, Ltd. (Owner),J Power USA Development Co, Ltd. (Operator) | Phase 2 |  | Combustion turbine | Diesel Oil |  |  | Water Injection,Selective Catalytic Reduction |  |  | 2002-07-22 | Operating | 461 | CT02 (50) | 55787 CT02 | 50 | Y
PA | Marcus Hook Energy, LP | 55801 | 1 |  | 2023 | ARP, CSNOX, CSOSG3, CSSO2G1, RGGI | 3095 | 3 |  | Delaware County | PA045 | 45 | Cogeneration | 39.8083 | -75.4225 | MARCUS HOOK ENERGY, L.P. (Owner),MARCUS HOOK ENERGY, L.P. (Operator) | Phase 2 |  | Combined cycle | Pipeline Natural Gas | Other Gas |  | Dry Low NOx Burners,Selective Catalytic Reduction |  |  | 2004-06-04 | Operating | 2282 | STG (271.5), CT1A (188.2) | 55801 1 | 278.7 | Y
PA | Marcus Hook Energy, LP | 55801 | 2 |  | 2023 | ARP, CSNOX, CSOSG3, CSSO2G1, RGGI | 3095 | 3 |  | Delaware County | PA045 | 45 | Cogeneration | 39.8083 | -75.4225 | MARCUS HOOK ENERGY, L.P. (Owner),MARCUS HOOK ENERGY, L.P. (Operator) | Phase 2 |  | Combined cycle | Pipeline Natural Gas | Other Gas |  | Dry Low NOx Burners,Selective Catalytic Reduction |  |  | 2004-06-18 | Operating | 2282 | CTIB (188.2), STG (271.5) | 55801 2 | 278.7 | Y
PA | Marcus Hook Energy, LP | 55801 | 3 |  | 2023 | ARP, CSNOX, CSOSG3, CSSO2G1, RGGI | 3095 | 3 |  | Delaware County | PA045 | 45 | Cogeneration | 39.8083 | -75.4225 | MARCUS HOOK ENERGY, L.P. (Owner),MARCUS HOOK ENERGY, L.P. (Operator) | Phase 2 |  | Combined cycle | Pipeline Natural Gas | Other Gas |  | Dry Low NOx Burners,Selective Catalytic Reduction |  |  | 2004-07-20 | Operating | 2282 | CT13 (188.2), STG (271.5) | 55801 3 | 278.7 | Y
NM | Valencia Power Plant | 55802 | CTG1 |  | 2023 | ARP | 604605 | 6 | WECC | Valencia County | NM061 | 61 | Electric Utility | 34.6063 | -106.732 | Valencia Power, LLC (Owner),Valencia Power, LLC (Operator) | Phase 2 |  | Combustion turbine | Pipeline Natural Gas |  |  | Dry Low NOx Burners |  |  | 2008-05-20 | Operating | 1682 | 1 (160) | 55802 CTG1 | 160
CA | Henrietta Peaker Plant | 55807 | HPP1 |  | 2023 | ARP | 609325 | 9 |  | Kings County | CA031 | 31 | Electric Utility | 36.2397 | -119.9044 | MRP San Joaquin Energy (Owner),MRP San Joaquin Energy (Operator) | Phase 2 |  | Combustion turbine | Pipeline Natural Gas |  |  | Water Injection,Selective Catalytic Reduction |  |  | 2002-07-01 | Operating | 540 | HPP1 (49) | 55807 HPP1 | 49 | Y
CA | Henrietta Peaker Plant | 55807 | HPP2 |  | 2023 | ARP | 609325 | 9 |  | Kings County | CA031 | 31 | Electric Utility | 36.2397 | -119.9044 | MRP San Joaquin Energy (Owner),MRP San Joaquin Energy (Operator) | Phase 2 |  | Combustion turbine | Pipeline Natural Gas |  |  | Water Injection,Selective Catalytic Reduction |  |  | 2002-07-01 | Operating | 540 | HPP2 (49) | 55807 HPP2 | 49 | Y
CA | Gilroy Energy Center, LLC | 55810 | S-3 |  | 2023 | ARP | 602696 | 9 |  | Santa Clara County | CA085 | 85 | Electric Utility | 36.999 | -121.5363 | Gilroy Energy Center, LLC (Owner),Gilroy Energy Center, LLC (Operator) | Phase 2 |  | Combustion turbine | Pipeline Natural Gas |  |  | Water Injection,Ammonia Injection,Selective Catalytic Reduction |  |  | 2001-11-29 | Operating | 500 | S3 (45) | 55810 S-3 | 45 | Y
CA | Gilroy Energy Center, LLC | 55810 | S-4 |  | 2023 | ARP | 602696 | 9 |  | Santa Clara County | CA085 | 85 | Electric Utility | 36.999 | -121.5363 | Gilroy Energy Center, LLC (Owner),Gilroy Energy Center, LLC (Operator) | Phase 2 |  | Combustion turbine | Pipeline Natural Gas |  |  | Water Injection,Ammonia Injection,Selective Catalytic Reduction |  |  | 2001-11-29 | Operating | 500 | S4 (45) | 55810 S-4 | 45 | Y
CA | Gilroy Energy Center, LLC | 55810 | S-5 |  | 2023 | ARP | 602696 | 9 |  | Santa Clara County | CA085 | 85 | Electric Utility | 36.999 | -121.5363 | Gilroy Energy Center, LLC (Owner),Gilroy Energy Center, LLC (Operator) | Phase 2 |  | Combustion turbine | Pipeline Natural Gas |  |  | Water Injection,Ammonia Injection,Selective Catalytic Reduction |  |  | 2002-02-14 | Operating | 500 | S5 (45) | 55810 S-5 | 45 | Y
WA | Frederickson Power LP | 55818 | F1CT |  | 2023 | ARP | 608524 | 10 | WECC | Pierce County | WA053 | 53 | Electric Utility | 47.0864 | -122.3644 | Puget Sound Energy, Inc. (Owner),Atlantic Power Services, LLC (Owner),Atlantic Power Services, LLC (Operator) | Phase 2 |  | Combined cycle | Pipeline Natural Gas |  |  | Dry Low NOx Burners,Ammonia Injection,Selective Catalytic Reduction |  |  | 2002-08-19 | Operating | 2137 | FIST (102), FICT (167) | 55818 F1CT | 269 | Y
FL | Stanton A | 55821 | 25 |  | 2023 | ARP | 609351 | 4 |  | Orange County | FL095 | 95 | Electric Utility | 28.4881 | -81.1675 | Stanton Clean Energy, LLC (Owner),Stanton Clean Energy, LLC (Operator) | Phase 2 |  | Combined cycle | Pipeline Natural Gas | Diesel Oil |  | Dry Low NOx Burners,Water Injection,Selective Catalytic Reduction |  |  | 2003-07-23 | Operating | 2402 | A (224), C (281.9) | 55821 25 | 364.95 | Y
FL | Stanton A | 55821 | 26 |  | 2023 | ARP | 609351 | 4 |  | Orange County | FL095 | 95 | Electric Utility | 28.4881 | -81.1675 | Stanton Clean Energy, LLC (Owner),Stanton Clean Energy, LLC (Operator) | Phase 2 |  | Combined cycle | Pipeline Natural Gas | Diesel Oil |  | Dry Low NOx Burners,Water Injection,Selective Catalytic Reduction |  |  | 2003-08-20 | Operating | 2402 | B (224), C (281.9) | 55821 26 | 364.95 | Y
CO | Rocky Mountain Energy Center | 55835 | 1 |  | 2023 | ARP | 608791 | 8 |  | Weld County | CO123 | 123 | Electric Utility | 40.0911 | -104.5947 | Public Service Company of Colorado (Owner),Public Service Company of Colorado (Operator) | Phase 2 |  | Combined cycle | Pipeline Natural Gas |  |  | Dry Low NOx Burners,Selective Catalytic Reduction |  |  | 2004-03-09 | Operating | 2460 | CTG1 (185), STG1 (334.9) | 55835 1 | 352.45 | Y
CO | Rocky Mountain Energy Center | 55835 | 2 |  | 2023 | ARP | 608791 | 8 |  | Weld County | CO123 | 123 | Electric Utility | 40.0911 | -104.5947 | Public Service Company of Colorado (Owner),Public Service Company of Colorado (Operator) | Phase 2 |  | Combined cycle | Pipeline Natural Gas |  |  | Dry Low NOx Burners,Selective Catalytic Reduction |  |  | 2004-03-01 | Operating | 2500 | STG1 (334.9), CTG2 (185) | 55835 2 | 352.45 | Y
WI | Island Street Peaking Plant | 55836 | 1A |  | 2023 | ARP, CSNOX, CSOSG3, CSSO2G1 | 604163 | 5 |  | Outagamie County | WI087 | 87 | Electric Utility | 44.2761 | -88.2656 | Wisconsin Public Power Inc (Owner),Wisconsin Public Power Inc (Operator) | Phase 2 |  | Combustion turbine | Pipeline Natural Gas |  |  | Water Injection |  |  | 2004-04-03 | Operating | 325 | FT81 (60.5) | 55836 1A | 60.5
WI | Island Street Peaking Plant | 55836 | 1B |  | 2023 | ARP, CSNOX, CSOSG3, CSSO2G1 | 604163 | 5 |  | Outagamie County | WI087 | 87 | Electric Utility | 44.2761 | -88.2656 | Wisconsin Public Power Inc (Owner),Wisconsin Public Power Inc (Operator) | Phase 2 |  | Combustion turbine | Pipeline Natural Gas |  |  | Water Injection |  |  | 2004-04-03 | Operating | 325 | FT81 (60.5) | 55836 1B | 60.5
NV | Silverhawk Generating Station | 55841 | A01 |  | 2023 | ARP | 610268 | 9 |  | Clark County | NV003 | 3 | Electric Utility | 36.4078 | -114.9603 | NV Energy (Owner),Southern Nevada Water Authority (Owner),NV Energy (Operator) | Phase 2 |  | Combined cycle | Pipeline Natural Gas |  |  | Dry Low NOx Burners,Selective Catalytic Reduction |  |  | 2004-01-01 | Operating | 2463 | CT1 (197.2), ST1 (270.3) | 55841 A01 | 332.35 | Y
NV | Silverhawk Generating Station | 55841 | A03 |  | 2023 | ARP | 610268 | 9 |  | Clark County | NV003 | 3 | Electric Utility | 36.4078 | -114.9603 | NV Energy (Owner),Southern Nevada Water Authority (Owner),NV Energy (Operator) | Phase 2 |  | Combined cycle | Pipeline Natural Gas |  |  | Dry Low NOx Burners,Selective Catalytic Reduction |  |  | 2004-01-01 | Operating | 2463 | CT2 (197.2), ST1 (270.3) | 55841 A03 | 332.35 | Y
CA | Feather River Energy Center | 55847 | UNIT1 |  | 2023 | ARP | 606775 | 9 |  | Sutter County | CA101 | 101 | Electric Utility | 39.1088 | -121.6133 | Calpine Corporation (Owner),Calpine Corporation (Operator) | Phase 2 |  | Combustion turbine | Pipeline Natural Gas |  |  | Water Injection,Selective Catalytic Reduction |  |  | 2002-12-15 | Operating | 500 | CTG1 (47) | 55847 UNIT1 | 47 | Y
CA | Wolfskill Energy Center | 55855 | UNIT1 |  | 2023 | ARP | 606775 | 9 |  | Solano County | CA095 | 95 | Electric Utility | 38.2282 | -122.076 | Gilroy Energy Center, LLC (Owner),Gilroy Energy Center, LLC (Operator) | Phase 2 |  | Combustion turbine | Pipeline Natural Gas |  |  | Water Injection,Ammonia Injection,Selective Catalytic Reduction |  |  | 2003-01-08 | Operating | 500 | CTG1 (47) | 55855 UNIT1 | 47 | Y
IL | Prairie State Generating Station | 55856 | 1 |  | 2023 | ARP, CSNOX, CSOSG3, CSSO2G1, MATS | 732 | 5 |  | Washington County | IL189 | 189 | Electric Utility | 38.2792 | -89.667 | Illinois Municipal Electric Agency (Owner),Indiana Municipal Power Agency (Owner),Prairie Power Incorporated (Owner),Missouri Joint Municipal Electric Utility Commission (Owner),Northern Illinois Municipal Power (Owner),Kentucky Municipal Power Agency (Owner),Lively Grove Energy Partners, LLC (Owner),AMP368, LLC (Owner),Southern Illinois Power Cooperative (Owner),Prairie State Generating Company LLC (Operator) | Phase 2 |  | Dry bottom wall-fired boiler | Coal |  | Wet Lime FGD | Selective Catalytic Reduction | Electrostatic Precipitator,Wet ESP | Untreated PAC Sorbent Injection | 2011-10-08 | Operating | 10000 | PC1 (877.2) | 55856 1 | 877.2 | Y
IL | Prairie State Generating Station | 55856 | 2 |  | 2023 | ARP, CSNOX, CSOSG3, CSSO2G1, MATS | 732 | 5 |  | Washington County | IL189 | 189 | Electric Utility | 38.2792 | -89.667 | Illinois Municipal Electric Agency (Owner),Indiana Municipal Power Agency (Owner),Prairie Power Incorporated (Owner),Missouri Joint Municipal Electric Utility Commission (Owner),Northern Illinois Municipal Power (Owner),Kentucky Municipal Power Agency (Owner),Lively Grove Energy Partners, LLC (Owner),AMP368, LLC (Owner),Southern Illinois Power Cooperative (Owner),Prairie State Generating Company LLC (Operator) | Phase 2 |  | Dry bottom wall-fired boiler | Coal |  | Wet Lime FGD | Selective Catalytic Reduction | Electrostatic Precipitator,Wet ESP | Untreated PAC Sorbent Injection | 2012-01-26 | Operating | 10000 | PC2 (877.2) | 55856 2 | 877.2 | Y
SC | Jasper County Generating Facility | 55927 | CT01 |  | 2023 | ARP, CSNOX, CSSO2G2, SIPNOX | 609991 | 4 |  | Jasper County | SC053 | 53 | Electric Utility | 32.3592 | -81.1236 | South Carolina Electric & Gas Company (Owner),South Carolina Electric & Gas Company (Operator) | Phase 2 |  | Combined cycle | Pipeline Natural Gas | Diesel Oil |  | Dry Low NOx Burners,Water Injection,Ammonia Injection |  |  | 2003-11-18 | Operating | 2448.5 | CT1 (198.9), ST1 (405) | 55927 CT01 | 333.9
SC | Jasper County Generating Facility | 55927 | CT02 |  | 2023 | ARP, CSNOX, CSSO2G2, SIPNOX | 609991 | 4 |  | Jasper County | SC053 | 53 | Electric Utility | 32.3592 | -81.1236 | South Carolina Electric & Gas Company (Owner),South Carolina Electric & Gas Company (Operator) | Phase 2 |  | Combined cycle | Pipeline Natural Gas | Diesel Oil |  | Dry Low NOx Burners,Water Injection,Ammonia Injection |  |  | 2003-11-25 | Operating | 2448.5 | ST1 (405), CT2 (198.9) | 55927 CT02 | 333.9
SC | Jasper County Generating Facility | 55927 | CT03 |  | 2023 | ARP, CSNOX, CSSO2G2, SIPNOX | 609991 | 4 |  | Jasper County | SC053 | 53 | Electric Utility | 32.3592 | -81.1236 | South Carolina Electric & Gas Company (Owner),South Carolina Electric & Gas Company (Operator) | Phase 2 |  | Combined cycle | Pipeline Natural Gas | Diesel Oil |  | Dry Low NOx Burners,Water Injection,Ammonia Injection |  |  | 2003-12-05 | Operating | 2448.5 | ST1 (405), CT3 (198.9) | 55927 CT03 | 333.9
CA | Tracy Combined Cycle Power Plant | 55933 | TPP1 |  | 2023 | ARP | 609325 | 9 |  | San Joaquin County | CA077 | 77 | Electric Utility | 37.7107 | -121.4906 | MRP San Joaquin Energy (Owner),MRP San Joaquin Energy (Operator) | Phase 2 |  | Combined cycle | Pipeline Natural Gas |  |  | Selective Catalytic Reduction,Dry Low NOx Burners |  |  | 2003-04-02 | Operating | 1415 | TPP1 (84.4), TCC1 (167.3) | 55933 TPP1 | 168.05 | Y
CA | Tracy Combined Cycle Power Plant | 55933 | TPP2 |  | 2023 | ARP | 609325 | 9 |  | San Joaquin County | CA077 | 77 | Electric Utility | 37.7107 | -121.4906 | MRP San Joaquin Energy (Owner),MRP San Joaquin Energy (Operator) | Phase 2 |  | Combined cycle | Pipeline Natural Gas |  |  | Selective Catalytic Reduction,Dry Low NOx Burners |  |  | 2003-04-02 | Operating | 1415 | TCC1 (167.3), TPP2 (84.4) | 55933 TPP2 | 168.05 | Y
IL | Rockford II Energy Center | 55936 | U1 |  | 2023 | ARP, CSNOX, CSOSG3, CSSO2G1 | 605624 | 5 |  | Winnebago County | IL201 | 201 | Electric Utility | 42.2383 | -89.1014 | Rockford Generation, LLC (Owner),Rockford Generation, LLC (Operator) | Phase 2 |  | Combustion turbine | Pipeline Natural Gas |  |  | Dry Low NOx Burners |  |  | 2002-05-13 | Operating | 1721.9 | GT3 (166.5) | 55936 U1 | 166.5
NJ | Ocean Peaking Power | 55938 | OPP3 |  | 2023 | ARP, CSNOX, CSOSG3, CSSO2G1, RGGI | 604449 (Ended Mar 27, 2023), 608604 (Started Mar 27, 2023)(Ended Apr 04, 2023), 610610 (Started Apr 04, 2023) | 2 |  | Ocean County | NJ029 | 29 | Electric Utility | 40.0606 | -74.1672 | Essential Power OPP, LLC (Owner),Essential Power OPP, LLC (Operator) | Phase 2 |  | Combustion turbine | Pipeline Natural Gas |  |  | Dry Low NOx Burners |  |  | 2003-01-08 | Operating | 1959 | OPP3 (194) | 55938 OPP3 | 194
NJ | Ocean Peaking Power | 55938 | OPP4 |  | 2023 | ARP, CSNOX, CSOSG3, CSSO2G1, RGGI | 604449 (Ended Mar 27, 2023), 608604 (Started Mar 27, 2023)(Ended Apr 04, 2023), 610610 (Started Apr 04, 2023) | 2 |  | Ocean County | NJ029 | 29 | Electric Utility | 40.0606 | -74.1672 | Essential Power OPP, LLC (Owner),Essential Power OPP, LLC (Operator) | Phase 2 |  | Combustion turbine | Pipeline Natural Gas |  |  | Dry Low NOx Burners |  |  | 2003-03-27 | Operating | 1959 | OPP4 (194) | 55938 OPP4 | 194
VA | Warren County Power Station | 55939 | 1A |  | 2023 | ARP, CSNOX, CSOSG3, CSSO2G1, RGGI | 1525 | 3 |  | Warren County | VA187 | 187 | Electric Utility | 38.9705 | -78.1777 | Virginia Electric & Power Company (Owner),Dominion Generation (Operator) | Phase 2 |  | Combined cycle | Pipeline Natural Gas |  |  | Dry Low NOx Burners,Selective Catalytic Reduction |  |  | 2014-09-14 | Operating | 3496 | ST01 (561), CT01 (256) | 55939 1A | 443 | Y
VA | Warren County Power Station | 55939 | 1B |  | 2023 | ARP, CSNOX, CSOSG3, CSSO2G1, RGGI | 1525 | 3 |  | Warren County | VA187 | 187 | Electric Utility | 38.9705 | -78.1777 | Virginia Electric & Power Company (Owner),Dominion Generation (Operator) | Phase 2 |  | Combined cycle | Pipeline Natural Gas |  |  | Dry Low NOx Burners,Selective Catalytic Reduction |  |  | 2014-08-28 | Operating | 3496 | ST01 (561), CT02 (256) | 55939 1B | 443 | Y
VA | Warren County Power Station | 55939 | 1C |  | 2023 | ARP, CSNOX, CSOSG3, CSSO2G1, RGGI | 1525 | 3 |  | Warren County | VA187 | 187 | Electric Utility | 38.9705 | -78.1777 | Virginia Electric & Power Company (Owner),Dominion Generation (Operator) | Phase 2 |  | Combined cycle | Pipeline Natural Gas |  |  | Dry Low NOx Burners,Selective Catalytic Reduction |  |  | 2014-08-08 | Operating | 3496 | CT03 (256), ST01 (561) | 55939 1C | 443 | Y
CA | Agua Mansa Power | 55951 | AMP-1 |  | 2023 | ARP | 602206 | 9 |  | San Bernardino County | CA071 | 71 | Electric Utility | 34.0414 | -117.3603 | City of Colton (Owner),E I Colton, LLC (Operator) | Phase 2 |  | Combustion turbine | Pipeline Natural Gas |  |  | Water Injection,Selective Catalytic Reduction |  |  | 2003-06-08 | Operating | 470 | AMP1 (60.5) | 55951 AMP-1 | 60.5 | Y
CA | Riverview Energy Center | 55963 | 1 |  | 2023 | ARP | 606775 | 9 |  | Contra Costa County | CA013 | 13 | Electric Utility | 38.0145 | -121.7901 | Gilroy Energy Center, LLC (Owner),Calpine Operating Services Company, Inc. (Operator) | Phase 2 |  | Combustion turbine | Pipeline Natural Gas |  |  | Ammonia Injection,Selective Catalytic Reduction |  |  | 2003-04-19 | Operating | 500 | CTG1 (47) | 55963 1 | 47 | Y
GA | Wansley CC (55965) | 55965 | 6A |  | 2023 | ARP, CSNOX, CSOSG1, CSSO2G2 | 602440 (Ended Oct 24, 2023), 610766 (Started Oct 24, 2023) | 4 |  | Heard County | GA149 | 149 | Electric Utility | 33.4063 | -85.0373 | Southern Power Company (Owner),Southern Power Company (Operator) | Phase 2 |  | Combined cycle | Pipeline Natural Gas |  |  | Dry Low NOx Burners,Selective Catalytic Reduction |  |  | 2001-12-13 | Operating | 2350 | ST6 (213.3), CT6A (203.1) | 55965 6A | 309.75 | Y
GA | Wansley CC (55965) | 55965 | 6B |  | 2023 | ARP, CSNOX, CSOSG1, CSSO2G2 | 602440 (Ended Oct 24, 2023), 610766 (Started Oct 24, 2023) | 4 |  | Heard County | GA149 | 149 | Electric Utility | 33.4063 | -85.0373 | Southern Power Company (Owner),Southern Power Company (Operator) | Phase 2 |  | Combined cycle | Pipeline Natural Gas |  |  | Dry Low NOx Burners,Selective Catalytic Reduction |  |  | 2001-12-13 | Operating | 2350 | ST6 (213.3), CT6B (203.1) | 55965 6B | 309.75 | Y
GA | Wansley CC (55965) | 55965 | 7A |  | 2023 | ARP, CSNOX, CSOSG1, CSSO2G2 | 602440 (Ended Oct 24, 2023), 610766 (Started Oct 24, 2023) | 4 |  | Heard County | GA149 | 149 | Electric Utility | 33.4063 | -85.0373 | Southern Power Company (Owner),Southern Power Company (Operator) | Phase 2 |  | Combined cycle | Pipeline Natural Gas |  |  | Dry Low NOx Burners,Selective Catalytic Reduction |  |  | 2001-12-13 | Operating | 2350 | ST7 (213.3), CT7A (203.1) | 55965 7A | 309.75 | Y
GA | Wansley CC (55965) | 55965 | 7B |  | 2023 | ARP, CSNOX, CSOSG1, CSSO2G2 | 602440 (Ended Oct 24, 2023), 610766 (Started Oct 24, 2023) | 4 |  | Heard County | GA149 | 149 | Electric Utility | 33.4063 | -85.0373 | Southern Power Company (Owner),Southern Power Company (Operator) | Phase 2 |  | Combined cycle | Pipeline Natural Gas |  |  | Dry Low NOx Burners,Selective Catalytic Reduction |  |  | 2001-12-13 | Operating | 2350 | CT7B (203.1), ST7 (213.3) | 55965 7B | 309.75 | Y
NY | Hawkeye Energy Greenport, LLC | 55969 | U-01 |  | 2023 | ARP, CSNOX, CSOSG3, CSSO2G1, RGGI | 609564 | 2 |  | Suffolk County | NY103 | 103 | Electric Utility | 41.1056 | -72.3767 | Hawkeye Energy Greenport, LLC (Owner),Hawkeye Energy Greenport, LLC (Operator) | Phase 2 |  | Combustion turbine | Diesel Oil |  |  | Water Injection,Selective Catalytic Reduction |  |  | 2003-06-23 | Operating | 560 | U-01 (54) | 55969 U-01 | 54 | Y
CA | Cosumnes Power Plant | 55970 | 2 |  | 2023 | ARP | 610159 | 9 | WECC | Sacramento County | CA067 | 67 | Electric Utility | 38.3383 | -121.1239 | Sacramento Mun Utility District Financing Author (Owner),EthosEnergy Group Power Plant Services (Operator) | Phase 2 |  | Combined cycle | Other Gas |  |  | Dry Low NOx Burners,Selective Catalytic Reduction |  |  | 2006-01-09 | Operating | 2200 | 1 (190), 2 (170) | 55970 2 | 265 | Y
CA | Cosumnes Power Plant | 55970 | 3 |  | 2023 | ARP | 610159 | 9 | WECC | Sacramento County | CA067 | 67 | Electric Utility | 38.3383 | -121.1239 | Sacramento Mun Utility District Financing Author (Owner),EthosEnergy Group Power Plant Services (Operator) | Phase 2 |  | Combined cycle | Other Gas |  |  | Dry Low NOx Burners,Selective Catalytic Reduction |  |  | 2006-01-09 | Operating | 2200 | 3 (170), 1 (190) | 55970 3 | 265 | Y
NE | Cass County Station | 55972 | CT1 |  | 2023 | ARP, CSNOX, CSSO2G2 | 610192 (Ended Aug 22, 2023), 610761 (Started Aug 22, 2023) | 7 |  | Cass County | NE025 | 25 | Electric Utility | 40.9472 | -95.9667 | Omaha Public Power District (Owner),Omaha Public Power District (Operator) | Phase 2 |  | Combustion turbine | Pipeline Natural Gas |  |  | Dry Low NOx Burners |  |  | 2003-03-01 | Operating | 2065 | CT-1 (173) | 55972 CT1 | 173
NE | Cass County Station | 55972 | CT2 |  | 2023 | ARP, CSNOX, CSSO2G2 | 610192 (Ended Aug 22, 2023), 610761 (Started Aug 22, 2023) | 7 |  | Cass County | NE025 | 25 | Electric Utility | 40.9472 | -95.9667 | Omaha Public Power District (Owner),Omaha Public Power District (Operator) | Phase 2 |  | Combustion turbine | Pipeline Natural Gas |  |  | Dry Low NOx Burners |  |  | 2003-03-01 | Operating | 2065 | CT-2 (173) | 55972 CT2 | 173
PA | Hunterstown Combined Cycle | 55976 | CT101 |  | 2023 | ARP, CSNOX, CSOSG3, CSSO2G1, RGGI | 607174 | 3 |  | Adams County | PA001 | 1 | Electric Utility | 39.8725 | -77.1672 | Kestrel Acquisition LLC (Owner),NAES Corporation (Operator) | Phase 2 |  | Combined cycle | Pipeline Natural Gas |  |  | Dry Low NOx Burners,Selective Catalytic Reduction |  |  | 2002-04-01 | Operating | 2455 | 101 (179), 401 (361) | 55976 CT101 | 299.3333 | Y
PA | Hunterstown Combined Cycle | 55976 | CT201 |  | 2023 | ARP, CSNOX, CSOSG3, CSSO2G1, RGGI | 607174 | 3 |  | Adams County | PA001 | 1 | Electric Utility | 39.8725 | -77.1672 | Kestrel Acquisition LLC (Owner),NAES Corporation (Operator) | Phase 2 |  | Combined cycle | Pipeline Natural Gas |  |  | Dry Low NOx Burners,Selective Catalytic Reduction |  |  | 2003-04-29 | Operating | 2455 | 201 (179), 401 (361) | 55976 CT201 | 299.3333 | Y
PA | Hunterstown Combined Cycle | 55976 | CT301 |  | 2023 | ARP, CSNOX, CSOSG3, CSSO2G1, RGGI | 607174 | 3 |  | Adams County | PA001 | 1 | Electric Utility | 39.8725 | -77.1672 | Kestrel Acquisition LLC (Owner),NAES Corporation (Operator) | Phase 2 |  | Combined cycle | Pipeline Natural Gas |  |  | Dry Low NOx Burners,Selective Catalytic Reduction |  |  | 2003-04-29 | Operating | 2455 | 301 (179), 401 (361) | 55976 CT301 | 299.3333 | Y
NM | Bluffview Power Plant | 55977 | CTG-1 |  | 2023 | ARP | 603018 | 6 | WECC | San Juan County | NM045 | 45 | Electric Utility | 36.7164 | -108.2153 | City of Farmington Electric Utility System (Owner),City of Farmington Electric Utility System (Operator) | Phase 2 |  | Combined cycle | Pipeline Natural Gas |  |  | Dry Low NOx Burners,Selective Catalytic Reduction |  |  | 2005-04-20 | Operating | 532 | CTG1 (40), STG1 (27) | 55977 CTG-1 | 67 | Y
CA | Palomar Energy Center | 55985 | CTG1 |  | 2023 | ARP | 607107 (Ended Mar 01, 2023), 607385 (Started Mar 01, 2023) | 9 | WECC | San Diego County | CA073 | 73 | Electric Utility | 33.1192 | -117.118 | San Diego Gas and Electric Company (Owner),San Diego Gas and Electric Company (Operator) | Phase 2 |  | Combined cycle | Pipeline Natural Gas |  |  | Dry Low NOx Burners,Selective Catalytic Reduction |  |  | 2005-10-30 | Operating | 3926.7 | CTG1 (165), STG (229) | 55985 CTG1 | 279.5 | Y
CA | Palomar Energy Center | 55985 | CTG2 |  | 2023 | ARP | 607107 (Ended Mar 01, 2023), 607385 (Started Mar 01, 2023) | 9 | WECC | San Diego County | CA073 | 73 | Electric Utility | 33.1192 | -117.118 | San Diego Gas and Electric Company (Owner),San Diego Gas and Electric Company (Operator) | Phase 2 |  | Combined cycle | Pipeline Natural Gas |  |  | Dry Low NOx Burners,Selective Catalytic Reduction |  |  | 2005-11-02 | Operating | 3926.7 | STG (229), CTG2 (165) | 55985 CTG2 | 279.5 | Y
IA | Exira Station | 56013 | U-1 |  | 2023 | ARP, CSNOX, CSOSG2, CSSO2G1 | 610052 | 7 | MAPP | Audubon County | IA009 | 9 | Electric Utility | 41.5131 | -94.9189 | Western Minnesota Municipal Power (Owner),Missouri River Energy Services (Operator) | Phase 2 |  | Combustion turbine | Pipeline Natural Gas | Diesel Oil |  | Water Injection |  |  | 2004-05-21 | Operating | 495 | U-1 (60.5) | 56013 U-1 | 60.5
IA | Exira Station | 56013 | U-2 |  | 2023 | ARP, CSNOX, CSOSG2, CSSO2G1 | 610052 | 7 | MAPP | Audubon County | IA009 | 9 | Electric Utility | 41.5131 | -94.9189 | Western Minnesota Municipal Power (Owner),Missouri River Energy Services (Operator) | Phase 2 |  | Combustion turbine | Pipeline Natural Gas | Diesel Oil |  | Water Injection |  |  | 2004-05-21 | Operating | 495 | U-2 (60.5) | 56013 U-2 | 60.5
IA | Exira Station | 56013 | U-3 |  | 2023 | ARP, CSNOX, CSOSG2, CSSO2G1 | 610052 | 7 | MAPP | Audubon County | IA009 | 9 | Electric Utility | 41.5131 | -94.9189 | Western Minnesota Municipal Power (Owner),Missouri River Energy Services (Operator) | Phase 2 |  | Combustion turbine | Pipeline Natural Gas | Diesel Oil |  | Water Injection |  |  | 2007-03-20 | Operating | 495 | U-3 (60.5) | 56013 U-3 | 60.5
GA | Walton Bainbridge Power Facility | 56015 | P1A |  | 2023 | CSNOX, CSOSG1, CSSO2G2 | 2650 | 4 | SERC | Decatur County | GA087 | 87 | Electric Utility | 30.9111 | -84.5472 | Walton Bainbridge LLC (Owner),Walton Bainbridge LLC (Operator) |  |  | Combustion turbine | Diesel Oil |  |  | Water Injection |  |  | 1977-09-30 | Operating | 299 | SEG1 (40) | 56015 P1A | 40
GA | Walton Bainbridge Power Facility | 56015 | P1B |  | 2023 | CSNOX, CSOSG1, CSSO2G2 | 2650 | 4 | SERC | Decatur County | GA087 | 87 | Electric Utility | 30.9111 | -84.5472 | Walton Bainbridge LLC (Owner),Walton Bainbridge LLC (Operator) |  |  | Combustion turbine | Diesel Oil |  |  | Water Injection |  |  | 1977-09-30 | Operating | 299.5 | SEG1 (40) | 56015 P1B | 40
GA | Walton Bainbridge Power Facility | 56015 | P2A |  | 2023 | CSNOX, CSOSG1, CSSO2G2 | 2650 | 4 | SERC | Decatur County | GA087 | 87 | Electric Utility | 30.9111 | -84.5472 | Walton Bainbridge LLC (Owner),Walton Bainbridge LLC (Operator) |  |  | Combustion turbine | Diesel Oil |  |  | Water Injection |  |  | 1977-09-30 | Operating | 314.6 | SEGC (40) | 56015 P2A | 40
GA | Walton Bainbridge Power Facility | 56015 | P2B |  | 2023 | CSNOX, CSOSG1, CSSO2G2 | 2650 | 4 | SERC | Decatur County | GA087 | 87 | Electric Utility | 30.9111 | -84.5472 | Walton Bainbridge LLC (Owner),Walton Bainbridge LLC (Operator) |  |  | Combustion turbine | Diesel Oil |  |  | Water Injection |  |  | 1977-09-30 | Operating | 294.8 | SEGC (40) | 56015 P2B | 40
AL | AMEA Sylacauga Plant | 56018 | 1 |  | 2023 | ARP, CSNOX, CSOSG2, CSSO2G2 | 601983 | 4 | SERC | Talladega County | AL121 | 121 | Electric Utility | 33.1661 | -86.2825 | Alabama Municipal Electric Authority (Owner),Alabama Municipal Electric Authority (Operator) | Phase 2 |  | Combustion turbine | Pipeline Natural Gas |  |  | Water Injection |  |  | 2004-05-04 | Operating | 500 | 1 (49.3) | 56018 1 | 49.3
AL | AMEA Sylacauga Plant | 56018 | 2 |  | 2023 | ARP, CSNOX, CSOSG2, CSSO2G2 | 601983 | 4 | SERC | Talladega County | AL121 | 121 | Electric Utility | 33.1661 | -86.2825 | Alabama Municipal Electric Authority (Owner),Alabama Municipal Electric Authority (Operator) | Phase 2 |  | Combustion turbine | Pipeline Natural Gas |  |  | Water Injection |  |  | 2004-05-04 | Operating | 500 | 2 (49.3) | 56018 2 | 49.3
CA | Donald Von Raesfeld | 56026 | PCT1 |  | 2023 | ARP | 609510 | 9 |  | Santa Clara County | CA085 | 85 | Electric Utility | 37.3767 | -121.9508 | Silicon Valley Power (Owner),Silicon Valley Power (Operator) | Phase 2 |  | Combined cycle | Pipeline Natural Gas |  |  | Dry Low NOx Burners,Water Injection,Selective Catalytic Reduction |  |  | 2005-03-15 | Operating | 610.6 | CTG1 (50), STG (54) | 56026 PCT1 | 77 | Y
CA | Donald Von Raesfeld | 56026 | PCT2 |  | 2023 | ARP | 609510 | 9 |  | Santa Clara County | CA085 | 85 | Electric Utility | 37.3767 | -121.9508 | Silicon Valley Power (Owner),Silicon Valley Power (Operator) | Phase 2 |  | Combined cycle | Pipeline Natural Gas |  |  | Dry Low NOx Burners,Water Injection,Selective Catalytic Reduction |  |  | 2005-03-15 | Operating | 610.6 | STG (54), CTG2 (50) | 56026 PCT2 | 77 | Y
WI | Fox Energy Center | 56031 | CTG-1 |  | 2023 | ARP, CSNOX, CSOSG3, CSSO2G1 | 605792 (Ended Oct 02, 2023), 610765 (Started Oct 02, 2023) | 5 |  | Outagamie County | WI087 | 87 | Electric Utility | 44.3204 | -88.2089 | Wisconsin Public Service Corporation (Owner),Wisconsin Public Service Corporation (Operator) | Phase 2 |  | Combined cycle | Pipeline Natural Gas |  |  | Dry Low NOx Burners,Selective Catalytic Reduction |  |  | 2005-10-15 | Operating | 2873.3 | CTG1 (198.9), STG (250) | 56031 CTG-1 | 323.9 | Y
WI | Fox Energy Center | 56031 | CTG-2 |  | 2023 | ARP, CSNOX, CSOSG3, CSSO2G1 | 605792 (Ended Oct 02, 2023), 610765 (Started Oct 02, 2023) | 5 |  | Outagamie County | WI087 | 87 | Electric Utility | 44.3204 | -88.2089 | Wisconsin Public Service Corporation (Owner),Wisconsin Public Service Corporation (Operator) | Phase 2 |  | Combined cycle | Pipeline Natural Gas |  |  | Dry Low NOx Burners,Selective Catalytic Reduction |  |  | 2005-04-28 | Operating | 2587 | STG (250), CTG2 (198.9) | 56031 CTG-2 | 323.9 | Y
NY | Equus Power I | 56032 | 1 |  | 2023 | ARP, CSNOX, CSOSG3, CSSO2G1, RGGI | 607880 (Ended Mar 10, 2023), 610552 (Started Mar 10, 2023) | 2 |  | Nassau County | NY059 | 59 | Electric Utility | 40.6447 | -73.5683 | J Power USA Development Co, Ltd. (Owner),J Power USA Development Co, Ltd. (Operator) | Phase 2 |  | Combustion turbine | Pipeline Natural Gas | Diesel Oil |  | Water Injection,Selective Catalytic Reduction |  |  | 2004-07-01 | Operating | 520.7 | 0001 (60) | 56032 1 | 60 | Y
CA | Malburg Generating Station | 56041 | M1 |  | 2023 | ARP | 610505 | 9 | WECC | Los Angeles County | CA037 | 37 | Electric Utility | 33.9983 | -118.2219 | City of Vernon (Owner),City of Vernon (Operator) | Phase 2 |  | Combined cycle | Pipeline Natural Gas |  |  | Dry Low NOx Burners,Selective Catalytic Reduction |  |  | 2005-07-23 | Operating | 594 | M1 (42.2), M3 (55) | 56041 M1 | 69.7 | Y
CA | Malburg Generating Station | 56041 | M2 |  | 2023 | ARP | 610505 | 9 | WECC | Los Angeles County | CA037 | 37 | Electric Utility | 33.9983 | -118.2219 | City of Vernon (Owner),City of Vernon (Operator) | Phase 2 |  | Combined cycle | Pipeline Natural Gas |  |  | Dry Low NOx Burners,Selective Catalytic Reduction |  |  | 2005-07-25 | Operating | 594 | M3 (55), M2 (42.2) | 56041 M2 | 69.7 | Y
CA | Magnolia Power Project | 56046 | 1 |  | 2023 | ARP | 610038 | 9 | WECC | Los Angeles County | CA037 | 37 | Electric Utility | 34.1788 | -118.3153 | Southern California Public Power Authority (Owner),City of Burbank (Operator) | Phase 2 |  | Combined cycle | Pipeline Natural Gas |  |  | Dry Low NOx Burners,Selective Catalytic Reduction |  |  | 2005-09-09 | Operating | 2370 | 1 (198.9), 2 (188.7) | 56046 1 | 387.6 | Y
CT | CPV Towantic Energy Center | 56047 | 1 |  | 2023 | ARP, NSPS4T, RGGI, SIPNOX | 602660 | 1 |  | New Haven County | CT009 | 9 | Electric Utility | 41.4841 | -73.1229 | CPV Towantic, LLC (Owner),CPV Towantic, LLC (Operator) | Phase 2 |  | Combined cycle | Pipeline Natural Gas | Diesel Oil |  | Dry Low NOx Burners,Water Injection,Selective Catalytic Reduction |  |  | 2018-01-27 | Operating | 2899 | CTG1 (285), STG (280.5) | 56047 1 | 425.25 | Y
CT | CPV Towantic Energy Center | 56047 | 2 |  | 2023 | ARP, NSPS4T, RGGI, SIPNOX | 602660 | 1 |  | New Haven County | CT009 | 9 | Electric Utility | 41.4841 | -73.1229 | CPV Towantic, LLC (Owner),CPV Towantic, LLC (Operator) | Phase 2 |  | Combined cycle | Pipeline Natural Gas | Diesel Oil |  | Dry Low NOx Burners,Water Injection,Selective Catalytic Reduction |  |  | 2018-02-26 | Operating | 2899 | STG (280.5), CTG2 (285) | 56047 2 | 425.25 | Y
WI | Elm Road Generating Station | 56068 | 1 |  | 2023 | ARP, CSNOX, CSOSG3, CSSO2G1, MATS | 605792 (Ended Oct 02, 2023), 610765 (Started Oct 02, 2023) | 5 | MAIN | Milwaukee County | WI079 | 79 | Electric Utility | 42.8445 | -87.829 | Wisconsin Electric Power Company (Owner),Madison Gas & Electric Company (Owner),Wisconsin Public Power Inc (Owner),Wisconsin Electric Power Company (Operator) | Phase 2 |  | Dry bottom wall-fired boiler | Coal | Pipeline Natural Gas | Wet Limestone | Selective Catalytic Reduction | Baghouse,Wet ESP |  | 2009-10-07 | Operating | 6750 | 1 (701) | 56068 1 | 701 | Y
WI | Elm Road Generating Station | 56068 | 2 |  | 2023 | ARP, CSNOX, CSOSG3, CSSO2G1, MATS | 605792 (Ended Oct 02, 2023), 610765 (Started Oct 02, 2023) | 5 | MAIN | Milwaukee County | WI079 | 79 | Electric Utility | 42.8445 | -87.829 | Wisconsin Electric Power Company (Owner),Madison Gas & Electric Company (Owner),Wisconsin Public Power Inc (Owner),Wisconsin Electric Power Company (Operator) | Phase 2 |  | Dry bottom wall-fired boiler | Coal | Pipeline Natural Gas | Wet Limestone | Selective Catalytic Reduction | Baghouse,Wet ESP |  | 2010-07-16 | Operating | 6750 | 2 (701) | 56068 2 | 701 | Y
CA | Walnut Energy Center | 56078 | 1 |  | 2023 | ARP | 609358 | 9 | WECC | Stanislaus County | CA099 | 99 | Electric Utility | 37.4878 | -120.8956 | Walnut Energy Center Authority (Owner),Turlock Irrigation District (Operator) | Phase 2 |  | Combined cycle | Pipeline Natural Gas |  |  | Dry Low NOx Burners,Ammonia Injection,Selective Catalytic Reduction |  |  | 2005-11-21 | Operating | 1047 | 1 (94.9), 3 (110.8) | 56078 1 | 150.3 | Y
CA | Walnut Energy Center | 56078 | 2 |  | 2023 | ARP | 609358 | 9 | WECC | Stanislaus County | CA099 | 99 | Electric Utility | 37.4878 | -120.8956 | Walnut Energy Center Authority (Owner),Turlock Irrigation District (Operator) | Phase 2 |  | Combined cycle | Pipeline Natural Gas |  |  | Dry Low NOx Burners,Ammonia Injection,Selective Catalytic Reduction |  |  | 2005-10-25 | Operating | 1047 | 3 (110.8), 2 (94.9) | 56078 2 | 150.3 | Y
UT | Currant Creek Power Project | 56102 | CTG1A |  | 2023 | ARP | 609068 | 8 |  | Juab County | UT023 | 23 | Electric Utility | 39.8223 | -111.894 | Pacificorp Energy Generation (Owner),Pacificorp Energy Generation (Operator) | Phase 2 |  | Combined cycle | Pipeline Natural Gas |  |  | Selective Catalytic Reduction |  |  | 2005-03-01 | Operating | 2165 | CT1A (146.2), ST1 (274.5) | 56102 CTG1A | 283.45 | Y
UT | Currant Creek Power Project | 56102 | CTG1B |  | 2023 | ARP | 609068 | 8 |  | Juab County | UT023 | 23 | Electric Utility | 39.8223 | -111.894 | Pacificorp Energy Generation (Owner),Pacificorp Energy Generation (Operator) | Phase 2 |  | Combined cycle | Pipeline Natural Gas |  |  | Selective Catalytic Reduction |  |  | 2005-03-11 | Operating | 2156 | CT1B (146.2), ST1 (274.5) | 56102 CTG1B | 283.45 | Y
MN | Mankato Energy Center | 56104 | CT-1 |  | 2023 | ARP, CSNOX, CSSO2G2, NSPS4T | 609847 | 5 | MAPP | Blue Earth County | MN013 | 13 | Electric Utility | 44.1965 | -94.0099 | Mankato Energy Center, LLC (Owner),Mankato Energy Center, LLC (Operator) | Phase 2 |  | Combined cycle | Pipeline Natural Gas |  |  | Dry Low NOx Burners,Ammonia Injection,Selective Catalytic Reduction |  |  | 2019-02-10 | Operating | 3000 | STG1 (320), CTG1 (210) | 56104 CT-1 | 370 | Y
MN | Mankato Energy Center | 56104 | CT-2 |  | 2023 | ARP, CSNOX, CSSO2G2 | 609847 | 5 | MAPP | Blue Earth County | MN013 | 13 | Electric Utility | 44.1965 | -94.0099 | Mankato Energy Center, LLC (Owner),Mankato Energy Center, LLC (Operator) | Phase 2 |  | Combined cycle | Pipeline Natural Gas | Diesel Oil |  | Dry Low NOx Burners,Water Injection,Ammonia Injection,Selective Catalytic Reduction |  |  | 2006-05-28 | Operating | 2844 | CTG2 (210), STG1 (320) | 56104 CT-2 | 370 | Y
LA | T J Labbe Electric Generating Station | 56108 | U-1 |  | 2023 | ARP, CSOSG2E | 607490 | 6 |  | Lafayette Parish | LA055 | 55 | Electric Utility | 30.2554 | -92.0433 | Lafayette Utilities System (Owner),Lafayette Utilities System (Operator) | Phase 2 |  | Combustion turbine | Pipeline Natural Gas |  |  | Water Injection |  |  | 2005-06-24 | Operating | 510 | U-1 (61.2) | 56108 U-1 | 61.2
LA | T J Labbe Electric Generating Station | 56108 | U-2 |  | 2023 | ARP, CSOSG2E | 607490 | 6 |  | Lafayette Parish | LA055 | 55 | Electric Utility | 30.2554 | -92.0433 | Lafayette Utilities System (Owner),Lafayette Utilities System (Operator) | Phase 2 |  | Combustion turbine | Pipeline Natural Gas |  |  | Water Injection |  |  | 2005-07-01 | Operating | 510 | U-2 (61.2) | 56108 U-2 | 61.2
CA | Ripon Generation Station | 56135 | 1 |  | 2023 | ARP | 609951 | 9 |  | Stanislaus County | CA099 | 99 | Electric Utility | 37.7315 | -121.116 | Modesto Irrigation District (Owner),Modesto Irrigation District (Operator) | Phase 2 |  | Combustion turbine | Pipeline Natural Gas |  |  | Water Injection,Selective Catalytic Reduction |  |  | 2006-06-21 | Operating | 525 | 1 (60.35) | 56135 1 | 60.35 | Y
CA | Ripon Generation Station | 56135 | 2 |  | 2023 | ARP | 609951 | 9 |  | Stanislaus County | CA099 | 99 | Electric Utility | 37.7315 | -121.116 | Modesto Irrigation District (Owner),Modesto Irrigation District (Operator) | Phase 2 |  | Combustion turbine | Pipeline Natural Gas |  |  | Water Injection,Selective Catalytic Reduction |  |  | 2006-06-21 | Operating | 525 | 2 (60.35) | 56135 2 | 60.35 | Y
CA | Riverside Energy Resource Center | 56143 | 1 |  | 2023 | ARP | 602913 | 9 | WECC | Riverside County | CA065 | 65 | Electric Utility | 33.9636 | -117.4528 | City of Riverside, CA (Owner),City of Riverside, CA (Operator) | Phase 2 |  | Combustion turbine | Pipeline Natural Gas |  |  | Water Injection,Selective Catalytic Reduction |  |  | 2006-03-22 | Operating | 525 | 1 (50) | 56143 1 | 50 | Y
CA | Riverside Energy Resource Center | 56143 | 2 |  | 2023 | ARP | 602913 | 9 | WECC | Riverside County | CA065 | 65 | Electric Utility | 33.9636 | -117.4528 | City of Riverside, CA (Owner),City of Riverside, CA (Operator) | Phase 2 |  | Combustion turbine | Pipeline Natural Gas |  |  | Water Injection,Selective Catalytic Reduction |  |  | 2006-03-30 | Operating | 525 | 2 (50) | 56143 2 | 50 | Y
CA | Riverside Energy Resource Center | 56143 | 3 |  | 2023 | ARP | 602913 | 9 | WECC | Riverside County | CA065 | 65 | Electric Utility | 33.9636 | -117.4528 | City of Riverside, CA (Owner),City of Riverside, CA (Operator) | Phase 2 |  | Combustion turbine | Pipeline Natural Gas |  |  | Water Injection,Selective Catalytic Reduction |  |  | 2011-01-29 | Operating | 525 | 3 (50) | 56143 3 | 50 | Y
CA | Riverside Energy Resource Center | 56143 | 4 |  | 2023 | ARP | 602913 | 9 | WECC | Riverside County | CA065 | 65 | Electric Utility | 33.9636 | -117.4528 | City of Riverside, CA (Owner),City of Riverside, CA (Operator) | Phase 2 |  | Combustion turbine | Pipeline Natural Gas |  |  | Water Injection,Selective Catalytic Reduction |  |  | 2010-10-29 | Operating | 525 | 4 (50) | 56143 4 | 50 | Y
GA | McIntosh Combined Cycle Facility | 56150 | 10A |  | 2023 | ARP, CSNOX, CSOSG1, CSSO2G2 | 609716 (Ended May 09, 2023), 610669 (Started May 09, 2023) | 4 |  | Effingham County | GA103 | 103 | Electric Utility | 32.3478 | -81.1828 | Georgia Power Company (Owner),Georgia Power Company (Operator) | Phase 2 |  | Combined cycle | Pipeline Natural Gas | Diesel Oil |  | Dry Low NOx Burners,Water Injection,Selective Catalytic Reduction |  |  | 2005-04-05 | Operating | 3500 | C10A (203.2), 10ST (281.9) | 56150 10A | 344.15 | Y
GA | McIntosh Combined Cycle Facility | 56150 | 10B |  | 2023 | ARP, CSNOX, CSOSG1, CSSO2G2 | 609716 (Ended May 09, 2023), 610669 (Started May 09, 2023) | 4 |  | Effingham County | GA103 | 103 | Electric Utility | 32.3478 | -81.1828 | Georgia Power Company (Owner),Georgia Power Company (Operator) | Phase 2 |  | Combined cycle | Pipeline Natural Gas | Diesel Oil |  | Dry Low NOx Burners,Water Injection,Selective Catalytic Reduction |  |  | 2005-04-06 | Operating | 3500 | 10ST (281.9), C10B (203.2) | 56150 10B | 344.15 | Y
GA | McIntosh Combined Cycle Facility | 56150 | 11A |  | 2023 | ARP, CSNOX, CSOSG1, CSSO2G2 | 609716 (Ended May 09, 2023), 610669 (Started May 09, 2023) | 4 |  | Effingham County | GA103 | 103 | Electric Utility | 32.3478 | -81.1828 | Georgia Power Company (Owner),Georgia Power Company (Operator) | Phase 2 |  | Combined cycle | Pipeline Natural Gas | Diesel Oil |  | Dry Low NOx Burners,Water Injection,Selective Catalytic Reduction |  |  | 2005-04-06 | Operating | 3500 | C11A (203.2), 11ST (281.9) | 56150 11A | 344.15 | Y
GA | McIntosh Combined Cycle Facility | 56150 | 11B |  | 2023 | ARP, CSNOX, CSOSG1, CSSO2G2 | 609716 (Ended May 09, 2023), 610669 (Started May 09, 2023) | 4 |  | Effingham County | GA103 | 103 | Electric Utility | 32.3478 | -81.1828 | Georgia Power Company (Owner),Georgia Power Company (Operator) | Phase 2 |  | Combined cycle | Pipeline Natural Gas | Diesel Oil |  | Dry Low NOx Burners,Water Injection,Selective Catalytic Reduction |  |  | 2005-04-05 | Operating | 3500 | C11B (203.2), 11ST (281.9) | 56150 11B | 344.15 | Y
MO | South Harper Peaking Facility | 56151 | 1 |  | 2023 | ARP, CSNOX, CSOSG2, CSSO2G1 | 605879 | 7 | SPP | Cass County | MO037 | 37 | Electric Utility | 38.6803 | -94.4824 | Evergy, Inc. (Owner),Evergy, Inc. (Operator) | Phase 2 |  | Combustion turbine | Pipeline Natural Gas | [5 empty] | 2005-07-11 | Operating | 1581 | 01 (113.8) | 56151 1 | 113.8
MO | South Harper Peaking Facility | 56151 | 2 |  | 2023 | ARP, CSNOX, CSOSG2, CSSO2G1 | 605879 | 7 | SPP | Cass County | MO037 | 37 | Electric Utility | 38.6803 | -94.4824 | Evergy, Inc. (Owner),Evergy, Inc. (Operator) | Phase 2 |  | Combustion turbine | Pipeline Natural Gas | [5 empty] | 2005-06-24 | Operating | 1581 | 02 (113.8) | 56151 2 | 113.8
MO | South Harper Peaking Facility | 56151 | 3 |  | 2023 | ARP, CSNOX, CSOSG2, CSSO2G1 | 605879 | 7 | SPP | Cass County | MO037 | 37 | Electric Utility | 38.6803 | -94.4824 | Evergy, Inc. (Owner),Evergy, Inc. (Operator) | Phase 2 |  | Combustion turbine | Pipeline Natural Gas | [5 empty] | 2005-06-20 | Operating | 1581 | 03 (113.8) | 56151 3 | 113.8
MN | Faribault Energy Park | 56164 | EU006 |  | 2023 | ARP, CSNOX, CSSO2G2 | 610251 | 5 | MAPP | Rice County | MN131 | 131 | Electric Utility | 44.3353 | -93.2894 | Minnesota Municipal Power Agency (Owner),Minnesota Municipal Power Agency (Operator) | Phase 2 |  | Combined cycle | Pipeline Natural Gas | Diesel Oil |  | Dry Low NOx Burners,Water Injection,Selective Catalytic Reduction |  |  | 2005-05-10 | Operating | 2260 | HRSG (122), EU01 (212.5) | 56164 EU006 | 334.5 | Y
WI | Sheboygan Falls Energy Facility | 56166 | 1 |  | 2023 | ARP, CSNOX, CSOSG3, CSSO2G1 | 608055 | 5 |  | Sheboygan County | WI117 | 117 | Electric Utility | 43.7519 | -87.8783 | Sheboygan Power, LLC (Owner),Wisconsin Power & Light Company (Operator) | Phase 2 |  | Combustion turbine | Pipeline Natural Gas |  |  | Dry Low NOx Burners |  |  | 2005-05-05 | Operating | 1949 | 1 (170) | 56166 1 | 170
WI | Sheboygan Falls Energy Facility | 56166 | 2 |  | 2023 | ARP, CSNOX, CSOSG3, CSSO2G1 | 608055 | 5 |  | Sheboygan County | WI117 | 117 | Electric Utility | 43.7519 | -87.8783 | Sheboygan Power, LLC (Owner),Wisconsin Power & Light Company (Operator) | Phase 2 |  | Combustion turbine | Pipeline Natural Gas |  |  | Dry Low NOx Burners |  |  | 2005-05-15 | Operating | 1953 | 2 (170) | 56166 2 | 170
UT | Nebo Power Station | 56177 | U1 |  | 2023 | ARP | 608254 (Ended Mar 07, 2023), 610595 (Started Mar 07, 2023) | 8 | WECC | Utah County | UT049 | 49 | Electric Utility | 40.0614 | -111.7294 | Utah Associated Municipal Power Systems (Owner),Utah Associated Municipal Power Systems (Operator) | Phase 2 |  | Combined cycle | Pipeline Natural Gas |  |  | Dry Low NOx Burners,Selective Catalytic Reduction |  |  | 2004-06-17 | Operating | 1300 | GT1 (65), ST1 (75) | 56177 U1 | 140 | Y
NY | Pinelawn Power | 56188 | 1 |  | 2023 | ARP, CSNOX, CSOSG3, CSSO2G1, RGGI | 607880 (Ended Mar 10, 2023), 610552 (Started Mar 10, 2023) | 2 |  | Suffolk County | NY103 | 103 | Electric Utility | 40.7358 | -73.3881 | J Power USA Development Co, Ltd. (Owner),J Power USA Development Co, Ltd. (Operator) | Phase 2 |  | Combined cycle | Pipeline Natural Gas | Other Oil |  | Water Injection,Selective Catalytic Reduction |  |  | 2005-06-14 | Operating | 850 | CTG (50), STG (32) | 56188 1 | 82 | Y
NY | Poletti 500 MW CC | 56196 | CTG7A |  | 2023 | ARP, CSNOX, CSOSG3, CSSO2G1, RGGI | 605253 | 2 |  | Queens County | NY081 | 81 | Electric Utility | 40.7881 | -73.9056 | New York Power Authority (Owner),New York Power Authority (Operator) | Phase 2 |  | Combined cycle | Pipeline Natural Gas | Diesel Oil |  | Dry Low NOx Burners,Water Injection,Selective Catalytic Reduction |  |  | 2005-12-31 | Operating | 2080 | CA01 (188), CT01 (170) | 56196 CTG7A | 264 | Y
NY | Poletti 500 MW CC | 56196 | CTG7B |  | 2023 | ARP, CSNOX, CSOSG3, CSSO2G1, RGGI | 605253 | 2 |  | Queens County | NY081 | 81 | Electric Utility | 40.7881 | -73.9056 | New York Power Authority (Owner),New York Power Authority (Operator) | Phase 2 |  | Combined cycle | Pipeline Natural Gas | Diesel Oil |  | Dry Low NOx Burners,Water Injection,Selective Catalytic Reduction |  |  | 2005-12-31 | Operating | 2041 | CT02 (170), CA01 (188) | 56196 CTG7B | 264 | Y
NV | TS Power Plant | 56224 | 1 |  | 2023 | ARP, MATS | 603656 | 9 |  | Eureka County | NV011 | 11 | Electric Utility | 40.7458 | -116.5297 | Newmont Nevada Energy Investment LLC (Owner),Newmont Nevada Energy Investment LLC (Operator) | Phase 2 |  | Dry bottom wall-fired boiler | Coal | Diesel Oil | Dry Lime FGD | Low NOx Burner Technology w/ Overfire Air,Selective Catalytic Reduction | Baghouse | Halogenated PAC Sorbent Injection | 2008-01-18 | Operating | 2462 | 001 (242) | 56224 1 | 242 | Y
OR | Port Westward | 56227 | PWEU1 |  | 2023 | ARP | 608084 (Ended Oct 04, 2023), 610795 (Started Oct 04, 2023) | 10 | WECC | Columbia County | OR009 | 9 | Electric Utility | 46.1792 | -123.1717 | Portland General Electric Company (Owner),Portland General Electric Company (Operator) | Phase 2 |  | Combined cycle | Natural Gas |  |  | Dry Low NOx Burners,Selective Catalytic Reduction |  |  | 2007-06-12 | Operating | 4000 | 1 (312), 2 (171) | 56227 PWEU1 | 483 | Y
CA | Miramar Energy Facility | 56232 | 1 |  | 2023 | ARP | 607107 (Ended Mar 01, 2023), 607385 (Started Mar 01, 2023) | 9 | WECC | San Diego County | CA073 | 73 | Electric Utility | 32.8769 | -117.1664 | San Diego Gas and Electric Company (Owner),San Diego Gas and Electric Company (Operator) | Phase 2 |  | Combustion turbine | Pipeline Natural Gas |  |  | Water Injection,Selective Catalytic Reduction |  |  | 2005-05-16 | Operating | 500 | 1 (53) | 56232 1 | 53 | Y
CA | Miramar Energy Facility | 56232 | 2 |  | 2023 | ARP | 607107 (Ended Mar 01, 2023), 607385 (Started Mar 01, 2023) | 9 | WECC | San Diego County | CA073 | 73 | Electric Utility | 32.8769 | -117.1664 | San Diego Gas and Electric Company (Owner),San Diego Gas and Electric Company (Operator) | Phase 2 |  | Combustion turbine | Pipeline Natural Gas |  |  | Water Injection,Selective Catalytic Reduction |  |  | 2009-05-16 | Operating | 490 | 2 (53) | 56232 2 | 53 | Y
NY | Caithness Long Island Energy Center | 56234 | 1 |  | 2023 | ARP, CSNOX, CSOSG3, CSSO2G1, RGGI | 1245 | 2 | NPCC | Suffolk County | NY103 | 103 | Electric Utility | 40.8142 | -72.9403 | Caithness Energy (Owner),Siemens Power Generation Operating Services Co (Operator) | Phase 2 |  | Combined cycle | Pipeline Natural Gas | Diesel Oil |  | Dry Low NOx Burners,Water Injection,Ammonia Injection,Selective Catalytic Reduction |  |  | 2009-04-17 | Operating | 2650 | CT01 (196.2), ST01 (152.7) | 56234 1 | 348.9 | Y
UT | Lake Side Power Plant | 56237 | CT01 |  | 2023 | ARP | 609068 | 8 |  | Utah County | UT049 | 49 | Electric Utility | 40.3311 | -111.7547 | Pacificorp Energy Generation (Owner),Pacificorp Energy Generation (Operator) | Phase 2 |  | Combined cycle | Pipeline Natural Gas |  |  | Selective Catalytic Reduction |  |  | 2007-05-25 | Operating | 2200 | CT01 (182.7), ST01 (225.9) | 56237 CT01 | 295.65 | Y
UT | Lake Side Power Plant | 56237 | CT02 |  | 2023 | ARP | 609068 | 8 |  | Utah County | UT049 | 49 | Electric Utility | 40.3311 | -111.7547 | Pacificorp Energy Generation (Owner),Pacificorp Energy Generation (Operator) | Phase 2 |  | Combined cycle | Pipeline Natural Gas |  |  | Selective Catalytic Reduction |  |  | 2007-06-02 | Operating | 2200 | ST01 (225.9), CT02 (182.7) | 56237 CT02 | 295.65 | Y
UT | Lake Side Power Plant | 56237 | CT03 |  | 2023 | ARP | 609068 | 8 |  | Utah County | UT049 | 49 | Electric Utility | 40.3311 | -111.7547 | Pacificorp Energy Generation (Owner),Pacificorp Energy Generation (Operator) | Phase 2 |  | Combined cycle | Pipeline Natural Gas |  |  | Selective Catalytic Reduction |  |  | 2014-01-23 | Operating | 2310 | CT21 (185.4), ST2 (284.4) | 56237 CT03 | 327.6 | Y
UT | Lake Side Power Plant | 56237 | CT04 |  | 2023 | ARP | 609068 | 8 |  | Utah County | UT049 | 49 | Electric Utility | 40.3311 | -111.7547 | Pacificorp Energy Generation (Owner),Pacificorp Energy Generation (Operator) | Phase 2 |  | Combined cycle | Pipeline Natural Gas |  |  | Selective Catalytic Reduction |  |  | 2014-02-01 | Operating | 2310 | ST2 (284.4), CT22 (185.4) | 56237 CT04 | 327.6 | Y
SD | Groton Generating Station | 56238 | CT001 |  | 2023 | ARP | 609771 | 8 |  | Brown County | SD013 | 13 | Electric Utility | 45.3718 | -98.1032 | Basin Electric Power Cooperative (Owner),Basin Electric Power Cooperative (Operator) | Phase 2 |  | Combustion turbine | Pipeline Natural Gas |  |  | Water Injection |  |  | 2006-06-22 | Operating | 840 | GT01 (93.5) | 56238 CT001 | 93.5
SD | Groton Generating Station | 56238 | CT002 |  | 2023 | ARP | 609771 | 8 |  | Brown County | SD013 | 13 | Electric Utility | 45.3718 | -98.1032 | Basin Electric Power Cooperative (Owner),Basin Electric Power Cooperative (Operator) | Phase 2 |  | Combustion turbine | Pipeline Natural Gas |  |  | Water Injection |  |  | 2008-07-01 | Operating | 786.5 | GT02 (95) | 56238 CT002 | 95
CA | Malaga Power | 56239 | GT-1 |  | 2023 | ARP | 609325 | 9 | WECC | Fresno County | CA019 | 19 | Electric Utility | 36.6894 | -119.7399 | Malaga Power, LLC (Owner),Malaga Power, LLC (Operator) | Phase 2 |  | Combustion turbine | Pipeline Natural Gas |  |  | Selective Catalytic Reduction |  |  | 2005-06-01 | Operating | 490 | GT-1 (60.5) | 56239 GT-1 | 60.5 | Y
CA | Malaga Power | 56239 | GT-2 |  | 2023 | ARP | 609325 | 9 | WECC | Fresno County | CA019 | 19 | Electric Utility | 36.6894 | -119.7399 | Malaga Power, LLC (Owner),Malaga Power, LLC (Operator) | Phase 2 |  | Combustion turbine | Pipeline Natural Gas |  |  | Selective Catalytic Reduction |  |  | 2005-06-01 | Operating | 480 | GT-2 (60.5) | 56239 GT-2 | 60.5 | Y
MN | Cannon Falls Energy Center | 56241 | CT-01 |  | 2023 | ARP, CSNOX, CSSO2G2 | 609059 | 5 |  | Goodhue County | MN049 | 49 | Electric Utility | 44.5364 | -92.9147 | Invenergy LLC (Owner),Invenergy LLC (Operator) | Phase 2 |  | Combustion turbine | Pipeline Natural Gas | Diesel Oil |  | Dry Low NOx Burners,Water Injection |  |  | 2008-03-06 | Operating | 2300 | UNT1 (173.4) | 56241 CT-01 | 173.4
MN | Cannon Falls Energy Center | 56241 | CT-02 |  | 2023 | ARP, CSNOX, CSSO2G2 | 609059 | 5 |  | Goodhue County | MN049 | 49 | Electric Utility | 44.5364 | -92.9147 | Invenergy LLC (Owner),Invenergy LLC (Operator) | Phase 2 |  | Combustion turbine | Pipeline Natural Gas | Diesel Oil |  | Dry Low NOx Burners,Water Injection |  |  | 2008-03-18 | Operating | 2300 | UNT2 (173.4) | 56241 CT-02 | 173.4
NC | NCEMC Anson Plant | 56249 | ES1-A |  | 2023 | ARP, CSNOX, CSSO2G1, SIPNOX | 609062 | 4 |  | Anson County | NC007 | 7 | Electric Utility | 34.9708 | -79.9208 | North Carolina Electric Membership Corporation (Owner),North Carolina Electric Membership Corporation (Operator) | Phase 2 |  | Combustion turbine | Pipeline Natural Gas | Diesel Oil |  | Water Injection |  |  | 2007-01-23 | Operating | 330 | 1 (61.9) | 56249 ES1-A | 61.9
NC | NCEMC Anson Plant | 56249 | ES1-B |  | 2023 | ARP, CSNOX, CSSO2G1, SIPNOX | 609062 | 4 |  | Anson County | NC007 | 7 | Electric Utility | 34.9708 | -79.9208 | North Carolina Electric Membership Corporation (Owner),North Carolina Electric Membership Corporation (Operator) | Phase 2 |  | Combustion turbine | Pipeline Natural Gas | Diesel Oil |  | Water Injection |  |  | 2007-01-23 | Operating | 330 | 1 (61.9) | 56249 ES1-B | 61.9
NC | NCEMC Anson Plant | 56249 | ES2-A |  | 2023 | ARP, CSNOX, CSSO2G1, SIPNOX | 609062 | 4 |  | Anson County | NC007 | 7 | Electric Utility | 34.9708 | -79.9208 | North Carolina Electric Membership Corporation (Owner),North Carolina Electric Membership Corporation (Operator) | Phase 2 |  | Combustion turbine | Pipeline Natural Gas | Diesel Oil |  | Water Injection |  |  | 2007-01-24 | Operating | 330 | 2 (61.9) | 56249 ES2-A | 61.9
NC | NCEMC Anson Plant | 56249 | ES2-B |  | 2023 | ARP, CSNOX, CSSO2G1, SIPNOX | 609062 | 4 |  | Anson County | NC007 | 7 | Electric Utility | 34.9708 | -79.9208 | North Carolina Electric Membership Corporation (Owner),North Carolina Electric Membership Corporation (Operator) | Phase 2 |  | Combustion turbine | Pipeline Natural Gas | Diesel Oil |  | Water Injection |  |  | 2007-01-24 | Operating | 330 | 2 (61.9) | 56249 ES2-B | 61.9
NC | NCEMC Anson Plant | 56249 | ES3-A |  | 2023 | ARP, CSNOX, CSSO2G1, SIPNOX | 609062 | 4 |  | Anson County | NC007 | 7 | Electric Utility | 34.9708 | -79.9208 | North Carolina Electric Membership Corporation (Owner),North Carolina Electric Membership Corporation (Operator) | Phase 2 |  | Combustion turbine | Pipeline Natural Gas | Diesel Oil |  | Water Injection |  |  | 2007-02-12 | Operating | 330 | 3 (61.9) | 56249 ES3-A | 61.9
NC | NCEMC Anson Plant | 56249 | ES3-B |  | 2023 | ARP, CSNOX, CSSO2G1, SIPNOX | 609062 | 4 |  | Anson County | NC007 | 7 | Electric Utility | 34.9708 | -79.9208 | North Carolina Electric Membership Corporation (Owner),North Carolina Electric Membership Corporation (Operator) | Phase 2 |  | Combustion turbine | Pipeline Natural Gas | Diesel Oil |  | Water Injection |  |  | 2007-02-12 | Operating | 330 | 3 (61.9) | 56249 ES3-B | 61.9
NC | NCEMC Anson Plant | 56249 | ES4-A |  | 2023 | ARP, CSNOX, CSSO2G1, SIPNOX | 609062 | 4 |  | Anson County | NC007 | 7 | Electric Utility | 34.9708 | -79.9208 | North Carolina Electric Membership Corporation (Owner),North Carolina Electric Membership Corporation (Operator) | Phase 2 |  | Combustion turbine | Pipeline Natural Gas | Diesel Oil |  | Water Injection |  |  | 2007-02-13 | Operating | 330 | 4 (61.9) | 56249 ES4-A | 61.9
NC | NCEMC Anson Plant | 56249 | ES4-B |  | 2023 | ARP, CSNOX, CSSO2G1, SIPNOX | 609062 | 4 |  | Anson County | NC007 | 7 | Electric Utility | 34.9708 | -79.9208 | North Carolina Electric Membership Corporation (Owner),North Carolina Electric Membership Corporation (Operator) | Phase 2 |  | Combustion turbine | Pipeline Natural Gas | Diesel Oil |  | Water Injection |  |  | 2007-02-13 | Operating | 330 | 4 (61.9) | 56249 ES4-B | 61.9
NC | NCEMC Anson Plant | 56249 | ES5-A |  | 2023 | ARP, CSNOX, CSSO2G1, SIPNOX | 609062 | 4 |  | Anson County | NC007 | 7 | Electric Utility | 34.9708 | -79.9208 | North Carolina Electric Membership Corporation (Owner),North Carolina Electric Membership Corporation (Operator) | Phase 2 |  | Combustion turbine | Pipeline Natural Gas | Diesel Oil |  | Water Injection |  |  | 2007-04-23 | Operating | 330 | 5 (61.9) | 56249 ES5-A | 61.9
NC | NCEMC Anson Plant | 56249 | ES5-B |  | 2023 | ARP, CSNOX, CSSO2G1, SIPNOX | 609062 | 4 |  | Anson County | NC007 | 7 | Electric Utility | 34.9708 | -79.9208 | North Carolina Electric Membership Corporation (Owner),North Carolina Electric Membership Corporation (Operator) | Phase 2 |  | Combustion turbine | Pipeline Natural Gas | Diesel Oil |  | Water Injection |  |  | 2007-04-23 | Operating | 330 | 5 (61.9) | 56249 ES5-B | 61.9
NC | NCEMC Anson Plant | 56249 | ES6-A |  | 2023 | ARP, CSNOX, CSSO2G1, SIPNOX | 609062 | 4 |  | Anson County | NC007 | 7 | Electric Utility | 34.9708 | -79.9208 | North Carolina Electric Membership Corporation (Owner),North Carolina Electric Membership Corporation (Operator) | Phase 2 |  | Combustion turbine | Pipeline Natural Gas | Diesel Oil |  | Water Injection |  |  | 2007-04-24 | Operating | 330 | 6 (61.9) | 56249 ES6-A | 61.9
NC | NCEMC Anson Plant | 56249 | ES6-B |  | 2023 | ARP, CSNOX, CSSO2G1, SIPNOX | 609062 | 4 |  | Anson County | NC007 | 7 | Electric Utility | 34.9708 | -79.9208 | North Carolina Electric Membership Corporation (Owner),North Carolina Electric Membership Corporation (Operator) | Phase 2 |  | Combustion turbine | Pipeline Natural Gas | Diesel Oil |  | Water Injection |  |  | 2007-04-24 | Operating | 330 | 6 (61.9) | 56249 ES6-B | 61.9
UT | Millcreek Power | 56253 | MC-1 |  | 2023 | ARP | 607725 | 8 |  | Washington County | UT053 | 53 | Electric Utility | 37.1124 | -113.5155 | City of St. George (Owner),City of St. George (Operator) | Phase 2 |  | Combustion turbine | Pipeline Natural Gas |  |  | Dry Low NOx Burners |  |  | 2006-04-03 | Operating | 360 | MC1 (40) | 56253 MC-1 | 40
UT | Millcreek Power | 56253 | MC-2 |  | 2023 | ARP | 607725 | 8 |  | Washington County | UT053 | 53 | Electric Utility | 37.1124 | -113.5155 | City of St. George (Owner),City of St. George (Operator) | Phase 2 |  | Combustion turbine | Pipeline Natural Gas |  |  | Dry Low NOx Burners,Selective Catalytic Reduction |  |  | 2010-04-25 | Operating | 420 | MC2 (40) | 56253 MC-2 | 40 | Y
NY | Empire Generating Co, LLC | 56259 | CT-1 |  | 2023 | ARP, CSNOX, CSOSG3, CSSO2G1, RGGI | 605110 | 2 | NPCC | Rensselaer County | NY083 | 83 | Electric Utility | 42.6296 | -73.749 | Empire Generating Co, LLC (Owner),Empire Generating Co, LLC (Operator) | Phase 2 |  | Combined cycle | Pipeline Natural Gas | Diesel Oil |  | Dry Low NOx Burners,Water Injection,Selective Catalytic Reduction |  |  | 2010-05-26 | Operating | 2750 | CT11 (179), ST13 (295.7) | 56259 CT-1 | 326.85 | Y
NY | Empire Generating Co, LLC | 56259 | CT-2 |  | 2023 | ARP, CSNOX, CSOSG3, CSSO2G1, RGGI | 605110 | 2 | NPCC | Rensselaer County | NY083 | 83 | Electric Utility | 42.6296 | -73.749 | Empire Generating Co, LLC (Owner),Empire Generating Co, LLC (Operator) | Phase 2 |  | Combined cycle | Pipeline Natural Gas | Diesel Oil |  | Dry Low NOx Burners,Water Injection,Selective Catalytic Reduction |  |  | 2010-06-03 | Operating | 2750 | ST13 (295.7), CT12 (179) | 56259 CT-2 | 326.85 | Y
LA | Hargis-Hebert Electric Generating Statio | 56283 | U-1 |  | 2023 | ARP, CSOSG2E | 607490 | 6 |  | Lafayette Parish | LA055 | 55 | Electric Utility | 30.1694 | -91.9923 | Lafayette Utilities System (Owner),Lafayette Utilities System (Operator) | Phase 2 |  | Combustion turbine | Pipeline Natural Gas |  |  | Water Injection |  |  | 2006-04-27 | Operating | 510 | U-1 (60.5) | 56283 U-1 | 60.5
LA | Hargis-Hebert Electric Generating Statio | 56283 | U-2 |  | 2023 | ARP, CSOSG2E | 607490 | 6 |  | Lafayette Parish | LA055 | 55 | Electric Utility | 30.1694 | -91.9923 | Lafayette Utilities System (Owner),Lafayette Utilities System (Operator) | Phase 2 |  | Combustion turbine | Pipeline Natural Gas |  |  | Water Injection |  |  | 2006-04-18 | Operating | 510 | U-2 (60.5) | 56283 U-2 | 60.5
NC | NCEMC Hamlet Plant | 56292 | ES1-A |  | 2023 | ARP, CSNOX, CSSO2G1, SIPNOX | 609062 | 4 |  | Richmond County | NC153 | 153 | Electric Utility | 34.8422 | -79.7367 | North Carolina Electric Membership Corporation (Owner),North Carolina Electric Membership Corporation (Operator) | Phase 2 |  | Combustion turbine | Pipeline Natural Gas | Diesel Oil |  | Water Injection |  |  | 2007-10-05 | Operating | 330 | 1 (61.9) | 56292 ES1-A | 61.9
NC | NCEMC Hamlet Plant | 56292 | ES1-B |  | 2023 | ARP, CSNOX, CSSO2G1, SIPNOX | 609062 | 4 |  | Richmond County | NC153 | 153 | Electric Utility | 34.8422 | -79.7367 | North Carolina Electric Membership Corporation (Owner),North Carolina Electric Membership Corporation (Operator) | Phase 2 |  | Combustion turbine | Pipeline Natural Gas | Diesel Oil |  | Water Injection |  |  | 2007-10-05 | Operating | 330 | 1 (61.9) | 56292 ES1-B | 61.9
NC | NCEMC Hamlet Plant | 56292 | ES2-A |  | 2023 | ARP, CSNOX, CSSO2G1, SIPNOX | 609062 | 4 |  | Richmond County | NC153 | 153 | Electric Utility | 34.8422 | -79.7367 | North Carolina Electric Membership Corporation (Owner),North Carolina Electric Membership Corporation (Operator) | Phase 2 |  | Combustion turbine | Pipeline Natural Gas | Diesel Oil |  | Water Injection |  |  | 2007-10-08 | Operating | 330 | 2 (61.9) | 56292 ES2-A | 61.9
NC | NCEMC Hamlet Plant | 56292 | ES2-B |  | 2023 | ARP, CSNOX, CSSO2G1, SIPNOX | 609062 | 4 |  | Richmond County | NC153 | 153 | Electric Utility | 34.8422 | -79.7367 | North Carolina Electric Membership Corporation (Owner),North Carolina Electric Membership Corporation (Operator) | Phase 2 |  | Combustion turbine | Pipeline Natural Gas | Diesel Oil |  | Water Injection |  |  | 2007-10-08 | Operating | 330 | 2 (61.9) | 56292 ES2-B | 61.9
NC | NCEMC Hamlet Plant | 56292 | ES3-A |  | 2023 | ARP, CSNOX, CSSO2G1, SIPNOX | 609062 | 4 |  | Richmond County | NC153 | 153 | Electric Utility | 34.8422 | -79.7367 | North Carolina Electric Membership Corporation (Owner),North Carolina Electric Membership Corporation (Operator) | Phase 2 |  | Combustion turbine | Pipeline Natural Gas | Diesel Oil |  | Water Injection |  |  | 2007-10-11 | Operating | 330 | 3 (61.9) | 56292 ES3-A | 61.9
NC | NCEMC Hamlet Plant | 56292 | ES3-B |  | 2023 | ARP, CSNOX, CSSO2G1, SIPNOX | 609062 | 4 |  | Richmond County | NC153 | 153 | Electric Utility | 34.8422 | -79.7367 | North Carolina Electric Membership Corporation (Owner),North Carolina Electric Membership Corporation (Operator) | Phase 2 |  | Combustion turbine | Pipeline Natural Gas | Diesel Oil |  | Water Injection |  |  | 2007-10-11 | Operating | 330 | 3 (61.9) | 56292 ES3-B | 61.9
NC | NCEMC Hamlet Plant | 56292 | ES4-A |  | 2023 | ARP, CSNOX, CSSO2G1, SIPNOX | 609062 | 4 |  | Richmond County | NC153 | 153 | Electric Utility | 34.8422 | -79.7367 | North Carolina Electric Membership Corporation (Owner),North Carolina Electric Membership Corporation (Operator) | Phase 2 |  | Combustion turbine | Pipeline Natural Gas | Diesel Oil |  | Water Injection |  |  | 2007-10-11 | Operating | 330 | 4 (61.9) | 56292 ES4-A | 61.9
NC | NCEMC Hamlet Plant | 56292 | ES4-B |  | 2023 | ARP, CSNOX, CSSO2G1, SIPNOX | 609062 | 4 |  | Richmond County | NC153 | 153 | Electric Utility | 34.8422 | -79.7367 | North Carolina Electric Membership Corporation (Owner),North Carolina Electric Membership Corporation (Operator) | Phase 2 |  | Combustion turbine | Pipeline Natural Gas | Diesel Oil |  | Water Injection |  |  | 2007-10-11 | Operating | 330 | 4 (61.9) | 56292 ES4-B | 61.9
NC | NCEMC Hamlet Plant | 56292 | ES5-A |  | 2023 | ARP, CSNOX, CSSO2G1, SIPNOX | 609062 | 4 |  | Richmond County | NC153 | 153 | Electric Utility | 34.8422 | -79.7367 | North Carolina Electric Membership Corporation (Owner),North Carolina Electric Membership Corporation (Operator) | Phase 2 |  | Combustion turbine | Pipeline Natural Gas | Diesel Oil |  | Water Injection |  |  | 2007-10-26 | Operating | 330 | 5 (61.9) | 56292 ES5-A | 61.9
NC | NCEMC Hamlet Plant | 56292 | ES5-B |  | 2023 | ARP, CSNOX, CSSO2G1, SIPNOX | 609062 | 4 |  | Richmond County | NC153 | 153 | Electric Utility | 34.8422 | -79.7367 | North Carolina Electric Membership Corporation (Owner),North Carolina Electric Membership Corporation (Operator) | Phase 2 |  | Combustion turbine | Pipeline Natural Gas | Diesel Oil |  | Water Injection |  |  | 2007-10-26 | Operating | 330 | 5 (61.9) | 56292 ES5-B | 61.9
NC | NCEMC Hamlet Plant | 56292 | ES6-A |  | 2023 | ARP, CSNOX, CSSO2G1, SIPNOX | 609062 | 4 |  | Richmond County | NC153 | 153 | Electric Utility | 34.8422 | -79.7367 | North Carolina Electric Membership Corporation (Owner),North Carolina Electric Membership Corporation (Operator) | Phase 2 |  | Combustion turbine | Pipeline Natural Gas | Diesel Oil |  | Water Injection |  |  | 2013-04-17 | Operating | 330 | 6 (61.9) | 56292 ES6-A | 61.9
NC | NCEMC Hamlet Plant | 56292 | ES6-B |  | 2023 | ARP, CSNOX, CSSO2G1, SIPNOX | 609062 | 4 |  | Richmond County | NC153 | 153 | Electric Utility | 34.8422 | -79.7367 | North Carolina Electric Membership Corporation (Owner),North Carolina Electric Membership Corporation (Operator) | Phase 2 |  | Combustion turbine | Pipeline Natural Gas | Diesel Oil |  | Water Injection |  |  | 2013-04-17 | Operating | 330 | 6 (61.9) | 56292 ES6-B | 61.9
CA | Roseville Energy Park | 56298 | CT001 |  | 2023 | ARP | 604867 | 9 | WECC | Placer County | CA061 | 61 | Electric Utility | 38.7926 | -121.3823 | City of Roseville, CA (Owner),City of Roseville, CA (Operator) | Phase 2 |  | Combined cycle | Pipeline Natural Gas |  |  | Dry Low NOx Burners,Selective Catalytic Reduction |  |  | 2007-06-13 | Operating | 705.3 | 0003 (80), 0001 (42) | 56298 CT001 | 82 | Y
CA | Roseville Energy Park | 56298 | CT002 |  | 2023 | ARP | 604867 | 9 | WECC | Placer County | CA061 | 61 | Electric Utility | 38.7926 | -121.3823 | City of Roseville, CA (Owner),City of Roseville, CA (Operator) | Phase 2 |  | Combined cycle | Pipeline Natural Gas |  |  | Dry Low NOx Burners,Selective Catalytic Reduction |  |  | 2007-06-20 | Operating | 705.3 | 0002 (42), 0003 (80) | 56298 CT002 | 82 | Y
CA | Roseville Energy Park | 56298 | CT005 |  | 2023 | ARP | 604867 | 9 | WECC | Placer County | CA061 | 61 | Electric Utility | 38.7926 | -121.3823 | California Department of Power and Water (Owner),City of Roseville, CA (Operator) | Phase 2 |  | Combustion turbine | Pipeline Natural Gas |  |  | Water Injection,Selective Catalytic Reduction |  |  | 2022-07-01 | Operating | 366.1 | 0004 (30) | 56298 CT005 | 30 | Y
CA | Roseville Energy Park | 56298 | CT006 |  | 2023 | ARP | 604867 | 9 | WECC | Placer County | CA061 | 61 | Electric Utility | 38.7926 | -121.3823 | California Department of Power and Water (Owner),City of Roseville, CA (Operator) | Phase 2 |  | Combustion turbine | Pipeline Natural Gas |  |  | Water Injection,Selective Catalytic Reduction |  |  | 2022-07-02 | Operating | 366.1 | 0005 (30) | 56298 CT006 | 30 | Y
WY | Wygen II | 56319 | 1 |  | 2023 | ARP, MATS | 609425 (Ended Jul 13, 2023), 610712 (Started Jul 13, 2023) | 8 | WECC | Campbell County | WY005 | 5 | Electric Utility | 44.2911 | -105.3815 | Cheyenne Light, Fuel and Power (Owner),Black Hills Power, Inc (Operator) | Phase 2 |  | Dry bottom wall-fired boiler | Coal |  | Dry Lime FGD | Low NOx Burner Technology w/ Overfire Air,Selective Catalytic Reduction | Baghouse |  | 2007-10-19 | Operating | 1300 | 0001 (100) | 56319 1 | 100 | Y
TX | Mustang Station (56326) | 56326 | GEN1 |  | 2023 | ARP, CSOSG2 | 609443 (Ended Jun 21, 2023), 610698 (Started Jun 21, 2023) | 6 |  | Yoakum County | TX501 | 501 | Electric Utility | 32.9748 | -102.7432 | Golden Spread Electric Cooperative, Inc. (Owner),Golden Spread Electric Cooperative, Inc. (Operator) | Phase 2 |  | Combustion turbine | Pipeline Natural Gas |  |  | Dry Low NOx Burners |  |  | 2006-02-27 | Operating | 1728 | GEN1 (170) | 56326 GEN1 | 170
TX | Mustang Station (56326) | 56326 | GEN2 |  | 2023 | ARP, CSOSG2 | 609443 (Ended Jun 21, 2023), 610698 (Started Jun 21, 2023) | 6 |  | Yoakum County | TX501 | 501 | Electric Utility | 32.9748 | -102.7432 | Golden Spread Electric Cooperative, Inc. (Owner),Golden Spread Electric Cooperative, Inc. (Operator) | Phase 2 |  | Combustion turbine | Pipeline Natural Gas |  |  | Dry Low NOx Burners |  |  | 2007-04-01 | Operating | 1728 | GEN2 (170) | 56326 GEN2 | 170
TX | Mustang Station (56326) | 56326 | GEN3 |  | 2023 | ARP, CSOSG2 | 609443 (Ended Jun 21, 2023), 610698 (Started Jun 21, 2023) | 6 |  | Yoakum County | TX501 | 501 | Electric Utility | 32.9748 | -102.7432 | Golden Spread Electric Cooperative, Inc. (Owner),Golden Spread Electric Cooperative, Inc. (Operator) | Phase 2 |  | Combustion turbine | Pipeline Natural Gas |  |  | Dry Low NOx Burners |  |  | 2013-04-01 | Operating | 1728 | GEN3 (170) | 56326 GEN3 | 170
AR | Harry D. Mattison Power Plant | 56328 | 1 |  | 2023 | ARP, CSOSG2 | 608993 (Ended Apr 12, 2023), 610620 (Started Apr 12, 2023) | 6 |  | Washington County | AR143 | 143 | Electric Utility | 36.1855 | -94.2841 | Southwestern Electric Power Company (Owner),Southwestern Electric Power Company (Operator) | Phase 2 |  | Combustion turbine | Pipeline Natural Gas |  |  | Dry Low NOx Burners |  |  | 2007-12-13 | Operating | 1078 | 1 (89) | 56328 1 | 89
AR | Harry D. Mattison Power Plant | 56328 | 2 |  | 2023 | ARP, CSOSG2 | 608993 (Ended Apr 12, 2023), 610620 (Started Apr 12, 2023) | 6 |  | Washington County | AR143 | 143 | Electric Utility | 36.1855 | -94.2841 | Southwestern Electric Power Company (Owner),Southwestern Electric Power Company (Operator) | Phase 2 |  | Combustion turbine | Pipeline Natural Gas |  |  | Dry Low NOx Burners |  |  | 2007-12-13 | Operating | 1078 | 2 (89) | 56328 2 | 89
AR | Harry D. Mattison Power Plant | 56328 | 3 |  | 2023 | ARP, CSOSG2 | 608993 (Ended Apr 12, 2023), 610620 (Started Apr 12, 2023) | 6 |  | Washington County | AR143 | 143 | Electric Utility | 36.1855 | -94.2841 | Southwestern Electric Power Company (Owner),Southwestern Electric Power Company (Operator) | Phase 2 |  | Combustion turbine | Pipeline Natural Gas |  |  | Dry Low NOx Burners |  |  | 2007-07-02 | Operating | 1078 | 3 (89) | 56328 3 | 89
AR | Harry D. Mattison Power Plant | 56328 | 4 |  | 2023 | ARP, CSOSG2 | 608993 (Ended Apr 12, 2023), 610620 (Started Apr 12, 2023) | 6 |  | Washington County | AR143 | 143 | Electric Utility | 36.1855 | -94.2841 | Southwestern Electric Power Company (Owner),Southwestern Electric Power Company (Operator) | Phase 2 |  | Combustion turbine | Pipeline Natural Gas |  |  | Dry Low NOx Burners |  |  | 2007-07-01 | Operating | 1078 | 4 (89) | 56328 4 | 89
TX | Quail Run Energy Center | 56349 | CT1A |  | 2023 | ARP, CSOSG2 | 607049 | 6 |  | Ector County | TX135 | 135 | Electric Utility | 31.8414 | -102.315 | Quail Run Energy Partners, LP (Owner),Quail Run Energy Partners, LP (Operator) | Phase 2 |  | Combined cycle | Pipeline Natural Gas |  |  | Dry Low NOx Burners,Selective Catalytic Reduction |  |  | 2007-04-25 | Operating | 1260 | ST1 (125), CT1A (80) | 56349 CT1A | 142.5 | Y
TX | Quail Run Energy Center | 56349 | CT1B |  | 2023 | ARP, CSOSG2 | 607049 | 6 |  | Ector County | TX135 | 135 | Electric Utility | 31.8414 | -102.315 | Quail Run Energy Partners, LP (Owner),Quail Run Energy Partners, LP (Operator) | Phase 2 |  | Combined cycle | Pipeline Natural Gas |  |  | Dry Low NOx Burners,Selective Catalytic Reduction |  |  | 2007-04-26 | Operating | 1260 | CT1B (80), ST1 (125) | 56349 CT1B | 142.5 | Y
TX | Quail Run Energy Center | 56349 | CT2A |  | 2023 | ARP, CSOSG2 | 607049 | 6 |  | Ector County | TX135 | 135 | Electric Utility | 31.8414 | -102.315 | Quail Run Energy Partners, LP (Owner),Quail Run Energy Partners, LP (Operator) | Phase 2 |  | Combined cycle | Pipeline Natural Gas |  |  | Dry Low NOx Burners,Selective Catalytic Reduction |  |  | 2008-04-15 | Operating | 1335 | CT2A (80), ST2 (125) | 56349 CT2A | 142.5 | Y
TX | Quail Run Energy Center | 56349 | CT2B |  | 2023 | ARP, CSOSG2 | 607049 | 6 |  | Ector County | TX135 | 135 | Electric Utility | 31.8414 | -102.315 | Quail Run Energy Partners, LP (Owner),Quail Run Energy Partners, LP (Operator) | Phase 2 |  | Combined cycle | Pipeline Natural Gas |  |  | Dry Low NOx Burners,Selective Catalytic Reduction |  |  | 2008-04-15 | Operating | 1260 | ST2 (125), CT2B (80) | 56349 CT2B | 142.5 | Y
TX | Colorado Bend Energy Center | 56350 | CT1A |  | 2023 | ARP, CSOSG2 | 609694 | 6 | ERCOT | Wharton County | TX481 | 481 | Electric Utility | 29.2878 | -96.0683 | Colorado Bend I Power, LLC (Owner),Colorado Bend I Power, LLC (Operator) | Phase 2 |  | Combined cycle | Pipeline Natural Gas |  |  | Dry Low NOx Burners,Selective Catalytic Reduction |  |  | 2007-04-16 | Operating | 1120 | CT1A (80), ST1 (105.1) | 56350 CT1A | 132.55 | Y
TX | Colorado Bend Energy Center | 56350 | CT1B |  | 2023 | ARP, CSOSG2 | 609694 | 6 | ERCOT | Wharton County | TX481 | 481 | Electric Utility | 29.2878 | -96.0683 | Colorado Bend I Power, LLC (Owner),Colorado Bend I Power, LLC (Operator) | Phase 2 |  | Combined cycle | Pipeline Natural Gas |  |  | Dry Low NOx Burners,Selective Catalytic Reduction |  |  | 2007-04-16 | Operating | 1120 | CT1B (80), ST1 (105.1) | 56350 CT1B | 132.55 | Y
TX | Colorado Bend Energy Center | 56350 | CT2A |  | 2023 | ARP, CSOSG2 | 609694 | 6 | ERCOT | Wharton County | TX481 | 481 | Electric Utility | 29.2878 | -96.0683 | Colorado Bend I Power, LLC (Owner),Colorado Bend I Power, LLC (Operator) | Phase 2 |  | Combined cycle | Pipeline Natural Gas |  |  | Dry Low NOx Burners,Selective Catalytic Reduction |  |  | 2008-05-01 | Operating | 1120 | ST2 (115), CT2A (80) | 56350 CT2A | 137.5 | Y
TX | Colorado Bend Energy Center | 56350 | CT2B |  | 2023 | ARP, CSOSG2 | 609694 | 6 | ERCOT | Wharton County | TX481 | 481 | Electric Utility | 29.2878 | -96.0683 | Colorado Bend I Power, LLC (Owner),Colorado Bend I Power, LLC (Operator) | Phase 2 |  | Combined cycle | Pipeline Natural Gas |  |  | Dry Low NOx Burners,Selective Catalytic Reduction |  |  | 2008-05-01 | Operating | 1120 | CT2B (80), ST2 (115) | 56350 CT2B | 137.5 | Y
TX | Colorado Bend Energy Center | 56350 | CT-4A |  | 2023 | ARP, CSOSG2 | 609694 | 6 | ERCOT | Wharton County | TX481 | 481 | Electric Utility | 29.2878 | -96.0683 | Colorado Bend I Power, LLC (Owner),Colorado Bend I Power, LLC (Operator) | Phase 2 |  | Combustion turbine | Pipeline Natural Gas |  |  | Selective Catalytic Reduction |  |  | 2022-12-29 | Operating | 10640 | CT-4A (46) | 56350 CT-4A | 46 | Y
TX | Colorado Bend Energy Center | 56350 | CT-4B |  | 2023 | ARP, CSOSG2 | 609694 | 6 | ERCOT | Wharton County | TX481 | 481 | Electric Utility | 29.2878 | -96.0683 | Colorado Bend I Power, LLC (Owner),Colorado Bend I Power, LLC (Operator) | Phase 2 |  | Combustion turbine (Started Jan 24, 2023) | Pipeline Natural Gas |  |  | Selective Catalytic Reduction |  |  | 2023-01-24 | Operating (Started 01/24/2023) | 10640 | CT-4B (46) | 56350 CT-4B | 46 | Y
PA | Hunlock Unit 4 | 56397 | 4 |  | 2023 | ARP, CSNOX, CSOSG3, CSSO2G1, RGGI | 199 | 3 |  | Luzerne County | PA079 | 79 | Electric Utility | 41.2033 | -76.0683 | Hunlock Energy, LLC (Owner),Hunlock Energy, LLC (Operator) | Phase 2 |  | Combustion turbine | Pipeline Natural Gas |  |  | Water Injection |  |  | 2000-12-01 | Operating | 500 | 4 (44) | 56397 4 | 44
FL | Treasure Coast Energy Center | 56400 | 1 |  | 2023 | ARP | 605043 (Ended Oct 12, 2023), 610809 (Started Oct 12, 2023) | 4 |  | St. Lucie County | FL111 | 111 | Electric Utility | 27.3839 | -80.3775 | Florida Municipal Power Agency (Owner),Fort Pierce Utilities Authority (Operator) | Phase 2 |  | Combined cycle | Pipeline Natural Gas | Diesel Oil |  | Dry Low NOx Burners,Water Injection,Selective Catalytic Reduction |  |  | 2008-02-12 | Operating | 2661 | ST1 (191.8), CT1 (219.6) | 56400 1 | 411.4 | Y
FL | West County Energy Center | 56407 | WCCT1A |  | 2023 | ARP | 606322 | 4 |  | Palm Beach County | FL099 | 99 | Electric Utility | 26.6986 | -80.3747 | Florida Power & Light Company (Owner),Florida Power & Light Company (Operator) | Phase 2 |  | Combined cycle | Pipeline Natural Gas | Diesel Oil |  | Dry Low NOx Burners,Water Injection,Ammonia Injection,Other,Selective Catalytic Reduction |  |  | 2009-05-21 | Operating | 2958 | 1A (298), 1ST (527) | 56407 WCCT1A | 473.6667 | Y
FL | West County Energy Center | 56407 | WCCT1B |  | 2023 | ARP | 606322 | 4 |  | Palm Beach County | FL099 | 99 | Electric Utility | 26.6986 | -80.3747 | Florida Power & Light Company (Owner),Florida Power & Light Company (Operator) | Phase 2 |  | Combined cycle | Pipeline Natural Gas | Diesel Oil |  | Dry Low NOx Burners,Water Injection,Ammonia Injection,Other,Selective Catalytic Reduction |  |  | 2009-05-02 | Operating | 2958 | 1ST (527), 1B (298) | 56407 WCCT1B | 473.6667 | Y
FL | West County Energy Center | 56407 | WCCT1C |  | 2023 | ARP | 606322 | 4 |  | Palm Beach County | FL099 | 99 | Electric Utility | 26.6986 | -80.3747 | Florida Power & Light Company (Owner),Florida Power & Light Company (Operator) | Phase 2 |  | Combined cycle | Pipeline Natural Gas | Diesel Oil |  | Dry Low NOx Burners,Water Injection,Ammonia Injection,Other,Selective Catalytic Reduction |  |  | 2009-04-19 | Operating | 2958 | 1ST (527), 1C (298) | 56407 WCCT1C | 473.6667 | Y
FL | West County Energy Center | 56407 | WCCT2A |  | 2023 | ARP | 606322 | 4 |  | Palm Beach County | FL099 | 99 | Electric Utility | 26.6986 | -80.3747 | Florida Power & Light Company (Owner),Florida Power & Light Company (Operator) | Phase 2 |  | Combined cycle | Pipeline Natural Gas | Diesel Oil |  | Dry Low NOx Burners,Water Injection,Ammonia Injection,Other,Selective Catalytic Reduction |  |  | 2009-09-24 | Operating | 2958 | 2A (298), 2ST (527) | 56407 WCCT2A | 473.6667 | Y
FL | West County Energy Center | 56407 | WCCT2B |  | 2023 | ARP | 606322 | 4 |  | Palm Beach County | FL099 | 99 | Electric Utility | 26.6986 | -80.3747 | Florida Power & Light Company (Owner),Florida Power & Light Company (Operator) | Phase 2 |  | Combined cycle | Pipeline Natural Gas | Diesel Oil |  | Dry Low NOx Burners,Water Injection,Ammonia Injection,Other,Selective Catalytic Reduction |  |  | 2009-09-09 | Operating | 2958 | 2ST (527), 2B (298) | 56407 WCCT2B | 473.6667 | Y
FL | West County Energy Center | 56407 | WCCT2C |  | 2023 | ARP | 606322 | 4 |  | Palm Beach County | FL099 | 99 | Electric Utility | 26.6986 | -80.3747 | Florida Power & Light Company (Owner),Florida Power & Light Company (Operator) | Phase 2 |  | Combined cycle | Pipeline Natural Gas | Diesel Oil |  | Dry Low NOx Burners,Water Injection,Ammonia Injection,Other,Selective Catalytic Reduction |  |  | 2009-09-02 | Operating | 2958 | 2C (298), 2ST (527) | 56407 WCCT2C | 473.6667 | Y
FL | West County Energy Center | 56407 | WCCT3A |  | 2023 | ARP | 606322 | 4 |  | Palm Beach County | FL099 | 99 | Electric Utility | 26.6986 | -80.3747 | Florida Power & Light Company (Owner),Florida Power & Light Company (Operator) | Phase 2 |  | Combined cycle | Pipeline Natural Gas | Diesel Oil |  | Dry Low NOx Burners,Water Injection,Other,Selective Catalytic Reduction |  |  | 2010-12-29 | Operating | 3098 | 3ST (527), 3A (298) | 56407 WCCT3A | 473.6667 | Y
FL | West County Energy Center | 56407 | WCCT3B |  | 2023 | ARP | 606322 | 4 |  | Palm Beach County | FL099 | 99 | Electric Utility | 26.6986 | -80.3747 | Florida Power & Light Company (Owner),Florida Power & Light Company (Operator) | Phase 2 |  | Combined cycle | Pipeline Natural Gas | Diesel Oil |  | Dry Low NOx Burners,Water Injection,Other,Selective Catalytic Reduction |  |  | 2010-12-03 | Operating | 3098 | 3B (298), 3ST (527) | 56407 WCCT3B | 473.6667 | Y
FL | West County Energy Center | 56407 | WCCT3C |  | 2023 | ARP | 606322 | 4 |  | Palm Beach County | FL099 | 99 | Electric Utility | 26.6986 | -80.3747 | Florida Power & Light Company (Owner),Florida Power & Light Company (Operator) | Phase 2 |  | Combined cycle | Pipeline Natural Gas | Diesel Oil |  | Dry Low NOx Burners,Water Injection,Other,Selective Catalytic Reduction |  |  | 2010-12-18 | Operating | 3098 | 3C (298), 3ST (527) | 56407 WCCT3C | 473.6667 | Y
CO | Spindle Hill Energy Center | 56445 | CT-01 |  | 2023 | ARP | 610236 (Ended Feb 21, 2023), 607330 (Started Feb 21, 2023) | 8 | WECC | Weld County | CO123 | 123 | Electric Utility | 40.0914 | -104.8819 | Spindle Hill Energy LLC (Owner),Invenergy LLC (Operator) | Phase 2 |  | Combustion turbine | Pipeline Natural Gas | Diesel Oil |  | Dry Low NOx Burners,Water Injection |  |  | 2007-04-08 | Operating | 2707 | GEN1 (197) | 56445 CT-01 | 197
CO | Spindle Hill Energy Center | 56445 | CT-02 |  | 2023 | ARP | 610236 (Ended Feb 21, 2023), 607330 (Started Feb 21, 2023) | 8 | WECC | Weld County | CO123 | 123 | Electric Utility | 40.0914 | -104.8819 | Spindle Hill Energy LLC (Owner),Invenergy LLC (Operator) | Phase 2 |  | Combustion turbine | Pipeline Natural Gas | Diesel Oil |  | Dry Low NOx Burners,Water Injection |  |  | 2007-04-21 | Operating | 2707 | GEN2 (197) | 56445 CT-02 | 197
AR | Plum Point Energy Station | 56456 | 1 |  | 2023 | ARP, CSOSG2, MATS | 609024 | 6 |  | Mississippi County | AR093 | 93 | Electric Utility | 35.6626 | -89.9469 | Empire District Electric Company (Owner),East Texas Electric Cooperative, Inc. (Owner),Missouri Joint Municipal Electric Utility Commission (Owner),Municipal Energy Agency of Mississippi (Owner),Plum Point Energy Associates, Inc. (Owner),Plum Point Energy Associates, Inc. (Operator) | Phase 2 |  | Dry bottom wall-fired boiler | Coal |  | Dry Lime FGD | Low NOx Burner Technology (Dry Bottom only),Selective Catalytic Reduction | Baghouse | Untreated PAC Sorbent Injection | 2010-03-26 | Operating | 8000 | STG1 (665) | 56456 1 | 665 | Y
NM | Hobbs Generating Station | 56458 | HOBB1 |  | 2023 | ARP | 604952 (Ended Nov 07, 2023), 605902 (Started Nov 07, 2023) | 6 | SPP | Lea County | NM025 | 25 | Electric Utility | 32.7282 | -103.3095 | Lea Power Partners, LLC (Owner),Lea Power Partners, LLC (Operator) | Phase 2 |  | Combined cycle | Pipeline Natural Gas |  |  | Dry Low NOx Burners,Selective Catalytic Reduction |  |  | 2008-06-22 | Operating | 2620.2 | GT1 (167), ST3 (275) | 56458 HOBB1 | 304.5 | Y
NM | Hobbs Generating Station | 56458 | HOBB2 |  | 2023 | ARP | 604952 (Ended Nov 07, 2023), 605902 (Started Nov 07, 2023) | 6 | SPP | Lea County | NM025 | 25 | Electric Utility | 32.7282 | -103.3095 | Lea Power Partners, LLC (Owner),Lea Power Partners, LLC (Operator) | Phase 2 |  | Combined cycle | Pipeline Natural Gas |  |  | Dry Low NOx Burners,Selective Catalytic Reduction |  |  | 2008-07-04 | Operating | 2597.2 | GT2 (167), ST3 (275) | 56458 HOBB2 | 304.5 | Y
CA | Russell City Energy Company LLC | 56467 | CT1 |  | 2023 | ARP | 607011 | 9 |  | Alameda County | CA001 | 1 | Electric Utility | 37.6341 | -122.1326 | Russell City Energy Center, LLC (Owner),Russell City Energy Center, LLC (Operator) | Phase 2 |  | Combined cycle | Pipeline Natural Gas |  |  | Dry Low NOx Burners,Selective Catalytic Reduction |  |  | 2013-07-20 | Operating | 2238.6 | CTG1 (200), STG1 (255) | 56467 CT1 | 327.5 | Y
CA | Russell City Energy Company LLC | 56467 | CT2 |  | 2023 | ARP | 607011 | 9 |  | Alameda County | CA001 | 1 | Electric Utility | 37.6341 | -122.1326 | Russell City Energy Center, LLC (Owner),Russell City Energy Center, LLC (Operator) | Phase 2 |  | Combined cycle | Pipeline Natural Gas |  |  | Dry Low NOx Burners,Selective Catalytic Reduction |  |  | 2013-07-20 | Operating | 2238.6 | STG1 (255), CTG2 (200) | 56467 CT2 | 327.5 | Y
CA | McGrath Generating Station | 56471 | CT1 |  | 2023 | ARP | 608836 | 9 |  | Ventura County | CA111 | 111 | Electric Utility | 34.2054 | -119.2478 | Southern California Edison Company (Owner),Southern California Edison Company (Operator) | Phase 2 |  | Combustion turbine | Pipeline Natural Gas |  |  | Dry Low NOx Burners,Selective Catalytic Reduction |  |  | 2012-11-01 | Operating | 640 | GEN1 (49.9) | 56471 CT1 | 49.9 | Y
CA | Grapeland Generating Station | 56472 | CT1 |  | 2023 | ARP | 607649 | 9 |  | San Bernardino County | CA071 | 71 | Electric Utility | 34.09 | -117.534 | Southern California Edison Company (Owner),Southern California Edison Company (Operator) | Phase 2 |  | Combustion turbine | Pipeline Natural Gas |  |  | Dry Low NOx Burners |  |  | 2007-09-17 | Operating | 505.7 | 1 (49.9) | 56472 CT1 | 49.9
CA | Mira Loma Generating Station | 56473 | CT1 |  | 2023 | ARP | 607649 | 9 |  | San Bernardino County | CA071 | 71 | Electric Utility | 34.0054 | -117.5604 | Southern California Edison Company (Owner),Southern California Edison Company (Operator) | Phase 2 |  | Combustion turbine | Pipeline Natural Gas |  |  | Dry Low NOx Burners,Water Injection,Selective Catalytic Reduction |  |  | 2007-09-17 | Operating | 511.5 | 1 (49.9) | 56473 CT1 | 49.9 | Y
CA | Barre Generating Station | 56474 | CT1 |  | 2023 | ARP | 607649 | 9 |  | Orange County | CA059 | 59 | Electric Utility | 33.8073 | -117.9833 | Southern California Edison Company (Owner),Southern California Edison Company (Operator) | Phase 2 |  | Combustion turbine | Pipeline Natural Gas |  |  | Dry Low NOx Burners,Water Injection,Selective Catalytic Reduction |  |  | 2007-09-17 | Operating | 522 | GEN1 (49.9) | 56474 CT1 | 49.9 | Y
CA | Center Generating Station | 56475 | CT1 |  | 2023 | ARP | 607649 | 9 |  | Los Angeles County | CA037 | 37 | Electric Utility | 33.9297 | -118.1047 | Southern California Edison Company (Owner),Southern California Edison Company (Operator) | Phase 2 |  | Combustion turbine | Pipeline Natural Gas |  |  | Dry Low NOx Burners |  |  | 2007-09-17 | Operating | 505 | 1 (49.9) | 56475 CT1 | 49.9
CA | Gateway Generating Station | 56476 | GT1 |  | 2023 | ARP | 2875 | 9 |  | Contra Costa County | CA013 | 13 | Electric Utility | 38.0167 | -121.7592 | Pacific Gas and Electric Company (Owner),Pacific Gas and Electric Company (Operator) | Phase 2 |  | Combined cycle | Pipeline Natural Gas |  |  | Dry Low NOx Burners,Selective Catalytic Reduction |  |  | 2008-11-11 | Operating | 2227 | A (203.2) C (213.3) | 56476 GT1 | 309.85 | Y
CA | Gateway Generating Station | 56476 | GT2 |  | 2023 | ARP | 2875 | 9 |  | Contra Costa County | CA013 | 13 | Electric Utility | 38.0167 | -121.7592 | Pacific Gas and Electric Company (Owner),Pacific Gas and Electric Company (Operator) | Phase 2 |  | Combined cycle | Pipeline Natural Gas |  |  | Dry Low NOx Burners,Selective Catalytic Reduction |  |  | 2008-11-10 | Operating | 2227 | C (213.3), B (203.2) | 56476 GT2 | 309.85 | Y
WI | Marshfield Utilities Combustion Turbine | 56480 | 1A |  | 2023 | ARP, CSNOX, CSOSG3, CSSO2G1 | 606843 | 5 |  | Wood County | WI141 | 141 | Electric Utility | 44.635 | -90.135 | Marshfield Utilities (Owner),Marshfield Utilities (Operator) | Phase 2 |  | Combustion turbine | Pipeline Natural Gas |  |  | Water Injection |  |  | 2011-02-04 | Operating | 325 | 1A (27.5) | 56480 1A | 27.5
WI | Marshfield Utilities Combustion Turbine | 56480 | 1B |  | 2023 | ARP, CSNOX, CSOSG3, CSSO2G1 | 606843 | 5 |  | Wood County | WI141 | 141 | Electric Utility | 44.635 | -90.135 | Marshfield Utilities (Owner),Marshfield Utilities (Operator) | Phase 2 |  | Combustion turbine | Pipeline Natural Gas |  |  | Water Injection |  |  | 2011-02-04 | Operating | 325 | 1B (27.5) | 56480 1B | 27.5
AZ | Black Mountain Generating Station | 56482 | 1 |  | 2023 | ARP | 607519 | 9 | WECC | Mohave County | AZ015 | 15 | Electric Utility | 35.0361 | -114.1594 | UNS Electric, Inc. (Owner),UNS Electric, Inc. (Operator) | Phase 2 |  | Combustion turbine | Natural Gas |  |  | Water Injection |  |  | 2008-04-29 | Operating | 490 | 1 (48) | 56482 1 | 48
AZ | Black Mountain Generating Station | 56482 | 2 |  | 2023 | ARP | 607519 | 9 | WECC | Mohave County | AZ015 | 15 | Electric Utility | 35.0361 | -114.1594 | UNS Electric, Inc. (Owner),UNS Electric, Inc. (Operator) | Phase 2 |  | Combustion turbine | Natural Gas |  |  | Water Injection |  |  | 2008-05-01 | Operating | 490 | 2 (48) | 56482 2 | 48
KS | Emporia Energy Center | 56502 | EEC1 |  | 2023 | ARP, CSNOX, CSOSG2, CSSO2G2 | 605879 | 7 |  | Lyon County | KS111 | 111 | Electric Utility | 38.4464 | -96.0651 | Evergy, Inc. (Owner),Evergy, Inc. (Operator) | Phase 2 |  | Combustion turbine | Pipeline Natural Gas |  |  | Water Injection |  |  | 2008-06-07 | Operating | 500 | 1 (40) | 56502 EEC1 | 40
KS | Emporia Energy Center | 56502 | EEC2 |  | 2023 | ARP, CSNOX, CSOSG2, CSSO2G2 | 605879 | 7 |  | Lyon County | KS111 | 111 | Electric Utility | 38.4464 | -96.0651 | Evergy, Inc. (Owner),Evergy, Inc. (Operator) | Phase 2 |  | Combustion turbine | Pipeline Natural Gas |  |  | Water Injection |  |  | 2008-06-02 | Operating | 500 | 2 (40) | 56502 EEC2 | 40
KS | Emporia Energy Center | 56502 | EEC3 |  | 2023 | ARP, CSNOX, CSOSG2, CSSO2G2 | 605879 | 7 |  | Lyon County | KS111 | 111 | Electric Utility | 38.4464 | -96.0651 | Evergy, Inc. (Owner),Evergy, Inc. (Operator) | Phase 2 |  | Combustion turbine | Pipeline Natural Gas |  |  | Water Injection |  |  | 2008-05-09 | Operating | 500 | 3 (40) | 56502 EEC3 | 40
KS | Emporia Energy Center | 56502 | EEC4 |  | 2023 | ARP, CSNOX, CSOSG2, CSSO2G2 | 605879 | 7 |  | Lyon County | KS111 | 111 | Electric Utility | 38.4464 | -96.0651 | Evergy, Inc. (Owner),Evergy, Inc. (Operator) | Phase 2 |  | Combustion turbine | Pipeline Natural Gas |  |  | Water Injection |  |  | 2008-05-10 | Operating | 500 | 4 (40) | 56502 EEC4 | 40
KS | Emporia Energy Center | 56502 | EEC5 |  | 2023 | ARP, CSNOX, CSOSG2, CSSO2G2 | 605879 | 7 |  | Lyon County | KS111 | 111 | Electric Utility | 38.4464 | -96.0651 | Evergy, Inc. (Owner),Evergy, Inc. (Operator) | Phase 2 |  | Combustion turbine | Pipeline Natural Gas |  |  | Water Injection |  |  | 2008-06-06 | Operating | 2000 | 5 (187) | 56502 EEC5 | 187
KS | Emporia Energy Center | 56502 | EEC6 |  | 2023 | ARP, CSNOX, CSOSG2, CSSO2G2 | 605879 | 7 |  | Lyon County | KS111 | 111 | Electric Utility | 38.4464 | -96.0651 | Evergy, Inc. (Owner),Evergy, Inc. (Operator) | Phase 2 |  | Combustion turbine | Pipeline Natural Gas |  |  | Dry Low NOx Burners |  |  | 2009-01-24 | Operating | 2000 | 6 (187) | 56502 EEC6 | 187
KS | Emporia Energy Center | 56502 | EEC7 |  | 2023 | ARP, CSNOX, CSOSG2, CSSO2G2 | 605879 | 7 |  | Lyon County | KS111 | 111 | Electric Utility | 38.4464 | -96.0651 | Evergy, Inc. (Owner),Evergy, Inc. (Operator) | Phase 2 |  | Combustion turbine | Pipeline Natural Gas |  |  | Dry Low NOx Burners |  |  | 2009-02-18 | Operating | 2000 | 7 (187) | 56502 EEC7 | 187
AR | City Water & Light - City of Jonesboro | 56505 | SN04 |  | 2023 | ARP, CSOSG2 | 603449 | 6 | SPP | Craighead County | AR031 | 31 | Electric Utility | 35.8481 | -90.7257 | Jonesboro City Water and Light (Owner),Jonesboro City Water and Light (Operator) | Phase 2 |  | Combustion turbine | Pipeline Natural Gas | Diesel Oil |  | Water Injection |  |  | 2000-05-16 | Operating | 469 | SN04 (60.5) | 56505 SN04 | 60.5
AR | City Water & Light - City of Jonesboro | 56505 | SN06 |  | 2023 | ARP, CSOSG2 | 603449 | 6 | SPP | Craighead County | AR031 | 31 | Electric Utility | 35.8481 | -90.7257 | Jonesboro City Water and Light (Owner),Jonesboro City Water and Light (Operator) | Phase 2 |  | Combustion turbine | Pipeline Natural Gas | Diesel Oil |  | Water Injection |  |  | 2003-05-15 | Operating | 469 | SN06 (57.4) | 56505 SN06 | 57.4
AR | City Water & Light - City of Jonesboro | 56505 | SN07 |  | 2023 | ARP, CSOSG2 | 603449 | 6 | SPP | Craighead County | AR031 | 31 | Electric Utility | 35.8481 | -90.7257 | Jonesboro City Water and Light (Owner),Jonesboro City Water and Light (Operator) | Phase 2 |  | Combustion turbine | Pipeline Natural Gas |  |  | Water Injection |  |  | 2007-05-18 | Operating | 468 | SN07 (60.5) | 56505 SN07 | 60.5
CA | Colusa Generating Station | 56532 | CT1 |  | 2023 | ARP | 2875 | 9 |  | Colusa County | CA011 | 11 | Electric Utility | 39.3648 | -122.268 | Pacific Gas and Electric Company (Owner),Pacific Gas and Electric Company (Operator) | Phase 2 |  | Combined cycle | Pipeline Natural Gas |  |  | Dry Low NOx Burners,Selective Catalytic Reduction |  |  | 2010-09-02 | Operating | 2430 | A (181.5), C (349.4) | 56532 CT1 | 356.2 | Y
CA | Colusa Generating Station | 56532 | CT2 |  | 2023 | ARP | 2875 | 9 |  | Colusa County | CA011 | 11 | Electric Utility | 39.3648 | -122.268 | Pacific Gas and Electric Company (Owner),Pacific Gas and Electric Company (Operator) | Phase 2 |  | Combined cycle | Pipeline Natural Gas |  |  | Dry Low NOx Burners,Selective Catalytic Reduction |  |  | 2010-09-14 | Operating | 2430 | C (349.4), B (181.5) | 56532 CT2 | 356.2 | Y
KY | Paducah Power Systems Plant 1 | 56556 | EU01A |  | 2023 | ARP, CSNOX, CSOSG2E, CSSO2G1 | 603594 | 4 |  | McCracken County | KY145 | 145 | Electric Utility | 37.0339 | -88.6161 | Paducah Power System (Owner),Paducah Power System (Operator) | Phase 2 |  | Combustion turbine | Pipeline Natural Gas |  |  | Water Injection |  |  | 2010-04-13 | Operating | 332 | 1 (60) | 56556 EU01A | 60
KY | Paducah Power Systems Plant 1 | 56556 | EU01B |  | 2023 | ARP, CSNOX, CSOSG2E, CSSO2G1 | 603594 | 4 |  | McCracken County | KY145 | 145 | Electric Utility | 37.0339 | -88.6161 | Paducah Power System (Owner),Paducah Power System (Operator) | Phase 2 |  | Combustion turbine | Pipeline Natural Gas |  |  | Water Injection |  |  | 2010-04-13 | Operating | 333 | 1 (60) | 56556 EU01B | 60
KY | Paducah Power Systems Plant 1 | 56556 | EU02A |  | 2023 | ARP, CSNOX, CSOSG2E, CSSO2G1 | 603594 | 4 |  | McCracken County | KY145 | 145 | Electric Utility | 37.0339 | -88.6161 | Paducah Power System (Owner),Paducah Power System (Operator) | Phase 2 |  | Combustion turbine | Pipeline Natural Gas |  |  | Water Injection |  |  | 2010-04-19 | Operating | 332 | 2 (60) | 56556 EU02A | 60
KY | Paducah Power Systems Plant 1 | 56556 | EU02B |  | 2023 | ARP, CSNOX, CSOSG2E, CSSO2G1 | 603594 | 4 |  | McCracken County | KY145 | 145 | Electric Utility | 37.0339 | -88.6161 | Paducah Power System (Owner),Paducah Power System (Operator) | Phase 2 |  | Combustion turbine | Pipeline Natural Gas |  |  | Water Injection |  |  | 2010-04-19 | Operating | 332 | 2 (60) | 56556 EU02B | 60
AR | John W. Turk Jr. Power Plant | 56564 | SN-01 |  | 2023 | ARP, CSOSG2, MATS | 608993 (Ended Apr 12, 2023), 610620 (Started Apr 12, 2023) | 6 |  | Hempstead County | AR057 | 57 | Electric Utility | 33.6497 | -93.8119 | Southwestern Electric Power Company (Owner),Arkansas Electric Cooperative Corporation (Owner),East Texas Electric Cooperative, Inc. (Owner),Oklahoma Municipal Power Authority (Owner),Southwestern Electric Power Company (Operator) | Phase 2 |  | Dry bottom wall-fired boiler | Coal |  | Dry Lime FGD | Low NOx Burner Technology w/ Overfire Air,Selective Catalytic Reduction | Baghouse | Halogenated PAC Sorbent Injection | 2012-11-08 | Operating | 6000 | 1 (600) | 56564 SN-01 | 600 | Y
CA | Niland Gas Turbine Plant | 56569 | 1 |  | 2023 | ARP | 610320 | 9 |  | Imperial County | CA025 | 25 | Electric Utility | 33.2432 | -115.498 | Imperial Irrigation District (Owner),Imperial Irrigation District (Operator) | Phase 2 |  | Combustion turbine | Pipeline Natural Gas |  |  | Dry Low NOx Burners,Selective Catalytic Reduction |  |  | 2008-04-23 | Operating | 439.6 | 1 (60.5) | 56569 1 | 60.5 | Y
CA | Niland Gas Turbine Plant | 56569 | 2 |  | 2023 | ARP | 610320 | 9 |  | Imperial County | CA025 | 25 | Electric Utility | 33.2432 | -115.498 | Imperial Irrigation District (Owner),Imperial Irrigation District (Operator) | Phase 2 |  | Combustion turbine | Pipeline Natural Gas |  |  | Dry Low NOx Burners,Selective Catalytic Reduction |  |  | 2008-04-13 | Operating | 439.6 | 2 (60.5) | 56569 2 | 60.5 | Y
WY | Wygen III | 56596 | 1 |  | 2023 | ARP, MATS | 609425 (Ended Jul 13, 2023), 610712 (Started Jul 13, 2023) | 8 | WECC | Campbell County | WY005 | 5 | Electric Utility | 44.2892 | -105.3795 | Montana Dakota Utilities Company (Owner),Black Hills Power, Inc (Owner),Consolidated WY Municipalities Electric Power System JPB (Owner),Black Hills Power, Inc (Operator) | Phase 2 |  | Dry bottom wall-fired boiler | Coal |  | Dry Lime FGD | Low NOx Burner Technology (Dry Bottom only),Selective Catalytic Reduction | Baghouse |  | 2010-02-08 | Operating | 1300 | 5 (100) | 56596 1 | 100 | Y
TX | San Jacinto County Peaking Facility | 56603 | SJCCT1 |  | 2023 | ARP, CSOSG2 | 603603 | 6 |  | San Jacinto County | TX407 | 407 | Electric Utility | 30.42 | -95.0114 | East Texas Electric Cooperative, Inc. (Owner),EthosEnergy Group Power Plant Services (Operator) | Phase 2 |  | Combustion turbine | Pipeline Natural Gas |  |  | Dry Low NOx Burners |  |  | 2009-07-14 | Operating | 1100 | SJC1 (85) | 56603 SJCCT1 | 85
TX | San Jacinto County Peaking Facility | 56603 | SJCCT2 |  | 2023 | ARP, CSOSG2 | 603603 | 6 |  | San Jacinto County | TX407 | 407 | Electric Utility | 30.42 | -95.0114 | East Texas Electric Cooperative, Inc. (Owner),EthosEnergy Group Power Plant Services (Operator) | Phase 2 |  | Combustion turbine | Pipeline Natural Gas |  |  | Dry Low NOx Burners |  |  | 2009-07-13 | Operating | 1100 | SJC2 (85) | 56603 SJCCT2 | 85
TX | Hardin County Peaking Facility | 56604 | HCCT1 |  | 2023 | ARP, CSOSG2 | 609775 (Ended Feb 28, 2023), 610584 (Started Feb 28, 2023) | 6 |  | Hardin County | TX199 | 199 | Electric Utility | 30.3039 | -94.2527 | Entergy Texas, Inc. (Owner),EthosEnergy Group Power Plant Services (Operator) | Phase 2 |  | Combustion turbine | Pipeline Natural Gas |  |  | Dry Low NOx Burners |  |  | 2009-10-15 | Operating | 1110.5 | HC1 (85) | 56604 HCCT1 | 85
TX | Hardin County Peaking Facility | 56604 | HCCT2 |  | 2023 | ARP, CSOSG2 | 609775 (Ended Feb 28, 2023), 610584 (Started Feb 28, 2023) | 6 |  | Hardin County | TX199 | 199 | Electric Utility | 30.3039 | -94.2527 | Entergy Texas, Inc. (Owner),EthosEnergy Group Power Plant Services (Operator) | Phase 2 |  | Combustion turbine | Pipeline Natural Gas |  |  | Dry Low NOx Burners |  |  | 2009-10-15 | Operating | 1110.5 | HC2 (85) | 56604 HCCT2 | 85
MT | Culbertson Station | 56606 | CT01 |  | 2023 | ARP | 609771 | 8 |  | Roosevelt County | MT085 | 85 | Electric Utility | 48.2104 | -104.3919 | Basin Electric Power Cooperative (Owner),Basin Electric Power Cooperative (Operator) | Phase 2 |  | Combustion turbine | Pipeline Natural Gas |  |  | Water Injection |  |  | 2010-06-18 | Operating | 786.5 | 01 (100) | 56606 CT01 | 100
WY | Dry Fork Station | 56609 | 1 |  | 2023 | ARP, MATS | 609771 | 8 |  | Campbell County | WY005 | 5 | Electric Utility | 44.3901 | -105.4591 | Basin Electric Power Cooperative (Owner),Basin Electric Power Cooperative (Operator) | Phase 2 |  | Dry bottom wall-fired boiler | Coal |  | Dry Lime FGD | Selective Catalytic Reduction | Baghouse | Halogenated PAC Sorbent Injection,Regenerative Activated Coke Technology | 2011-05-10 | Operating | 6066 | 01 (422) | 56609 1 | 422 | Y
SD | Deer Creek Station | 56610 | 1 |  | 2023 | ARP | 609771 | 8 |  | Brown County | SD013 | 13 | Electric Utility | 44.3961 | -96.5333 | Basin Electric Power Cooperative (Owner),Basin Electric Power Cooperative (Operator) | Phase 2 |  | Combined cycle | Pipeline Natural Gas |  |  | Selective Catalytic Reduction |  |  | 2012-04-19 | Operating | 2344 | 02 (154), 01 (170) | 56610 1 | 324 | Y
TX | Sandy Creek Energy Station | 56611 | S01 |  | 2023 | ARP, CSOSG2, MATS | 609066 | 6 |  | McLennan County | TX309 | 309 | Electric Utility | 31.4753 | -96.9564 | Lower Colorado River Authority (Owner),Sandy Creek Energy Associates, LP (Owner),Brazos Sandy Creek Electric Cooperative, Inc. (Owner),Sandy Creek Services, LLC (Operator) | Phase 2 |  | Dry bottom wall-fired boiler | Coal |  | Dry Lime FGD | Selective Catalytic Reduction | Baghouse | Halogenated PAC Sorbent Injection | 2011-10-10 | Operating | 12000 | S01 (1008) | 56611 S01 | 1008 | Y
CT | Waterbury Generation | 56629 | 10 |  | 2023 | ARP, RGGI, SIPNOX | 609773 (Ended Apr 06, 2023), 609382 (Started Apr 06, 2023)(Ended Oct 20, 2023), 604966 (Started Oct 20, 2023) | 1 |  | New Haven County | CT009 | 9 | Electric Utility | 41.5444 | -73.0416 | Waterbury Generation, LLC (Owner),Waterbury Generation, LLC (Operator) | Phase 2 |  | Combustion turbine | Pipeline Natural Gas | Diesel Oil |  | Water Injection,Selective Catalytic Reduction |  |  | 2009-05-15 | Operating | 1800 | 10 (96) | 56629 10 | 96 | Y
CA | Midway Peaking | 56639 | 1 |  | 2023 | ARP | 609325 | 9 | WECC | Fresno County | CA019 | 19 | Small Power Producer | 36.654 | -120.5797 | Midway Peaking, LLC (Owner),Midway Peaking, LLC (Operator) | Phase 2 |  | Combustion turbine | Pipeline Natural Gas |  |  | Water Injection,Ammonia Injection,Selective Catalytic Reduction |  |  | 2009-04-19 | Operating | 684.2 | 1 (60.9) | 56639 1 | 60.9 | Y
CA | Midway Peaking | 56639 | 2 |  | 2023 | ARP | 609325 | 9 | WECC | Fresno County | CA019 | 19 | Small Power Producer | 36.654 | -120.5797 | Midway Peaking, LLC (Owner),Midway Peaking, LLC (Operator) | Phase 2 |  | Combustion turbine | Pipeline Natural Gas |  |  | Water Injection,Ammonia Injection,Selective Catalytic Reduction |  |  | 2009-04-10 | Operating | 684.2 | 2 (60.9) | 56639 2 | 60.9 | Y
WV | Longview Power | 56671 | 1 |  | 2023 | ARP, CSNOX, CSOSG2E, CSSO2G1, MATS | 608693 | 3 |  | Monongalia County | WV061 | 61 | Electric Utility | 39.7078 | -79.9588 | Longview Power, LLC (Owner),Longview Power, LLC (Operator) | Phase 2 |  | Dry bottom wall-fired boiler | Coal |  | Other,Wet Limestone | Low NOx Burner Technology w/ Overfire Air,Selective Catalytic Reduction | Baghouse |  | 2011-05-06 | Operating | 7200 | MKA01 (769) | 56671 1 | 769 | Y
TX | Winchester Power Park | 56674 | 1 |  | 2023 | ARP, CSOSG2 | 605940 | 6 | ERCOT | Fayette County | TX149 | 149 | Electric Utility | 30.0253 | -96.9945 | Lower Colorado River Authority (Owner),Lower Colorado River Authority (Operator) | Phase 2 |  | Combustion turbine | Pipeline Natural Gas |  |  | Selective Catalytic Reduction |  |  | 2009-05-06 | Operating | 437 | CGT1 (48) | 56674 1 | 48 | Y
TX | Winchester Power Park | 56674 | 2 |  | 2023 | ARP, CSOSG2 | 605940 | 6 | ERCOT | Fayette County | TX149 | 149 | Electric Utility | 30.0253 | -96.9945 | Lower Colorado River Authority (Owner),Lower Colorado River Authority (Operator) | Phase 2 |  | Combustion turbine | Pipeline Natural Gas |  |  | Selective Catalytic Reduction |  |  | 2009-05-16 | Operating | 437 | CGT2 (48) | 56674 2 | 48 | Y
TX | Winchester Power Park | 56674 | 3 |  | 2023 | ARP, CSOSG2 | 605940 | 6 | ERCOT | Fayette County | TX149 | 149 | Electric Utility | 30.0253 | -96.9945 | Lower Colorado River Authority (Owner),Lower Colorado River Authority (Operator) | Phase 2 |  | Combustion turbine | Pipeline Natural Gas |  |  | Selective Catalytic Reduction |  |  | 2009-05-20 | Operating | 437 | CGT3 (48) | 56674 3 | 48 | Y
TX | Winchester Power Park | 56674 | 4 |  | 2023 | ARP, CSOSG2 | 605940 | 6 | ERCOT | Fayette County | TX149 | 149 | Electric Utility | 30.0253 | -96.9945 | Lower Colorado River Authority (Owner),Lower Colorado River Authority (Operator) | Phase 2 |  | Combustion turbine | Pipeline Natural Gas |  |  | Selective Catalytic Reduction |  |  | 2009-06-13 | Operating | 437 | CGT4 (48) | 56674 4 | 48 | Y
ND | Spiritwood Station | 56786 | 1 |  | 2023 | ARP, MATS | 607684 | 8 |  | Stutsman County | ND093 | 93 | Cogeneration | 46.925 | -98.5 | Great River Energy (Owner),Great River Energy (Operator) | Phase 2 |  | Circulating fluidized bed boiler | Coal | Liquified Petroleum Gas, Pipeline Natural Gas | Dry Lime FGD,Fluidized Bed Limestone Injection | Overfire Air,Selective Non-catalytic Reduction | Baghouse | Untreated PAC Sorbent Injection | 2011-09-07 | Operating | 1540 | 1 (99) | 56786 1 | 99 | Y
CT | Kleen Energy Systems Project | 56798 | U1 |  | 2023 | ARP, RGGI, SIPNOX | 610436 | 1 |  | Middlesex County | CT007 | 7 | Electric Utility | 41.5526 | -72.597 | Kleen Energy Systems, LLC (Owner),Kleen Energy Systems, LLC (Operator) | Phase 2 |  | Combined cycle | Pipeline Natural Gas | Diesel Oil |  | Dry Low NOx Burners,Water Injection,Selective Catalytic Reduction |  |  | 2011-05-03 | Operating | 2581 | U1 (199), ST (295) | 56798 U1 | 346.5 | Y
CT | Kleen Energy Systems Project | 56798 | U2 |  | 2023 | ARP, RGGI, SIPNOX | 610436 | 1 |  | Middlesex County | CT007 | 7 | Electric Utility | 41.5526 | -72.597 | Kleen Energy Systems, LLC (Owner),Kleen Energy Systems, LLC (Operator) | Phase 2 |  | Combined cycle | Pipeline Natural Gas | Diesel Oil |  | Dry Low NOx Burners,Water Injection,Selective Catalytic Reduction |  |  | 2011-05-07 | Operating | 2581 | ST (295), U2 (199) | 56798 U2 | 346.5 | Y
FL | Greenland Energy Center | 56799 | 1 |  | 2023 | ARP | 605471 | 4 |  | Duval County | FL031 | 31 | Electric Utility | 30.1603 | -81.5164 | JEA (Owner),JEA (Operator) | Phase 2 |  | Combustion turbine | Pipeline Natural Gas | Diesel Oil |  | Dry Low NOx Burners,Water Injection |  |  | 2011-01-14 | Operating | 2010 | 1 (184.1) | 56799 1 | 184.1
FL | Greenland Energy Center | 56799 | 2 |  | 2023 | ARP | 605471 | 4 |  | Duval County | FL031 | 31 | Electric Utility | 30.1603 | -81.5164 | JEA (Owner),JEA (Operator) | Phase 2 |  | Combustion turbine | Pipeline Natural Gas | Diesel Oil |  | Dry Low NOx Burners,Water Injection |  |  | 2011-03-05 | Operating | 2101 | 2 (184.1) | 56799 2 | 184.1
CA | Panoche Energy Center | 56803 | 1 |  | 2023 | ARP | 1100 | 9 |  | Fresno County | CA019 | 19 | Electric Utility | 36.6513 | -120.5833 | Panoche Energy Center, LLC (Owner),Panoche Energy Center, LLC (Operator) | Phase 2 |  | Combustion turbine | Pipeline Natural Gas |  |  | Water Injection,Selective Catalytic Reduction |  |  | 2009-04-09 | Operating | 975 | 1 (108) | 56803 1 | 108 | Y
CA | Panoche Energy Center | 56803 | 2 |  | 2023 | ARP | 1100 | 9 |  | Fresno County | CA019 | 19 | Electric Utility | 36.6513 | -120.5833 | Panoche Energy Center, LLC (Owner),Panoche Energy Center, LLC (Operator) | Phase 2 |  | Combustion turbine | Pipeline Natural Gas |  |  | Water Injection,Selective Catalytic Reduction |  |  | 2009-04-18 | Operating | 975 | 2 (108) | 56803 2 | 108 | Y
CA | Panoche Energy Center | 56803 | 3 |  | 2023 | ARP | 1100 | 9 |  | Fresno County | CA019 | 19 | Electric Utility | 36.6513 | -120.5833 | Panoche Energy Center, LLC (Owner),Panoche Energy Center, LLC (Operator) | Phase 2 |  | Combustion turbine | Pipeline Natural Gas |  |  | Water Injection,Selective Catalytic Reduction |  |  | 2009-04-13 | Operating | 970 | 3 (108) | 56803 3 | 108 | Y
CA | Panoche Energy Center | 56803 | 4 |  | 2023 | ARP | 1100 | 9 |  | Fresno County | CA019 | 19 | Electric Utility | 36.6513 | -120.5833 | Panoche Energy Center, LLC (Owner),Panoche Energy Center, LLC (Operator) | Phase 2 |  | Combustion turbine | Pipeline Natural Gas |  |  | Water Injection,Selective Catalytic Reduction |  |  | 2009-04-17 | Operating | 980 | 4 (108) | 56803 4 | 108 | Y
TX | Cedar Bayou 4 | 56806 | CBY41 |  | 2023 | ARP, CSOSG2 | 602998 | 6 |  | Chambers County | TX071 | 71 | Electric Utility | 29.752 | -94.923 | NRG Energy, Inc (Owner),Energy Co. (Owner),NRG Energy, Inc (Operator) | Phase 2 |  | Combined cycle | Pipeline Natural Gas |  |  | Dry Low NOx Burners,Selective Catalytic Reduction |  |  | 2009-03-28 | Operating | 2125 | 4 (179.7), 41 (187.7) | 56806 CBY41 | 277.55 | Y
TX | Cedar Bayou 4 | 56806 | CBY42 |  | 2023 | ARP, CSOSG2 | 602998 | 6 |  | Chambers County | TX071 | 71 | Electric Utility | 29.752 | -94.923 | NRG Energy, Inc (Owner),Energy Co. (Owner),NRG Energy, Inc (Operator) | Phase 2 |  | Combined cycle | Pipeline Natural Gas |  |  | Dry Low NOx Burners,Selective Catalytic Reduction |  |  | 2009-03-29 | Operating | 2125 | 42 (187.7), 4 (179.7) | 56806 CBY42 | 277.55 | Y
VA | Bear Garden Generating Station | 56807 | 1A |  | 2023 | ARP, CSNOX, CSOSG3, CSSO2G1, RGGI | 1525 | 3 |  | Buckingham County | VA029 | 29 | Electric Utility | 37.6961 | -78.2848 | Virginia Electric & Power Company (Owner),Dominion Generation (Operator) | Phase 2 |  | Combined cycle | Pipeline Natural Gas | Diesel Oil |  | Dry Low NOx Burners,Water Injection,Selective Catalytic Reduction |  |  | 2011-01-29 | Operating | 2550 | 1A (170), 1C (262) | 56807 1A | 301 | Y
VA | Bear Garden Generating Station | 56807 | 1B |  | 2023 | ARP, CSNOX, CSOSG3, CSSO2G1, RGGI | 1525 | 3 |  | Buckingham County | VA029 | 29 | Electric Utility | 37.6961 | -78.2848 | Virginia Electric & Power Company (Owner),Dominion Generation (Operator) | Phase 2 |  | Combined cycle | Pipeline Natural Gas | Diesel Oil |  | Dry Low NOx Burners,Water Injection,Selective Catalytic Reduction |  |  | 2011-01-26 | Operating | 2550 | 1C (262), 1B (170) | 56807 1B | 301 | Y
VA | Virginia City Hybrid Energy Center | 56808 | 1 |  | 2023 | ARP, CSNOX, CSOSG3, CSSO2G1, MATS, RGGI | 1525 | 3 |  | Wise County | VA195 | 195 | Electric Utility | 36.9161 | -82.3381 | Virginia Electric & Power Company (Owner),Dominion Generation (Operator) | Phase 2 |  | Circulating fluidized bed boiler | Coal | Coal Refuse, Wood | Dry Lime FGD,Fluidized Bed Limestone Injection | Selective Non-catalytic Reduction | Baghouse |  | 2012-03-07 | Operating | 3500 | 1 (668) | 56808 1 | 668 | Y
VA | Virginia City Hybrid Energy Center | 56808 | 2 |  | 2023 | ARP, CSNOX, CSOSG3, CSSO2G1, MATS, RGGI | 1525 | 3 |  | Wise County | VA195 | 195 | Electric Utility | 36.9161 | -82.3381 | Virginia Electric & Power Company (Owner),Dominion Generation (Operator) | Phase 2 |  | Circulating fluidized bed boiler | Coal | Coal Refuse, Wood | Dry Lime FGD,Fluidized Bed Limestone Injection | Selective Non-catalytic Reduction | Baghouse |  | 2012-03-07 | Operating | 3500 | 1 (668) | 56808 2 | 668 | Y
MD | CPV St. Charles Energy Center | 56846 | GT1 |  | 2023 | ARP, CSNOX, CSOSG3, CSSO2G1, RGGI | 610172 | 3 |  | Charles County | MD017 | 17 | Electric Utility | 38.5686 | -76.8919 | CPV Maryland, LLC (Owner),Consolidated Asset Management Services, LLC (Operator) | Phase 2 |  | Combined cycle | Pipeline Natural Gas |  |  | Dry Low NOx Burners,Selective Catalytic Reduction |  |  | 2016-11-30 | Operating | 2807 | GTG1 (213), STGEN (315) | 56846 GT1 | 370.5 | Y
MD | CPV St. Charles Energy Center | 56846 | GT2 |  | 2023 | ARP, CSNOX, CSOSG3, CSSO2G1, RGGI | 610172 | 3 |  | Charles County | MD017 | 17 | Electric Utility | 38.5686 | -76.8919 | CPV Maryland, LLC (Owner),Consolidated Asset Management Services, LLC (Operator) | Phase 2 |  | Combined cycle | Pipeline Natural Gas |  |  | Dry Low NOx Burners,Selective Catalytic Reduction |  |  | 2016-11-25 | Operating | 2807 | GTG2 (213), STGEN (315) | 56846 GT2 | 370.5 | Y
MT | Dave Gates Generating Station | 56908 | 1A | CS1 | 2023 | ARP | 605921 | 8 |  | Deer Lodge County | MT023 | 23 | Electric Utility | 46.1066 | -112.8755 | NorthWestern Energy (Owner),NorthWestern Energy (Operator) | Phase 2 |  | Combustion turbine | Pipeline Natural Gas | Diesel Oil |  | Water Injection,Selective Catalytic Reduction |  |  | 2010-08-31 | Operating | 296.4 | 1 (67.7) | 56908 1A | 67.7 | Y
MT | Dave Gates Generating Station | 56908 | 1B | CS1 | 2023 | ARP | 605921 | 8 |  | Deer Lodge County | MT023 | 23 | Electric Utility | 46.1066 | -112.8755 | NorthWestern Energy (Owner),NorthWestern Energy (Operator) | Phase 2 |  | Combustion turbine | Pipeline Natural Gas | Diesel Oil |  | Water Injection,Selective Catalytic Reduction |  |  | 2010-08-31 | Operating | 296.4 | 1 (67.7) | 56908 1B | 67.7 | Y
MT | Dave Gates Generating Station | 56908 | 2A | CS2 | 2023 | ARP | 605921 | 8 |  | Deer Lodge County | MT023 | 23 | Electric Utility | 46.1066 | -112.8755 | NorthWestern Energy (Owner),NorthWestern Energy (Operator) | Phase 2 |  | Combustion turbine | Pipeline Natural Gas | Diesel Oil |  | Water Injection,Selective Catalytic Reduction |  |  | 2010-09-07 | Operating | 296.4 | 2 (67.7) | 56908 2A | 67.7 | Y
MT | Dave Gates Generating Station | 56908 | 2B | CS2 | 2023 | ARP | 605921 | 8 |  | Deer Lodge County | MT023 | 23 | Electric Utility | 46.1066 | -112.8755 | NorthWestern Energy (Owner),NorthWestern Energy (Operator) | Phase 2 |  | Combustion turbine | Pipeline Natural Gas | Diesel Oil |  | Water Injection,Selective Catalytic Reduction |  |  | 2010-09-07 | Operating | 296.4 | 2 (67.7) | 56908 2B | 67.7 | Y
MT | Dave Gates Generating Station | 56908 | 3A | CS3 | 2023 | ARP | 605921 | 8 |  | Deer Lodge County | MT023 | 23 | Electric Utility | 46.1066 | -112.8755 | NorthWestern Energy (Owner),NorthWestern Energy (Operator) | Phase 2 |  | Combustion turbine | Pipeline Natural Gas | Diesel Oil |  | Water Injection,Selective Catalytic Reduction |  |  | 2010-10-04 | Operating | 296.4 | 3 (67.7) | 56908 3A | 67.7 | Y
MT | Dave Gates Generating Station | 56908 | 3B | CS3 | 2023 | ARP | 605921 | 8 |  | Deer Lodge County | MT023 | 23 | Electric Utility | 46.1066 | -112.8755 | NorthWestern Energy (Owner),NorthWestern Energy (Operator) | Phase 2 |  | Combustion turbine | Pipeline Natural Gas | Diesel Oil |  | Water Injection,Selective Catalytic Reduction |  |  | 2010-10-04 | Operating | 296.4 | 3 (67.7) | 56908 3B | 67.7 | Y
CA | Orange Grove Project | 56914 | CTG1 |  | 2023 | ARP | 607880 (Ended Mar 10, 2023), 610552 (Started Mar 10, 2023) | 9 |  | San Diego County | CA073 | 73 | Electric Utility | 33.359 | -117.111 | Orange Grove Energy, LP (Owner),Orange Grove Energy, LP (Operator) | Phase 2 |  | Combustion turbine | Pipeline Natural Gas |  |  | Water Injection,Ammonia Injection,Selective Catalytic Reduction |  |  | 2010-01-30 | Operating | 530 | CTG1 (48) | 56914 CTG1 | 48 | Y
CA | Orange Grove Project | 56914 | CTG2 |  | 2023 | ARP | 607880 (Ended Mar 10, 2023), 610552 (Started Mar 10, 2023) | 9 |  | San Diego County | CA073 | 73 | Electric Utility | 33.359 | -117.111 | Orange Grove Energy, LP (Owner),Orange Grove Energy, LP (Operator) | Phase 2 |  | Combustion turbine | Pipeline Natural Gas |  |  | Water Injection,Ammonia Injection,Selective Catalytic Reduction |  |  | 2010-02-05 | Operating | 530 | CTG2 (48) | 56914 CTG2 | 48 | Y
NY | Valley Energy Center | 56940 | 1 |  | 2023 | ARP, CSNOX, CSOSG3, CSSO2G1, RGGI | 602660 | 2 |  | Orange County | NY071 | 71 | Electric Utility | 41.413 | -74.435 | CPV Valley LLC (Owner),Diamond Generating Corporation (Operator) | Phase 2 |  | Combined cycle | Pipeline Natural Gas | Diesel Oil |  | Selective Catalytic Reduction |  |  | 2018-01-25 | Operating | 2734 | STG (300), CTG1 (234) | 56940 1 | 384 | Y
NY | Valley Energy Center | 56940 | 2 |  | 2023 | ARP, CSNOX, CSOSG3, CSSO2G1, RGGI | 602660 | 2 |  | Orange County | NY071 | 71 | Electric Utility | 41.413 | -74.435 | CPV Valley LLC (Owner),Diamond Generating Corporation (Operator) | Phase 2 |  | Combined cycle | Pipeline Natural Gas | Diesel Oil |  | Selective Catalytic Reduction |  |  | 2018-01-24 | Operating | 2734 | CTG2 (234), STG (300) | 56940 2 | 384 | Y
AZ | Coolidge Generating Station | 56948 | CT01 |  | 2023 | ARP | 608572 | 9 |  | Pinal County | AZ021 | 21 | Electric Utility | 32.9175 | -111.5041 | Coolidge Power, LLC (Owner),Coolidge Power, LLC (Operator) | Phase 2 |  | Combustion turbine | Pipeline Natural Gas |  |  | Water Injection,Selective Catalytic Reduction |  |  | 2011-01-18 | Operating | 491 | 01 (60.5) | 56948 CT01 | 60.5 | Y
AZ | Coolidge Generating Station | 56948 | CT02 |  | 2023 | ARP | 608572 | 9 |  | Pinal County | AZ021 | 21 | Electric Utility | 32.9175 | -111.5041 | Coolidge Power, LLC (Owner),Coolidge Power, LLC (Operator) | Phase 2 |  | Combustion turbine | Pipeline Natural Gas |  |  | Water Injection,Selective Catalytic Reduction |  |  | 2011-01-11 | Operating | 491 | 02 (60.5) | 56948 CT02 | 60.5 | Y
AZ | Coolidge Generating Station | 56948 | CT03 |  | 2023 | ARP | 608572 | 9 |  | Pinal County | AZ021 | 21 | Electric Utility | 32.9175 | -111.5041 | Coolidge Power, LLC (Owner),Coolidge Power, LLC (Operator) | Phase 2 |  | Combustion turbine | Pipeline Natural Gas |  |  | Water Injection,Selective Catalytic Reduction |  |  | 2010-12-17 | Operating | 491 | 03 (60.5) | 56948 CT03 | 60.5 | Y
AZ | Coolidge Generating Station | 56948 | CT04 |  | 2023 | ARP | 608572 | 9 |  | Pinal County | AZ021 | 21 | Electric Utility | 32.9175 | -111.5041 | Coolidge Power, LLC (Owner),Coolidge Power, LLC (Operator) | Phase 2 |  | Combustion turbine | Pipeline Natural Gas |  |  | Water Injection,Selective Catalytic Reduction |  |  | 2010-12-16 | Operating | 491 | 04 (60.5) | 56948 CT04 | 60.5 | Y
AZ | Coolidge Generating Station | 56948 | CT05 |  | 2023 | ARP | 608572 | 9 |  | Pinal County | AZ021 | 21 | Electric Utility | 32.9175 | -111.5041 | Coolidge Power, LLC (Owner),Coolidge Power, LLC (Operator) | Phase 2 |  | Combustion turbine | Pipeline Natural Gas |  |  | Water Injection,Selective Catalytic Reduction |  |  | 2010-10-05 | Operating | 491 | 05 (60.5) | 56948 CT05 | 60.5 | Y
AZ | Coolidge Generating Station | 56948 | CT06 |  | 2023 | ARP | 608572 | 9 |  | Pinal County | AZ021 | 21 | Electric Utility | 32.9175 | -111.5041 | Coolidge Power, LLC (Owner),Coolidge Power, LLC (Operator) | Phase 2 |  | Combustion turbine | Pipeline Natural Gas |  |  | Water Injection,Selective Catalytic Reduction |  |  | 2010-10-04 | Operating | 491 | 06 (60.5) | 56948 CT06 | 60.5 | Y
AZ | Coolidge Generating Station | 56948 | CT07 |  | 2023 | ARP | 608572 | 9 |  | Pinal County | AZ021 | 21 | Electric Utility | 32.9175 | -111.5041 | Coolidge Power, LLC (Owner),Coolidge Power, LLC (Operator) | Phase 2 |  | Combustion turbine | Pipeline Natural Gas |  |  | Water Injection,Selective Catalytic Reduction |  |  | 2010-10-02 | Operating | 491 | 07 (60.5) | 56948 CT07 | 60.5 | Y
AZ | Coolidge Generating Station | 56948 | CT08 |  | 2023 | ARP | 608572 | 9 |  | Pinal County | AZ021 | 21 | Electric Utility | 32.9175 | -111.5041 | Coolidge Power, LLC (Owner),Coolidge Power, LLC (Operator) | Phase 2 |  | Combustion turbine | Pipeline Natural Gas |  |  | Water Injection,Selective Catalytic Reduction |  |  | 2010-10-03 | Operating | 491 | 08 (60.5) | 56948 CT08 | 60.5 | Y
AZ | Coolidge Generating Station | 56948 | CT09 |  | 2023 | ARP | 608572 | 9 |  | Pinal County | AZ021 | 21 | Electric Utility | 32.9175 | -111.5041 | Coolidge Power, LLC (Owner),Coolidge Power, LLC (Operator) | Phase 2 |  | Combustion turbine | Pipeline Natural Gas |  |  | Water Injection,Selective Catalytic Reduction |  |  | 2010-11-12 | Operating | 491 | 09 (60.5) | 56948 CT09 | 60.5 | Y
AZ | Coolidge Generating Station | 56948 | CT10 |  | 2023 | ARP | 608572 | 9 |  | Pinal County | AZ021 | 21 | Electric Utility | 32.9175 | -111.5041 | Coolidge Power, LLC (Owner),Coolidge Power, LLC (Operator) | Phase 2 |  | Combustion turbine | Pipeline Natural Gas |  |  | Water Injection,Selective Catalytic Reduction |  |  | 2010-11-15 | Operating | 491 | 10 (60.5) | 56948 CT10 | 60.5 | Y
AZ | Coolidge Generating Station | 56948 | CT11 |  | 2023 | ARP | 608572 | 9 |  | Pinal County | AZ021 | 21 | Electric Utility | 32.9175 | -111.5041 | Coolidge Power, LLC (Owner),Coolidge Power, LLC (Operator) | Phase 2 |  | Combustion turbine | Pipeline Natural Gas |  |  | Water Injection,Selective Catalytic Reduction |  |  | 2010-11-14 | Operating | 491 | 11 (60.5) | 56948 CT11 | 60.5 | Y
AZ | Coolidge Generating Station | 56948 | CT12 |  | 2023 | ARP | 608572 | 9 |  | Pinal County | AZ021 | 21 | Electric Utility | 32.9175 | -111.5041 | Coolidge Power, LLC (Owner),Coolidge Power, LLC (Operator) | Phase 2 |  | Combustion turbine | Pipeline Natural Gas |  |  | Water Injection,Selective Catalytic Reduction |  |  | 2010-11-17 | Operating | 491 | 12 (60.5) | 56948 CT12 | 60.5 | Y
NJ | West Deptford Energy Station | 56963 | E101 |  | 2023 | ARP, CSNOX, CSOSG3, CSSO2G1, RGGI | 605624 | 2 |  | Gloucester County | NJ015 | 15 | Electric Utility | 39.8418 | -75.2214 | West Deptford Energy Associates Urban Renewal, LP (Owner),West Deptford Energy, LLC (Operator) | Phase 2 |  | Combined cycle | Pipeline Natural Gas |  |  | Dry Low NOx Burners,Selective Catalytic Reduction |  |  | 2014-05-16 | Operating | 3108 | E101 (225), STG101 (304) | 56963 E101 | 377 | Y
NJ | West Deptford Energy Station | 56963 | E102 |  | 2023 | ARP, CSNOX, CSOSG3, CSSO2G1, RGGI | 605624 | 2 |  | Gloucester County | NJ015 | 15 | Electric Utility | 39.8418 | -75.2214 | West Deptford Energy Associates Urban Renewal, LP (Owner),West Deptford Energy, LLC (Operator) | Phase 2 |  | Combined cycle | Pipeline Natural Gas |  |  | Dry Low NOx Burners,Selective Catalytic Reduction |  |  | 2014-05-11 | Operating | 3108 | STG101 (304), E102 (225) | 56963 E102 | 377 | Y
NJ | Bayonne Energy Center | 56964 | GT1 |  | 2023 | ARP, CSNOX, CSOSG3, CSSO2G1, RGGI | 500625 | 2 |  | Hudson County | NJ017 | 17 | Electric Utility | 40.6529 | -74.0916 | Bayonne Energy Center, LLC (Owner),Bayonne Energy Center, LLC (Operator) | Phase 2 |  | Combustion turbine | Pipeline Natural Gas | Diesel Oil |  | Water Injection,Ammonia Injection,Selective Catalytic Reduction |  |  | 2012-01-23 | Operating | 603 | GT1 (64) | 56964 GT1 | 64 | Y
NJ | Bayonne Energy Center | 56964 | GT10 |  | 2023 | ARP, CSNOX, CSOSG3, CSSO2G1, RGGI | 500625 | 2 |  | Hudson County | NJ017 | 17 | Electric Utility | 40.6529 | -74.0916 | Bayonne Energy Center, LLC (Owner),Bayonne Energy Center, LLC (Operator) | Phase 2 |  | Combustion turbine | Pipeline Natural Gas | Diesel Oil |  | Water Injection,Ammonia Injection,Selective Catalytic Reduction |  |  | 2018-04-10 | Operating | 643 | GT10 (64) | 56964 GT10 | 64 | Y
NJ | Bayonne Energy Center | 56964 | GT2 |  | 2023 | ARP, CSNOX, CSOSG3, CSSO2G1, RGGI | 500625 | 2 |  | Hudson County | NJ017 | 17 | Electric Utility | 40.6529 | -74.0916 | Bayonne Energy Center, LLC (Owner),Bayonne Energy Center, LLC (Operator) | Phase 2 |  | Combustion turbine | Pipeline Natural Gas | Diesel Oil |  | Water Injection,Ammonia Injection,Selective Catalytic Reduction |  |  | 2012-01-26 | Operating | 603 | GT2 (64) | 56964 GT2 | 64 | Y
NJ | Bayonne Energy Center | 56964 | GT3 |  | 2023 | ARP, CSNOX, CSOSG3, CSSO2G1, RGGI | 500625 | 2 |  | Hudson County | NJ017 | 17 | Electric Utility | 40.6529 | -74.0916 | Bayonne Energy Center, LLC (Owner),Bayonne Energy Center, LLC (Operator) | Phase 2 |  | Combustion turbine | Pipeline Natural Gas | Diesel Oil |  | Water Injection,Ammonia Injection,Selective Catalytic Reduction |  |  | 2012-02-22 | Operating | 603 | GT3 (64) | 56964 GT3 | 64 | Y
NJ | Bayonne Energy Center | 56964 | GT4 |  | 2023 | ARP, CSNOX, CSOSG3, CSSO2G1, RGGI | 500625 | 2 |  | Hudson County | NJ017 | 17 | Electric Utility | 40.6529 | -74.0916 | Bayonne Energy Center, LLC (Owner),Bayonne Energy Center, LLC (Operator) | Phase 2 |  | Combustion turbine | Pipeline Natural Gas | Diesel Oil |  | Water Injection,Ammonia Injection,Selective Catalytic Reduction |  |  | 2012-02-21 | Operating | 603 | GT4 (64) | 56964 GT4 | 64 | Y
NJ | Bayonne Energy Center | 56964 | GT5 |  | 2023 | ARP, CSNOX, CSOSG3, CSSO2G1, RGGI | 500625 | 2 |  | Hudson County | NJ017 | 17 | Electric Utility | 40.6529 | -74.0916 | Bayonne Energy Center, LLC (Owner),Bayonne Energy Center, LLC (Operator) | Phase 2 |  | Combustion turbine | Pipeline Natural Gas | Diesel Oil |  | Water Injection,Ammonia Injection,Selective Catalytic Reduction |  |  | 2012-03-13 | Operating | 603 | GT5 (64) | 56964 GT5 | 64 | Y
NJ | Bayonne Energy Center | 56964 | GT6 |  | 2023 | ARP, CSNOX, CSOSG3, CSSO2G1, RGGI | 500625 | 2 |  | Hudson County | NJ017 | 17 | Electric Utility | 40.6529 | -74.0916 | Bayonne Energy Center, LLC (Owner),Bayonne Energy Center, LLC (Operator) | Phase 2 |  | Combustion turbine | Pipeline Natural Gas | Diesel Oil |  | Water Injection,Ammonia Injection,Selective Catalytic Reduction |  |  | 2012-03-14 | Operating | 603 | GT6 (64) | 56964 GT6 | 64 | Y
NJ | Bayonne Energy Center | 56964 | GT7 |  | 2023 | ARP, CSNOX, CSOSG3, CSSO2G1, RGGI | 500625 | 2 |  | Hudson County | NJ017 | 17 | Electric Utility | 40.6529 | -74.0916 | Bayonne Energy Center, LLC (Owner),Bayonne Energy Center, LLC (Operator) | Phase 2 |  | Combustion turbine | Pipeline Natural Gas | Diesel Oil |  | Water Injection,Ammonia Injection,Selective Catalytic Reduction |  |  | 2012-03-25 | Operating | 603 | GT7 (64) | 56964 GT7 | 64 | Y
NJ | Bayonne Energy Center | 56964 | GT8 |  | 2023 | ARP, CSNOX, CSOSG3, CSSO2G1, RGGI | 500625 | 2 |  | Hudson County | NJ017 | 17 | Electric Utility | 40.6529 | -74.0916 | Bayonne Energy Center, LLC (Owner),Bayonne Energy Center, LLC (Operator) | Phase 2 |  | Combustion turbine | Pipeline Natural Gas | Diesel Oil |  | Water Injection,Ammonia Injection,Selective Catalytic Reduction |  |  | 2012-04-11 | Operating | 603 | GT8 (64) | 56964 GT8 | 64 | Y
NJ | Bayonne Energy Center | 56964 | GT9 |  | 2023 | ARP, CSNOX, CSOSG3, CSSO2G1, RGGI | 500625 | 2 |  | Hudson County | NJ017 | 17 | Electric Utility | 40.6529 | -74.0916 | Bayonne Energy Center, LLC (Owner),Bayonne Energy Center, LLC (Operator) | Phase 2 |  | Combustion turbine | Pipeline Natural Gas | Diesel Oil |  | Water Injection,Ammonia Injection,Selective Catalytic Reduction |  |  | 2018-04-11 | Operating | 643 | GT9 (64) | 56964 GT9 | 64 | Y
CO | Pueblo Airport Generating Station | 56998 | CT01 |  | 2023 | ARP | 609425 (Ended Jul 14, 2023), 610711 (Started Jul 14, 2023) | 8 |  | Pueblo County | CO101 | 101 | Electric Utility | 38.322 | -104.533 | Black Hills Corporation (Owner),Black Hills Corporation (Operator) | Phase 2 |  | Combustion turbine | Pipeline Natural Gas |  |  | Water Injection,Selective Catalytic Reduction |  |  | 2011-09-29 | Operating | 875 | GT1 (100) | 56998 CT01 | 100 | Y
CO | Pueblo Airport Generating Station | 56998 | CT02 |  | 2023 | ARP | 609425 (Ended Jul 14, 2023), 610711 (Started Jul 14, 2023) | 8 |  | Pueblo County | CO101 | 101 | Electric Utility | 38.322 | -104.533 | Black Hills Corporation (Owner),Black Hills Corporation (Operator) | Phase 2 |  | Combustion turbine | Pipeline Natural Gas |  |  | Water Injection,Selective Catalytic Reduction |  |  | 2011-10-04 | Operating | 875 | GT2 (100) | 56998 CT02 | 100 | Y
CO | Pueblo Airport Generating Station | 56998 | CT04 |  | 2023 | ARP | 609425 (Ended Jul 14, 2023), 610711 (Started Jul 14, 2023) | 8 |  | Pueblo County | CO101 | 101 | Electric Utility | 38.322 | -104.533 | Black Hills Corporation (Owner),Black Hills Corporation (Operator) | Phase 2 |  | Combined cycle | Pipeline Natural Gas |  |  | Water Injection,Selective Catalytic Reduction |  |  | 2011-09-27 | Operating | 418 | 4 (40), 43 (20) | 56998 CT04 | 50 | Y
CO | Pueblo Airport Generating Station | 56998 | CT05 |  | 2023 | ARP | 609425 (Ended Jul 14, 2023), 610711 (Started Jul 14, 2023) | 8 |  | Pueblo County | CO101 | 101 | Electric Utility | 38.322 | -104.533 | Black Hills Corporation (Owner),Black Hills Corporation (Operator) | Phase 2 |  | Combined cycle | Pipeline Natural Gas |  |  | Water Injection,Selective Catalytic Reduction |  |  | 2011-09-29 | Operating | 418 | 43 (20), 5 (40) | 56998 CT05 | 50 | Y
CO | Pueblo Airport Generating Station | 56998 | CT06 |  | 2023 | ARP | 609425 (Ended Jul 14, 2023), 610711 (Started Jul 14, 2023) | 8 |  | Pueblo County | CO101 | 101 | Electric Utility | 38.322 | -104.533 | Black Hills Corporation (Owner),Black Hills Corporation (Operator) | Phase 2 |  | Combined cycle | Pipeline Natural Gas |  |  | Water Injection,Selective Catalytic Reduction |  |  | 2011-10-24 | Operating | 418 | 6 (40), 53 (20) | 56998 CT06 | 50 | Y
CO | Pueblo Airport Generating Station | 56998 | CT07 |  | 2023 | ARP | 609425 (Ended Jul 14, 2023), 610711 (Started Jul 14, 2023) | 8 |  | Pueblo County | CO101 | 101 | Electric Utility | 38.322 | -104.533 | Black Hills Corporation (Owner),Black Hills Corporation (Operator) | Phase 2 |  | Combined cycle | Pipeline Natural Gas |  |  | Water Injection,Selective Catalytic Reduction |  |  | 2011-10-24 | Operating | 418 | 7 (40), 53 (20) | 56998 CT07 | 50 | Y
CO | Pueblo Airport Generating Station | 56998 | CT08 |  | 2023 | ARP | 609425 (Ended Jul 14, 2023), 610711 (Started Jul 14, 2023) | 8 |  | Pueblo County | CO101 | 101 | Electric Utility | 38.322 | -104.533 | Black Hills/Colorado Electric Utility Company, LP (Owner),Black Hills Electric Generation, LLC (Operator) | Phase 2 |  | Combustion turbine | Pipeline Natural Gas |  |  | Selective Catalytic Reduction |  |  | 2016-11-28 | Operating | 375 | 8 (40) | 56998 CT08 | 40 | Y
CA | El Cajon Energy Center | 57001 | 1 |  | 2023 | ARP | 601499 | 9 |  | San Diego County | CA073 | 73 | Electric Utility | 32.7971 | -116.972 | El Cajon Energy, LLC (Owner),El Cajon Energy, LLC (Operator) | Phase 2 |  | Combustion turbine | Pipeline Natural Gas |  |  | Water Injection,Selective Catalytic Reduction |  |  | 2010-06-01 | Operating | 500 | GEN1 (49.9) | 57001 1 | 49.9 | Y
CA | Canyon Power Plant | 57027 | 1 |  | 2023 | ARP | 610066 | 9 |  | Orange County | CA059 | 59 | Electric Utility | 33.8581 | -117.8616 | Southern California Public Power Authority (Owner),City of Anaheim (Operator) | Phase 2 |  | Combustion turbine | Pipeline Natural Gas |  |  | Water Injection,Ammonia Injection |  |  | 2011-07-29 | Operating | 510 | 1 (50) | 57027 1 | 50
CA | Canyon Power Plant | 57027 | 2 |  | 2023 | ARP | 610066 | 9 |  | Orange County | CA059 | 59 | Electric Utility | 33.8581 | -117.8616 | Southern California Public Power Authority (Owner),City of Anaheim (Operator) | Phase 2 |  | Combustion turbine | Pipeline Natural Gas |  |  | Water Injection,Ammonia Injection |  |  | 2011-07-16 | Operating | 510 | 2 (50) | 57027 2 | 50
CA | Canyon Power Plant | 57027 | 3 |  | 2023 | ARP | 610066 | 9 |  | Orange County | CA059 | 59 | Electric Utility | 33.8581 | -117.8616 | Southern California Public Power Authority (Owner),City of Anaheim (Operator) | Phase 2 |  | Combustion turbine | Pipeline Natural Gas |  |  | Water Injection,Ammonia Injection |  |  | 2011-05-25 | Operating | 520 | 3 (50) | 57027 3 | 50
CA | Canyon Power Plant | 57027 | 4 |  | 2023 | ARP | 610066 | 9 |  | Orange County | CA059 | 59 | Electric Utility | 33.8581 | -117.8616 | Southern California Public Power Authority (Owner),City of Anaheim (Operator) | Phase 2 |  | Combustion turbine | Pipeline Natural Gas |  |  | Water Injection,Ammonia Injection |  |  | 2011-05-23 | Operating | 510 | 4 (50) | 57027 4 | 50
ID | Langley Gulch Power Plant | 57028 | CT1 |  | 2023 | ARP | 608322 (Ended Oct 31, 2023), 609418 (Started Oct 31, 2023) | 10 |  | Payette County | ID075 | 75 | Electric Utility | 43.9046 | -116.8181 | Idaho Power Company (Owner),Idaho Power Company (Operator) | Phase 2 |  | Combined cycle | Pipeline Natural Gas |  |  | Dry Low NOx Burners,Selective Catalytic Reduction |  |  | 2012-04-13 | Operating | 2377 | STG (131), GTG (187) | 57028 CT1 | 318 | Y
NC | Cleveland County Generating Facility | 57029 | ES1 |  | 2023 | ARP, CSNOX, CSSO2G1, SIPNOX | 602440 (Ended Oct 24, 2023), 610766 (Started Oct 24, 2023) | 4 |  | Cleveland County | NC045 | 45 | Electric Utility | 35.1706 | -81.4161 | Southern Power Company (Owner),Southern Power Company (Operator) | Phase 2 |  | Combustion turbine | Pipeline Natural Gas | Diesel Oil |  | Dry Low NOx Burners,Water Injection |  |  | 2012-07-10 | Operating | 2210 | ES1 (190) | 57029 ES1 | 190
NC | Cleveland County Generating Facility | 57029 | ES2 |  | 2023 | ARP, CSNOX, CSSO2G1, SIPNOX | 602440 (Ended Oct 24, 2023), 610766 (Started Oct 24, 2023) | 4 |  | Cleveland County | NC045 | 45 | Electric Utility | 35.1706 | -81.4161 | Southern Power Company (Owner),Southern Power Company (Operator) | Phase 2 |  | Combustion turbine | Pipeline Natural Gas | Diesel Oil |  | Dry Low NOx Burners,Water Injection |  |  | 2012-08-07 | Operating | 2210 | ES2 (190) | 57029 ES2 | 190
NC | Cleveland County Generating Facility | 57029 | ES3 |  | 2023 | ARP, CSNOX, CSSO2G1, SIPNOX | 602440 (Ended Oct 24, 2023), 610766 (Started Oct 24, 2023) | 4 |  | Cleveland County | NC045 | 45 | Electric Utility | 35.1706 | -81.4161 | Southern Power Company (Owner),Southern Power Company (Operator) | Phase 2 |  | Combustion turbine | Pipeline Natural Gas | Diesel Oil |  | Dry Low NOx Burners,Water Injection |  |  | 2012-09-11 | Operating | 2210 | ES3 (190) | 57029 ES3 | 190
NC | Cleveland County Generating Facility | 57029 | ES4 |  | 2023 | ARP, CSNOX, CSSO2G1, SIPNOX | 602440 (Ended Oct 24, 2023), 610766 (Started Oct 24, 2023) | 4 |  | Cleveland County | NC045 | 45 | Electric Utility | 35.1706 | -81.4161 | Southern Power Company (Owner),Southern Power Company (Operator) | Phase 2 |  | Combustion turbine | Pipeline Natural Gas | Diesel Oil |  | Dry Low NOx Burners,Water Injection |  |  | 2012-10-09 | Operating | 2210 | ES4 (190) | 57029 ES4 | 190
MS | David M Ratcliffe | 57037 | AB-001 |  | 2023 | ARP, CSOSG2 | 610389 | 4 |  | Kemper County | MS069 | 69 | Electric Utility | 32.6538 | -88.7574 | Mississippi Power Company (Owner),Mississippi Power Company (Operator) | Phase 2 |  | Combined cycle | Pipeline Natural Gas |  |  | Selective Catalytic Reduction |  |  | 2013-09-07 | Operating | 3175 | 1A (235.5), 1C (369) | 57037 AB-001 | 420 | Y
MS | David M Ratcliffe | 57037 | AB-002 |  | 2023 | ARP, CSOSG2 | 610389 | 4 |  | Kemper County | MS069 | 69 | Electric Utility | 32.6538 | -88.7574 | Mississippi Power Company (Owner),Mississippi Power Company (Operator) | Phase 2 |  | Combined cycle | Pipeline Natural Gas |  |  | Selective Catalytic Reduction |  |  | 2013-09-12 | Operating | 3175 | 1B (235.5), 1C (369) | 57037 AB-002 | 420 | Y
CA | Ivanpah 2 | 57073 | BLR1 |  | 2023 | ARP | 604888 | 9 |  | San Bernardino County | CA071 | 71 | Electric Utility | 35.5561 | -115.4686 | Solar Partners I, LLC (Owner),NRG Energy, Inc (Operator) | Phase 2 |  | Other boiler | Pipeline Natural Gas | [5 empty] | 2013-12-14 | Operating | 249 | ST1 (133.4) | 57073 BLR1 | 133.4
CA | Ivanpah 1 | 57074 | BLR1 |  | 2023 | ARP | 604888 | 9 |  | San Bernardino County | CA071 | 71 | Electric Utility | 35.5356 | -115.4515 | Solar Partners II, LLC (Owner),NRG Energy, Inc (Operator) | Phase 2 |  | Other boiler | Pipeline Natural Gas | [5 empty] | 2013-09-20 | Operating | 249 | ST1 (126) | 57074 BLR1 | 126
CA | Ivanpah 3 | 57075 | BLR1 |  | 2023 | ARP | 604888 | 9 |  | San Bernardino County | CA071 | 71 | Electric Utility | 35.5808 | -115.4825 | Solar Partners VIII, LLC (Owner),NRG Energy, Inc (Operator) | Phase 2 |  | Other boiler | Pipeline Natural Gas | [5 empty] | 2013-12-06 | Operating | 249 | ST1 (133.4) | 57075 BLR1 | 133.4
NY | Cricket Valley Energy Center | 57185 | U001 |  | 2023 | ARP, CSNOX, CSOSG3, CSSO2G1, NSPS4T, RGGI | 608730 | 2 |  | Dutchess County | NY027 | 27 | Electric Utility | 41.6762 | -73.5806 | Cricket Valley Energy Center LLC (Owner),Cricket Valley Energy Center LLC (Operator) | Phase 2 |  | Combined cycle | Pipeline Natural Gas |  |  | Dry Low NOx Burners,Selective Catalytic Reduction |  |  | 2019-10-25 | Operating | 2800 | CT1 (236.3), ST1 (174.3) | 57185 U001 | 410.6 | Y
NY | Cricket Valley Energy Center | 57185 | U002 |  | 2023 | ARP, CSNOX, CSOSG3, CSSO2G1, NSPS4T, RGGI | 608730 | 2 |  | Dutchess County | NY027 | 27 | Electric Utility | 41.6762 | -73.5806 | Cricket Valley Energy Center LLC (Owner),Cricket Valley Energy Center LLC (Operator) | Phase 2 |  | Combined cycle | Pipeline Natural Gas |  |  | Dry Low NOx Burners,Selective Catalytic Reduction |  |  | 2019-11-21 | Operating | 2800 | CT2 (236.3), ST2 (174.3) | 57185 U002 | 410.6 | Y
NY | Cricket Valley Energy Center | 57185 | U003 |  | 2023 | ARP, CSNOX, CSOSG3, CSSO2G1, NSPS4T, RGGI | 608730 | 2 |  | Dutchess County | NY027 | 27 | Electric Utility | 41.6762 | -73.5806 | Cricket Valley Energy Center LLC (Owner),Cricket Valley Energy Center LLC (Operator) | Phase 2 |  | Combined cycle | Pipeline Natural Gas |  |  | Dry Low NOx Burners,Selective Catalytic Reduction |  |  | 2020-03-03 | Operating | 2800 | ST3 (174.3), CT3 (236.3) | 57185 U003 | 410.6 | Y
FL | Deerhaven Renewable Energy Center | 57241 | BFB1 |  | 2023 | ARP | 605542 | 4 | FRCC | Alachua County | FL001 | 1 | Electric Utility | 29.7675 | -82.3964 | Gainesville Regional Utilities (Owner),Gainesville Regional Utilities (Operator) | Phase 2 |  | Bubbling fluidized bed boiler | Wood |  |  | Selective Catalytic Reduction | Baghouse |  | 2013-08-16 | Operating | 1673.7 | 1 (116.1) | 57241 BFB1 | 116.1 | Y
CA | Marsh Landing Generating Station | 57267 | 1 |  | 2023 | ARP | 609364 | 9 |  | Contra Costa County | CA013 | 13 | Electric Utility | 38.0171 | -121.7651 | NRG Marsh Landing LLC (Owner),NRG Energy, Inc (Operator) | Phase 2 |  | Combustion turbine | Pipeline Natural Gas |  |  | Dry Low NOx Burners,Selective Catalytic Reduction |  |  | 2012-12-07 | Operating | 2202 | 1 (207) | 57267 1 | 207 | Y
CA | Marsh Landing Generating Station | 57267 | 2 |  | 2023 | ARP | 609364 | 9 |  | Contra Costa County | CA013 | 13 | Electric Utility | 38.0171 | -121.7651 | NRG Marsh Landing LLC (Owner),NRG Energy, Inc (Operator) | Phase 2 |  | Combustion turbine | Pipeline Natural Gas |  |  | Dry Low NOx Burners,Selective Catalytic Reduction |  |  | 2013-01-04 | Operating | 2202 | 2 (207) | 57267 2 | 207 | Y
CA | Marsh Landing Generating Station | 57267 | 3 |  | 2023 | ARP | 609364 | 9 |  | Contra Costa County | CA013 | 13 | Electric Utility | 38.0171 | -121.7651 | NRG Marsh Landing LLC (Owner),NRG Energy, Inc (Operator) | Phase 2 |  | Combustion turbine | Pipeline Natural Gas |  |  | Dry Low NOx Burners,Selective Catalytic Reduction |  |  | 2013-03-04 | Operating | 2202 | 3 (207) | 57267 3 | 207 | Y
CA | Marsh Landing Generating Station | 57267 | 4 |  | 2023 | ARP | 609364 | 9 |  | Contra Costa County | CA013 | 13 | Electric Utility | 38.0171 | -121.7651 | NRG Marsh Landing LLC (Owner),NRG Energy, Inc (Operator) | Phase 2 |  | Combustion turbine | Pipeline Natural Gas |  |  | Dry Low NOx Burners,Selective Catalytic Reduction |  |  | 2013-02-26 | Operating | 2202 | 4 (207) | 57267 4 | 207 | Y
DE | Garrison Energy Center | 57349 | 1 |  | 2023 | ARP, RGGI, SIPNOX | 608683 | 3 |  | Kent County | DE001 | 1 | Electric Utility | 39.1882 | -75.4999 | Garrison Energy Center, LLC (Owner),IHI Power Services Corporation (Operator) | Phase 2 |  | Combined cycle | Pipeline Natural Gas | Diesel Oil |  | Dry Low NOx Burners,Selective Catalytic Reduction |  |  | 2015-04-30 | Operating | 2272 | STG2 (126), CTG1 (235) | 57349 1 | 361 | Y
CA | Sentinel Energy Center, LLC | 57482 | 1 |  | 2023 | ARP | 2321 | 9 |  | Riverside County | CA065 | 65 | Electric Utility | 33.9366 | -116.5722 | CPV Sentinel, LLC (Owner),CPV Sentinel, LLC (Operator) | Phase 2 |  | Combustion turbine | Pipeline Natural Gas |  |  | Water Injection,Selective Catalytic Reduction |  |  | 2013-01-09 | Operating | 961.4 | CTG1 (108) | 57482 1 | 108 | Y
CA | Sentinel Energy Center, LLC | 57482 | 2 |  | 2023 | ARP | 2321 | 9 |  | Riverside County | CA065 | 65 | Electric Utility | 33.9366 | -116.5722 | CPV Sentinel, LLC (Owner),CPV Sentinel, LLC (Operator) | Phase 2 |  | Combustion turbine | Pipeline Natural Gas |  |  | Water Injection,Selective Catalytic Reduction |  |  | 2013-01-11 | Operating | 929.7 | CTG2 (108) | 57482 2 | 108 | Y
CA | Sentinel Energy Center, LLC | 57482 | 3 |  | 2023 | ARP | 2321 | 9 |  | Riverside County | CA065 | 65 | Electric Utility | 33.9366 | -116.5722 | CPV Sentinel, LLC (Owner),CPV Sentinel, LLC (Operator) | Phase 2 |  | Combustion turbine | Pipeline Natural Gas |  |  | Water Injection,Selective Catalytic Reduction |  |  | 2013-01-21 | Operating | 944.1 | CTG3 (108) | 57482 3 | 108 | Y
CA | Sentinel Energy Center, LLC | 57482 | 4 |  | 2023 | ARP | 2321 | 9 |  | Riverside County | CA065 | 65 | Electric Utility | 33.9366 | -116.5722 | CPV Sentinel, LLC (Owner),CPV Sentinel, LLC (Operator) | Phase 2 |  | Combustion turbine | Pipeline Natural Gas |  |  | Water Injection,Selective Catalytic Reduction |  |  | 2013-02-02 | Operating | 891.7 | CTG4 (108) | 57482 4 | 108 | Y
CA | Sentinel Energy Center, LLC | 57482 | 5 |  | 2023 | ARP | 2321 | 9 |  | Riverside County | CA065 | 65 | Electric Utility | 33.9366 | -116.5722 | CPV Sentinel, LLC (Owner),CPV Sentinel, LLC (Operator) | Phase 2 |  | Combustion turbine | Pipeline Natural Gas |  |  | Water Injection,Selective Catalytic Reduction |  |  | 2013-02-05 | Operating | 891.7 | CTG5 (108) | 57482 5 | 108 | Y
CA | Sentinel Energy Center, LLC | 57482 | 6 |  | 2023 | ARP | 2321 | 9 |  | Riverside County | CA065 | 65 | Electric Utility | 33.9366 | -116.5722 | CPV Sentinel, LLC (Owner),CPV Sentinel, LLC (Operator) | Phase 2 |  | Combustion turbine | Pipeline Natural Gas |  |  | Water Injection,Selective Catalytic Reduction |  |  | 2013-02-17 | Operating | 891.7 | CTG6 (108) | 57482 6 | 108 | Y
CA | Sentinel Energy Center, LLC | 57482 | 7 |  | 2023 | ARP | 2321 | 9 |  | Riverside County | CA065 | 65 | Electric Utility | 33.9366 | -116.5722 | CPV Sentinel, LLC (Owner),CPV Sentinel, LLC (Operator) | Phase 2 |  | Combustion turbine | Pipeline Natural Gas |  |  | Water Injection,Selective Catalytic Reduction |  |  | 2013-03-09 | Operating | 891.7 | CTG7 (108) | 57482 7 | 108 | Y
CA | Sentinel Energy Center, LLC | 57482 | 8 |  | 2023 | ARP | 2321 | 9 |  | Riverside County | CA065 | 65 | Electric Utility | 33.9366 | -116.5722 | CPV Sentinel, LLC (Owner),CPV Sentinel, LLC (Operator) | Phase 2 |  | Combustion turbine | Pipeline Natural Gas |  |  | Water Injection,Selective Catalytic Reduction |  |  | 2013-03-23 | Operating | 891.7 | CTG8 (108) | 57482 8 | 108 | Y
CA | Mariposa Energy Project | 57483 | GT-1 |  | 2023 | ARP | 607964 (Ended Apr 20, 2023), 606341 (Started Apr 20, 2023) | 9 |  | Alameda County | CA001 | 1 | Electric Utility | 37.7965 | -121.6049 | Mariposa Energy, Limited Liability Corporation (Owner),Mariposa Energy, Limited Liability Corporation (Operator) | Phase 2 |  | Combustion turbine | Pipeline Natural Gas |  |  | Selective Catalytic Reduction |  |  | 2012-06-13 | Operating | 481 | CTG1 (49.87) | 57483 GT-1 | 49.87 | Y
CA | Mariposa Energy Project | 57483 | GT-2 |  | 2023 | ARP | 607964 (Ended Apr 20, 2023), 606341 (Started Apr 20, 2023) | 9 |  | Alameda County | CA001 | 1 | Electric Utility | 37.7965 | -121.6049 | Mariposa Energy, Limited Liability Corporation (Owner),Mariposa Energy, Limited Liability Corporation (Operator) | Phase 2 |  | Combustion turbine | Pipeline Natural Gas |  |  | Selective Catalytic Reduction |  |  | 2012-06-12 | Operating | 481 | CTG2 (49.87) | 57483 GT-2 | 49.87 | Y
CA | Mariposa Energy Project | 57483 | GT-3 |  | 2023 | ARP | 607964 (Ended Apr 20, 2023), 606341 (Started Apr 20, 2023) | 9 |  | Alameda County | CA001 | 1 | Electric Utility | 37.7965 | -121.6049 | Mariposa Energy, Limited Liability Corporation (Owner),Mariposa Energy, Limited Liability Corporation (Operator) | Phase 2 |  | Combustion turbine | Pipeline Natural Gas |  |  | Selective Catalytic Reduction |  |  | 2012-06-08 | Operating | 481 | CTG3 (49.87) | 57483 GT-3 | 49.87 | Y
CA | Mariposa Energy Project | 57483 | GT-4 |  | 2023 | ARP | 607964 (Ended Apr 20, 2023), 606341 (Started Apr 20, 2023) | 9 |  | Alameda County | CA001 | 1 | Electric Utility | 37.7965 | -121.6049 | Mariposa Energy, Limited Liability Corporation (Owner),Mariposa Energy, Limited Liability Corporation (Operator) | Phase 2 |  | Combustion turbine | Pipeline Natural Gas |  |  | Selective Catalytic Reduction |  |  | 2012-06-14 | Operating | 481 | CTG4 (49.87) | 57483 GT-4 | 49.87 | Y
CA | Walnut Creek Energy Park | 57515 | GT1 |  | 2023 | ARP | 609365 | 9 |  | Los Angeles County | CA037 | 37 | Electric Utility | 34.0078 | -117.9425 | Walnut Creek Energy, LLC (Owner),Walnut Creek Energy, LLC (Operator) | Phase 2 |  | Combustion turbine | Pipeline Natural Gas |  |  | Water Injection,Selective Catalytic Reduction |  |  | 2012-12-31 | Operating | 891.7 | GT1 (100) | 57515 GT1 | 100 | Y
CA | Walnut Creek Energy Park | 57515 | GT2 |  | 2023 | ARP | 609365 | 9 |  | Los Angeles County | CA037 | 37 | Electric Utility | 34.0078 | -117.9425 | Walnut Creek Energy, LLC (Owner),Walnut Creek Energy, LLC (Operator) | Phase 2 |  | Combustion turbine | Pipeline Natural Gas |  |  | Water Injection,Selective Catalytic Reduction |  |  | 2013-01-12 | Operating | 891.7 | GT2 (100) | 57515 GT2 | 100 | Y
CA | Walnut Creek Energy Park | 57515 | GT3 |  | 2023 | ARP | 609365 | 9 |  | Los Angeles County | CA037 | 37 | Electric Utility | 34.0078 | -117.9425 | Walnut Creek Energy, LLC (Owner),Walnut Creek Energy, LLC (Operator) | Phase 2 |  | Combustion turbine | Pipeline Natural Gas |  |  | Water Injection,Selective Catalytic Reduction |  |  | 2013-02-09 | Operating | 891.7 | GT3 (100) | 57515 GT3 | 100 | Y
CA | Walnut Creek Energy Park | 57515 | GT4 |  | 2023 | ARP | 609365 | 9 |  | Los Angeles County | CA037 | 37 | Electric Utility | 34.0078 | -117.9425 | Walnut Creek Energy, LLC (Owner),Walnut Creek Energy, LLC (Operator) | Phase 2 |  | Combustion turbine | Pipeline Natural Gas |  |  | Water Injection,Selective Catalytic Reduction |  |  | 2013-02-09 | Operating | 891.7 | GT4 (100) | 57515 GT4 | 100 | Y
CA | Walnut Creek Energy Park | 57515 | GT5 |  | 2023 | ARP | 609365 | 9 |  | Los Angeles County | CA037 | 37 | Electric Utility | 34.0078 | -117.9425 | Walnut Creek Energy, LLC (Owner),Walnut Creek Energy, LLC (Operator) | Phase 2 |  | Combustion turbine | Pipeline Natural Gas |  |  | Water Injection,Selective Catalytic Reduction |  |  | 2013-03-08 | Operating | 891.7 | GT5 (100) | 57515 GT5 | 100 | Y
CA | Pio Pico Energy Center LLC | 57555 | CTG1 |  | 2023 | ARP | 603492 | 9 |  | San Diego County | CA073 | 73 | Electric Utility | 32.5739 | -116.9178 | Pio Pico Energy Center LLC (Owner),Pio Pico Energy Center LLC (Operator) | Phase 2 |  | Combustion turbine | Pipeline Natural Gas |  |  | Water Injection,Selective Catalytic Reduction |  |  | 2016-08-06 | Operating | 1000 | CTG1 (106) | 57555 CTG1 | 106 | Y
CA | Pio Pico Energy Center LLC | 57555 | CTG2 |  | 2023 | ARP | 603492 | 9 |  | San Diego County | CA073 | 73 | Electric Utility | 32.5739 | -116.9178 | Pio Pico Energy Center LLC (Owner),Pio Pico Energy Center LLC (Operator) | Phase 2 |  | Combustion turbine | Pipeline Natural Gas |  |  | Water Injection,Selective Catalytic Reduction |  |  | 2016-07-22 | Operating | 1000 | CTG2 (106) | 57555 CTG2 | 106 | Y
CA | Pio Pico Energy Center LLC | 57555 | CTG3 |  | 2023 | ARP | 603492 | 9 |  | San Diego County | CA073 | 73 | Electric Utility | 32.5739 | -116.9178 | Pio Pico Energy Center LLC (Owner),Pio Pico Energy Center LLC (Operator) | Phase 2 |  | Combustion turbine | Pipeline Natural Gas |  |  | Water Injection,Selective Catalytic Reduction |  |  | 2016-07-03 | Operating | 1000 | CTG3 (106) | 57555 CTG3 | 106 | Y
CA | Algonquin Power Sanger | 57564 | 8 |  | 2023 | ARP | 607688 | 9 |  | Fresno County | CA019 | 19 | Electric Utility | 36.6842 | -119.5522 | Algonquin Power Sanger, LLC (Owner),Algonquin Power Sanger, LLC (Operator) | Phase 2 |  | Combined cycle | Pipeline Natural Gas |  |  | Water Injection,Selective Catalytic Reduction |  |  | 2007-12-01 | Operating | 430 | STG2 (12.5), CTG (49) | 57564 8 | 61.5 | Y
WY | Cheyenne Prairie Generating Station | 57703 | CT01 |  | 2023 | ARP | 609425 (Ended Jul 14, 2023), 610711 (Started Jul 14, 2023) | 8 |  | Laramie County | WY021 | 21 | Electric Utility | 41.1229 | -104.7214 | Cheyenne Light, Fuel and Power (Owner),Black Hills Service Company LLC (Operator) | Phase 2 |  | Combined cycle | Pipeline Natural Gas |  |  | Dry Low NOx Burners,Selective Catalytic Reduction |  |  | 2014-08-30 | Operating | 406 | 01C (20), 01A (40) | 57703 CT01 | 50 | Y
WY | Cheyenne Prairie Generating Station | 57703 | CT02 |  | 2023 | ARP | 609425 (Ended Jul 14, 2023), 610711 (Started Jul 14, 2023) | 8 |  | Laramie County | WY021 | 21 | Electric Utility | 41.1229 | -104.7214 | Cheyenne Light, Fuel and Power (Owner),Black Hills Service Company LLC (Operator) | Phase 2 |  | Combined cycle | Pipeline Natural Gas |  |  | Dry Low NOx Burners,Selective Catalytic Reduction |  |  | 2014-09-04 | Operating | 406 | 01B (40), 01C (20) | 57703 CT02 | 50 | Y
WY | Cheyenne Prairie Generating Station | 57703 | CT03 |  | 2023 | ARP | 609425 (Ended Jul 14, 2023), 610711 (Started Jul 14, 2023) | 8 |  | Laramie County | WY021 | 21 | Electric Utility | 41.1229 | -104.7214 | Cheyenne Light, Fuel and Power (Owner),Black Hills Service Company LLC (Operator) | Phase 2 |  | Combustion turbine | Pipeline Natural Gas |  |  | Dry Low NOx Burners,Selective Catalytic Reduction |  |  | 2014-08-16 | Operating | 406 | 02A (40) | 57703 CT03 | 40 | Y
IN | St. Joseph Energy Center LLC | 57794 | CTG01A |  | 2023 | ARP, CSNOX, CSOSG3, CSSO2G1, NSPS4T | 603749 | 5 |  | St. Joseph County | IN141 | 141 | Electric Utility | 41.6996 | -86.4814 | St. Joseph Energy Center, LLC (Owner),St. Joseph Energy Center, LLC (Operator) | Phase 2 |  | Combined cycle | Pipeline Natural Gas |  |  | Dry Low NOx Burners,Selective Catalytic Reduction |  |  | 2017-12-29 | Operating | 2636 | CT1 (238), ST1 (260) | 57794 CTG01A | 368 | Y
IN | St. Joseph Energy Center LLC | 57794 | CTG01B |  | 2023 | ARP, CSNOX, CSOSG3, CSSO2G1, NSPS4T | 603749 | 5 |  | St. Joseph County | IN141 | 141 | Electric Utility | 41.6996 | -86.4814 | St. Joseph Energy Center, LLC (Owner),St. Joseph Energy Center, LLC (Operator) | Phase 2 |  | Combined cycle | Pipeline Natural Gas |  |  | Dry Low NOx Burners,Selective Catalytic Reduction |  |  | 2017-12-17 | Operating | 2636 | CT2 (238), ST1 (260) | 57794 CTG01B | 368 | Y
NJ | Woodbridge Energy Center | 57839 | 1 |  | 2023 | ARP, CSNOX, CSOSG3, CSSO2G1, RGGI | 610172 | 2 |  | Middlesex County | NJ023 | 23 | Electric Utility | 40.515 | -74.3192 | CPV Shore, LLC (Owner),CPV Shore, LLC (Operator) | Phase 2 |  | Combined cycle | Pipeline Natural Gas |  |  | Dry Low NOx Burners,Selective Catalytic Reduction |  |  | 2015-11-04 | Operating | 2807 | CT001 (222.7), ST001 (327.5) | 57839 1 | 386.45 | Y
NJ | Woodbridge Energy Center | 57839 | 2 |  | 2023 | ARP, CSNOX, CSOSG3, CSSO2G1, RGGI | 610172 | 2 |  | Middlesex County | NJ023 | 23 | Electric Utility | 40.515 | -74.3192 | CPV Shore, LLC (Owner),CPV Shore, LLC (Operator) | Phase 2 |  | Combined cycle | Pipeline Natural Gas |  |  | Dry Low NOx Burners,Selective Catalytic Reduction |  |  | 2015-10-25 | Operating | 2807 | ST001 (327.5), CT002 (222.7) | 57839 2 | 386.45 | Y
IN | Wabash River Highland Plant | 57842 | 1 |  | 2023 | ARP, CSNOX, CSOSG3, CSSO2G1 | 606531 (Ended Feb 22, 2023), 604752 (Started Feb 22, 2023) | 5 |  | Vigo County | IN167 | 167 | Electric Utility | 39.5326 | -87.4262 | Wabash Valley Power Alliance (Owner),NAES Corporation (Operator) | Table 1 | Phase 1 Group 1 | Combustion turbine | Pipeline Natural Gas |  |  | Dry Low NOx Burners |  |  | 1953-12-16 | Operating | 2200 | A (192) | 57842 1 | 192
TX | Antelope Elk Energy Center | 57865 | 1 |  | 2023 | ARP, CSOSG2 | 609443 (Ended Jun 21, 2023), 610698 (Started Jun 21, 2023) | 6 |  | Hale County | TX189 | 189 | Electric Utility | 33.8657 | -101.8437 | Golden Spread Electric Cooperative, Inc. (Owner),Golden Spread Electric Cooperative, Inc. (Operator) | Phase 2 |  | Combustion turbine | Pipeline Natural Gas |  |  | Dry Low NOx Burners |  |  | 2015-05-21 | Operating | 1941 | ELK1 (202) | 57865 1 | 202
TX | Antelope Elk Energy Center | 57865 | 2 |  | 2023 | ARP, CSOSG2 | 609443 (Ended Jun 21, 2023), 610698 (Started Jun 21, 2023) | 6 |  | Hale County | TX189 | 189 | Electric Utility | 33.8657 | -101.8437 | Golden Spread Electric Cooperative, Inc. (Owner),Golden Spread Electric Cooperative, Inc. (Operator) | Phase 2 |  | Combustion turbine | Pipeline Natural Gas |  |  | Dry Low NOx Burners |  |  | 2016-04-14 | Operating | 1941 | ELK2 (202) | 57865 2 | 202
TX | Antelope Elk Energy Center | 57865 | 3 |  | 2023 | ARP, CSOSG2 | 609443 (Ended Jun 21, 2023), 610698 (Started Jun 21, 2023) | 6 |  | Hale County | TX189 | 189 | Electric Utility | 33.8657 | -101.8437 | Golden Spread Electric Cooperative, Inc. (Owner),Golden Spread Electric Cooperative, Inc. (Operator) | Phase 2 |  | Combustion turbine | Pipeline Natural Gas |  |  | Dry Low NOx Burners |  |  | 2016-04-18 | Operating | 1941 | ELK3 (202) | 57865 3 | 202
ND | Pioneer Generating Station | 57881 | CT1 |  | 2023 | ARP | 609771 | 8 |  | Williams County | ND105 | 105 | Electric Utility | 48.2325 | -103.9528 | Basin Electric Power Cooperative (Owner),Basin Electric Power Cooperative (Operator) | Phase 2 |  | Combustion turbine | Pipeline Natural Gas |  |  | Water Injection,Selective Catalytic Reduction |  |  | 2013-07-27 | Operating | 460 | 01 (45.2) | 57881 CT1 | 45.2 | Y
ND | Pioneer Generating Station | 57881 | CT2 |  | 2023 | ARP | 609771 | 8 |  | Williams County | ND105 | 105 | Electric Utility | 48.2325 | -103.9528 | Basin Electric Power Cooperative (Owner),Basin Electric Power Cooperative (Operator) | Phase 2 |  | Combustion turbine | Pipeline Natural Gas |  |  | Water Injection,Selective Catalytic Reduction |  |  | 2013-12-21 | Operating | 460 | 02 (45.2) | 57881 CT2 | 45.2 | Y
ND | Pioneer Generating Station | 57881 | CT3 |  | 2023 | ARP | 609771 | 8 |  | Williams County | ND105 | 105 | Electric Utility | 48.2325 | -103.9528 | Basin Electric Power Cooperative (Owner),Basin Electric Power Cooperative (Operator) | Phase 2 |  | Combustion turbine | Pipeline Natural Gas |  |  | Water Injection,Selective Catalytic Reduction |  |  | 2014-02-04 | Operating | 451 | 03 (45.2) | 57881 CT3 | 45.2 | Y
ND | Lonesome Creek Station | 57943 | CT1 |  | 2023 | ARP | 609771 | 8 |  | McKenzie County | ND053 | 53 | Electric Utility | 47.7966 | -103.5783 | Basin Electric Power Cooperative (Owner),Basin Electric Power Cooperative (Operator) | Phase 2 |  | Combustion turbine | Pipeline Natural Gas |  |  | Dry Low NOx Burners,Selective Catalytic Reduction |  |  | 2013-10-24 | Operating | 495 | 01 (45.2) | 57943 CT1 | 45.2 | Y
ND | Lonesome Creek Station | 57943 | CT2 |  | 2023 | ARP | 609771 | 8 |  | McKenzie County | ND053 | 53 | Electric Utility | 47.7966 | -103.5783 | Basin Electric Power Cooperative (Owner),Basin Electric Power Cooperative (Operator) | Phase 2 |  | Combustion turbine | Pipeline Natural Gas |  |  | Dry Low NOx Burners,Selective Catalytic Reduction |  |  | 2014-12-23 | Operating | 495 | 02 (45.2) | 57943 CT2 | 45.2 | Y
ND | Lonesome Creek Station | 57943 | CT3 |  | 2023 | ARP | 609771 | 8 |  | McKenzie County | ND053 | 53 | Electric Utility | 47.7966 | -103.5783 | Basin Electric Power Cooperative (Owner),Basin Electric Power Cooperative (Operator) | Phase 2 |  | Combustion turbine | Pipeline Natural Gas |  |  | Dry Low NOx Burners,Selective Catalytic Reduction |  |  | 2014-12-23 | Operating | 495 | 03 (45.2) | 57943 CT3 | 45.2 | Y
ND | Lonesome Creek Station | 57943 | CT4 |  | 2023 | ARP | 609771 | 8 |  | McKenzie County | ND053 | 53 | Electric Utility | 47.7966 | -103.5783 | Basin Electric Power Cooperative (Owner),Basin Electric Power Cooperative (Operator) | Phase 2 |  | Combustion turbine | Pipeline Natural Gas |  |  | Dry Low NOx Burners,Selective Catalytic Reduction |  |  | 2016-04-03 | Operating | 495 | 04 (45.2) | 57943 CT4 | 45.2 | Y
ND | Lonesome Creek Station | 57943 | CT5 |  | 2023 | ARP | 609771 | 8 |  | McKenzie County | ND053 | 53 | Electric Utility | 47.7966 | -103.5783 | Basin Electric Power Cooperative (Owner),Basin Electric Power Cooperative (Operator) | Phase 2 |  | Combustion turbine | Pipeline Natural Gas |  |  | Dry Low NOx Burners,Selective Catalytic Reduction |  |  | 2016-04-07 | Operating | 495 | 05 (45.2) | 57943 CT5 | 45.2 | Y
ND | Lonesome Creek Station | 57943 | CT6 |  | 2023 | ARP | 609771 | 8 |  | McKenzie County | ND053 | 53 | Electric Utility | 47.7966 | -103.5783 | Basin Electric Power Cooperative (Owner),Basin Electric Power Cooperative (Operator) | Phase 2 |  | Combustion turbine | Pipeline Natural Gas |  |  | Dry Low NOx Burners,Selective Catalytic Reduction |  |  | 2021-08-04 | Operating | 495 | 06 (45.2) | 57943 CT6 | 45.2 | Y
CA | Lodi Energy Center | 57978 | CT1 |  | 2023 | ARP | 602222 (Ended Jan 26, 2023), 609556 (Started Jan 26, 2023) | 9 |  | San Joaquin County | CA077 | 77 | Electric Utility | 38.088 | -121.3867 | Northern California Power Agency (Owner),Northern California Power Agency (Operator) | Phase 2 |  | Combined cycle | Pipeline Natural Gas |  |  | Selective Catalytic Reduction |  |  | 2012-09-01 | Operating | 2250 | ST1 (130), CT1 (185) | 57978 CT1 | 315 | Y
TX | Temple Power Station | 58001 | CTG1 |  | 2023 | ARP, CSOSG2 | 604839 (Ended Jan 23, 2023), 606338 (Started Jan 23, 2023) | 6 | ERCOT | Bell County | TX027 | 27 | Electric Utility | 31.0558 | -97.3172 | Temple Generation I, LLC (Owner),PPG - O&M Panda Temple Power, LLC (Operator) (Ended Mar 17, 2023),Consolidated Asset Management Services, LLC (Operator) (Started Mar 17, 2023) | Phase 2 |  | Combined cycle | Pipeline Natural Gas |  |  | Dry Low NOx Burners,Selective Catalytic Reduction |  |  | 2014-05-05 | Operating | 3090 | CTG1 (232), STG1 (339.2) | 58001 CTG1 | 401.6 | Y
TX | Temple Power Station | 58001 | CTG2 |  | 2023 | ARP, CSOSG2 | 604839 (Ended Jan 23, 2023), 606338 (Started Jan 23, 2023) | 6 | ERCOT | Bell County | TX027 | 27 | Electric Utility | 31.0558 | -97.3172 | Temple Generation I, LLC (Owner),PPG - O&M Panda Temple Power, LLC (Operator) (Ended Mar 17, 2023),Consolidated Asset Management Services, LLC (Operator) (Started Mar 17, 2023) | Phase 2 |  | Combined cycle | Pipeline Natural Gas |  |  | Dry Low NOx Burners,Selective Catalytic Reduction |  |  | 2014-05-07 | Operating | 3090 | CTG2 (232), STG1 (339.2) | 58001 CTG2 | 401.6 | Y
TX | Temple Power Station | 58001 | CTG3 |  | 2023 | ARP, CSOSG2 | 604839 (Ended Jan 23, 2023), 606338 (Started Jan 23, 2023) | 6 | ERCOT | Bell County | TX027 | 27 | Electric Utility | 31.0558 | -97.3172 | CXA Temple 2, LLC (Owner),PPG - O&M Panda Temple Power, LLC (Operator) (Ended Mar 17, 2023),Consolidated Asset Management Services, LLC (Operator) (Started Mar 17, 2023) | Phase 2 |  | Combined cycle | Pipeline Natural Gas |  |  | Dry Low NOx Burners,Selective Catalytic Reduction |  |  | 2015-03-13 | Operating | 3090 | CTG3 (232), STG2 (339.2) | 58001 CTG3 | 401.6 | Y
TX | Temple Power Station | 58001 | CTG4 |  | 2023 | ARP, CSOSG2 | 604839 (Ended Jan 23, 2023), 606338 (Started Jan 23, 2023) | 6 | ERCOT | Bell County | TX027 | 27 | Electric Utility | 31.0558 | -97.3172 | CXA Temple 2, LLC (Owner),PPG - O&M Panda Temple Power, LLC (Operator) (Ended Mar 17, 2023),Consolidated Asset Management Services, LLC (Operator) (Started Mar 17, 2023) | Phase 2 |  | Combined cycle | Pipeline Natural Gas |  |  | Dry Low NOx Burners,Selective Catalytic Reduction |  |  | 2015-03-16 | Operating | 3000 | STG2 (339.2), CTG4 (232) | 58001 CTG4 | 401.6 | Y
TX | Rayburn Energy Station | 58005 | CTG1 |  | 2023 | ARP, CSOSG2 | 602364 (Ended Jul 11, 2023), 610704 (Started Jul 11, 2023) | 6 |  | Grayson County | TX181 | 181 | Electric Utility | 33.5756 | -96.6158 | Panda Sherman Power, LLC (Owner) (Ended Jun 21, 2023),Rayburn Energy Station LLC (Owner) (Started Jun 21, 2023),PPG - O&M Panda Sherman Power, LLC (Operator) (Ended Jun 21, 2023),NAES Corporation (Operator) (Started Jun 21, 2023) | Phase 2 |  | Combined cycle | Pipeline Natural Gas |  |  | Dry Low NOx Burners,Selective Catalytic Reduction |  |  | 2014-05-25 | Operating | 2944 | CTG1 (232), STG1 (339.2) | 58005 CTG1 | 401.6 | Y
TX | Rayburn Energy Station | 58005 | CTG2 |  | 2023 | ARP, CSOSG2 | 602364 (Ended Jul 11, 2023), 610704 (Started Jul 11, 2023) | 6 |  | Grayson County | TX181 | 181 | Electric Utility | 33.5756 | -96.6158 | Panda Sherman Power, LLC (Owner) (Ended Jun 21, 2023),Rayburn Energy Station LLC (Owner) (Started Jun 21, 2023),PPG - O&M Panda Sherman Power, LLC (Operator) (Ended Jun 21, 2023),NAES Corporation (Operator) (Started Jun 21, 2023) | Phase 2 |  | Combined cycle | Pipeline Natural Gas |  |  | Dry Low NOx Burners,Selective Catalytic Reduction |  |  | 2014-05-29 | Operating | 2944 | STG1 (339.2), CTG2 (232) | 58005 CTG2 | 401.6 | Y
NH | Burgess BioPower | 58054 | ST01 |  | 2023 | ARP | 608989 | 1 |  | Coos County | NH007 | 7 | Electric Utility | 44.4719 | -71.1753 | Berlin Station, LLC (Owner),Berlin Station, LLC (Operator) | Phase 2 |  | Bubbling fluidized bed boiler | Wood | Diesel Oil | Other | Selective Catalytic Reduction | Baghouse |  | 2013-10-25 | Operating | 1554.2 | ST01 (75) | 58054 ST01 | 75 | Y
NJ | Newark Energy Center | 58079 | U001 |  | 2023 | ARP, CSNOX, CSOSG3, CSSO2G1, RGGI | 603503 | 2 |  | Essex County | NJ013 | 13 | Electric Utility | 40.7082 | -74.1284 | Newark Energy Center, LLC (Owner),NAES Corporation (Operator) | Phase 2 |  | Combined cycle | Pipeline Natural Gas |  |  | Selective Catalytic Reduction |  |  | 2015-03-09 | Operating | 2531 | GT-1 (225), STG-1 (285) | 58079 U001 | 367.5 | Y
NJ | Newark Energy Center | 58079 | U002 |  | 2023 | ARP, CSNOX, CSOSG3, CSSO2G1, RGGI | 603503 | 2 |  | Essex County | NJ013 | 13 | Electric Utility | 40.7082 | -74.1284 | Newark Energy Center, LLC (Owner),NAES Corporation (Operator) | Phase 2 |  | Combined cycle | Pipeline Natural Gas |  |  | Selective Catalytic Reduction |  |  | 2015-03-22 | Operating | 2531 | STG-1 (285), GT-2 (225) | 58079 U002 | 367.5 | Y
CA | Delano Energy Center, LLC | 58122 | GEN1 |  | 2023 | ARP | 602281 | 9 |  | Tulare County | CA107 | 107 | Electric Utility | 35.7909 | -119.2945 | Delano Energy Center, LLC (Owner),Wellhead Services, Inc. (Operator) | Phase 2 |  | Combustion turbine | Pipeline Natural Gas |  |  | Water Injection,Selective Catalytic Reduction |  |  | 2012-11-09 | Operating | 500 | GEN1 (59.5) | 58122 GEN1 | 59.5 | Y
WI | Rothschild Biomass Cogeneration Facility | 58124 | 1 |  | 2023 | ARP, CSNOX, CSOSG3, CSSO2G1 | 605792 (Ended Oct 02, 2023), 610765 (Started Oct 02, 2023) | 5 |  | Marathon County | WI073 | 73 | Cogeneration | 44.8878 | -89.6298 | Wisconsin Electric Power Company (Owner),Domtar Paper Company, LLC (Operator) | Phase 2 |  | Circulating fluidized bed boiler | Wood | Pipeline Natural Gas |  | Selective Non-catalytic Reduction | Baghouse |  | 2013-09-24 | Operating | 856 | 1 (57) | 58124 1 | 57 | Y
NJ | Clayville | 58235 | U1 |  | 2023 | ARP, CSNOX, CSOSG3, CSSO2G1, RGGI | 609493 | 2 |  | Cumberland County | NJ011 | 11 | Electric Utility | 39.4245 | -75.0201 | City of Vineland (Owner),City of Vineland (Operator) | Phase 2 |  | Combustion turbine | Pipeline Natural Gas |  |  | Water Injection,Selective Catalytic Reduction |  |  | 2015-11-01 | Operating | 628 | 1 (64) | 58235 U1 | 64 | Y
IA | Marshalltown Generating Station | 58236 | CT1 |  | 2023 | ARP, CSNOX, CSOSG2, CSSO2G1, NSPS4T | 608055 | 7 | MAPP | Marshall County | IA127 | 127 | Electric Utility | 42.04 | -92.87 | Interstate Power & Light Company (Owner),Interstate Power & Light Company (Operator) | Phase 2 |  | Combined cycle | Pipeline Natural Gas |  |  | Dry Low NOx Burners,Selective Catalytic Reduction |  |  | 2016-12-01 | Operating | 2576 | CTG1 (222.7), STG1 (237.15) | 58236 CT1 | 341.275 | Y
IA | Marshalltown Generating Station | 58236 | CT2 |  | 2023 | ARP, CSNOX, CSOSG2, CSSO2G1, NSPS4T | 608055 | 7 | MAPP | Marshall County | IA127 | 127 | Electric Utility | 42.04 | -92.87 | Interstate Power & Light Company (Owner),Interstate Power & Light Company (Operator) | Phase 2 |  | Combined cycle | Pipeline Natural Gas |  |  | Dry Low NOx Burners,Selective Catalytic Reduction |  |  | 2016-12-03 | Operating | 2602 | STG1 (237.15), CTG2 (222.7) | 58236 CT2 | 341.275 | Y
VA | Brunswick County Power Station | 58260 | 1A |  | 2023 | ARP, CSNOX, CSOSG3, CSSO2G1, RGGI | 1525 | 3 |  | Brunswick County | VA025 | 25 | Electric Utility | 36.7637 | -77.7112 | Virginia Electric & Power Company (Owner),Dominion Generation (Operator) | Phase 2 |  | Combined cycle | Pipeline Natural Gas |  |  | Dry Low NOx Burners,Selective Catalytic Reduction |  |  | 2016-01-15 | Operating | 3650 | CT01 (297.5), ST01 (579.7) | 58260 1A | 490.7333 | Y
VA | Brunswick County Power Station | 58260 | 1B |  | 2023 | ARP, CSNOX, CSOSG3, CSSO2G1, RGGI | 1525 | 3 |  | Brunswick County | VA025 | 25 | Electric Utility | 36.7637 | -77.7112 | Virginia Electric & Power Company (Owner),Dominion Generation (Operator) | Phase 2 |  | Combined cycle | Pipeline Natural Gas |  |  | Dry Low NOx Burners,Selective Catalytic Reduction |  |  | 2016-01-03 | Operating | 3650 | CT02 (297.5), ST01 (579.7) | 58260 1B | 490.7333 | Y
VA | Brunswick County Power Station | 58260 | 1C |  | 2023 | ARP, CSNOX, CSOSG3, CSSO2G1, RGGI | 1525 | 3 |  | Brunswick County | VA025 | 25 | Electric Utility | 36.7637 | -77.7112 | Virginia Electric & Power Company (Owner),Dominion Generation (Operator) | Phase 2 |  | Combined cycle | Pipeline Natural Gas |  |  | Dry Low NOx Burners,Selective Catalytic Reduction |  |  | 2016-01-03 | Operating | 3650 | CT03 (297.5), ST01 (579.7) | 58260 1C | 490.7333 | Y
NM | La Luz Energy Center | 58284 | 1 |  | 2023 | ARP | 608871 | 6 |  | Valencia County | NM061 | 61 | Electric Utility | 34.6178 | -106.817 | Public Service Company of New Mexico (Owner),Public Service Company of New Mexico (Operator) | Phase 2 |  | Combustion turbine | Pipeline Natural Gas |  |  | Dry Low NOx Burners,Selective Catalytic Reduction |  |  | 2015-12-18 | Operating | 401 | 0001 (42.3) | 58284 1 | 42.3 | Y
OK | Charles D Lamb Energy Center | 58325 | 1 |  | 2023 | ARP, CSOSG2 | 884 | 6 |  | Kay County | OK071 | 71 | Electric Utility | 36.8138 | -97.1252 | Oklahoma Municipal Power Authority (Owner),Oklahoma Municipal Power Authority (Operator) | Phase 2 |  | Combustion turbine | Pipeline Natural Gas |  |  | Dry Low NOx Burners |  |  | 2015-04-20 | Operating | 1305.4 | 1 (122) | 58325 1 | 122
TX | Carbon Capture Plant | 58378 | CTHRSG |  | 2023 | ARP, CSOSG2 | 602998 | 6 |  | Fort Bend County | TX157 | 157 | Cogeneration | 29.4753 | -95.6341 | Petra Nova Parish Holdings, LLC (Owner),NRG Texas Power LLC (Operator) | Phase 2 |  | Combustion turbine | Pipeline Natural Gas |  |  | Selective Catalytic Reduction,Dry Low NOx Burners |  |  | 2013-06-17 | Operating | 1200 | GT2 (102.7) | 58378 CTHRSG | 102.7 | Y
PA | Hamilton Liberty Generation Plant | 58420 | CT1 |  | 2023 | ARP, CSNOX, CSOSG3, CSSO2G1, RGGI | 609236 (Ended Jul 05, 2023), 609117 (Started Jul 05, 2023) | 3 |  | Bradford County | PA015 | 15 | Electric Utility | 41.7674 | -76.3899 | Hamilton Liberty, LLC (Owner),Cogentrix Energy Power Management LLC (Operator) | Phase 2 |  | Combined cycle | Pipeline Natural Gas |  |  | Dry Low NOx Burners,Selective Catalytic Reduction |  |  | 2016-01-06 | Operating | 3144 | GEN1 (435) | 58420 CT1 | 435 | Y
PA | Hamilton Liberty Generation Plant | 58420 | CT2 |  | 2023 | ARP, CSNOX, CSOSG3, CSSO2G1, RGGI | 609236 (Ended Jul 05, 2023), 609117 (Started Jul 05, 2023) | 3 |  | Bradford County | PA015 | 15 | Electric Utility | 41.7674 | -76.3899 | Hamilton Liberty, LLC (Owner),Cogentrix Energy Power Management LLC (Operator) | Phase 2 |  | Combined cycle | Pipeline Natural Gas |  |  | Dry Low NOx Burners,Selective Catalytic Reduction |  |  | 2016-02-04 | Operating | 3144 | GEN2 (435) | 58420 CT2 | 435 | Y
PA | Hamilton Patriot Generation Plant | 58426 | CT1 |  | 2023 | ARP, CSNOX, CSOSG3, CSSO2G1, RGGI | 610508 | 3 |  | Lycoming County | PA081 | 81 | Electric Utility | 41.1808 | -76.8392 | Hamilton Patriot, LLC (Owner),Cogentrix Energy Power Management LLC (Operator) | Phase 2 |  | Combined cycle | Pipeline Natural Gas |  |  | Dry Low NOx Burners,Selective Catalytic Reduction |  |  | 2016-03-06 | Operating | 3250 | GEN1 (435) | 58426 CT1 | 435 | Y
PA | Hamilton Patriot Generation Plant | 58426 | CT2 |  | 2023 | ARP, CSNOX, CSOSG3, CSSO2G1, RGGI | 610508 | 3 |  | Lycoming County | PA081 | 81 | Electric Utility | 41.1808 | -76.8392 | Hamilton Patriot, LLC (Owner),Cogentrix Energy Power Management LLC (Operator) | Phase 2 |  | Combined cycle | Pipeline Natural Gas |  |  | Dry Low NOx Burners,Selective Catalytic Reduction |  |  | 2016-03-24 | Operating | 3250 | GEN2 (435) | 58426 CT2 | 435 | Y
MI | Lansing BWL REO Town Plant | 58427 | 100 |  | 2023 | ARP, CSNOX, CSOSG3, CSSO2G1 | 608475 | 5 |  | Ingham County | MI065 | 65 | Cogeneration | 42.7197 | -84.5518 | Lansing Board of Water and Light (Owner),Lansing Board of Water and Light (Operator) | Phase 2 |  | Combined cycle | Pipeline Natural Gas |  |  | Dry Low NOx Burners |  |  | 2013-04-11 | Operating | 494.9 | CTG1 (42), ST (14) | 58427 100 | 56
MI | Lansing BWL REO Town Plant | 58427 | 200 |  | 2023 | ARP, CSNOX, CSOSG3, CSSO2G1 | 608475 | 5 |  | Ingham County | MI065 | 65 | Cogeneration | 42.7197 | -84.5518 | Lansing Board of Water and Light (Owner),Lansing Board of Water and Light (Operator) | Phase 2 |  | Combined cycle | Pipeline Natural Gas |  |  | Dry Low NOx Burners |  |  | 2013-04-15 | Operating | 494.9 | ST (14), CTG2 (42) | 58427 200 | 56
TX | Ector County Energy Center | 58471 | CT-1 |  | 2023 | ARP, CSOSG2 | 607475 | 6 |  | Ector County | TX135 | 135 | Electric Utility | 32.0694 | -102.5856 | Ector County Generation, LLC (Owner),IHI Power Services Corporation (Operator) | Phase 2 |  | Combustion turbine | Natural Gas |  |  | Dry Low NOx Burners |  |  | 2015-07-30 | Operating | 2291 | CTG1 (173) | 58471 CT-1 | 173
TX | Ector County Energy Center | 58471 | CT-2 |  | 2023 | ARP, CSOSG2 | 607475 | 6 |  | Ector County | TX135 | 135 | Electric Utility | 32.0694 | -102.5856 | Ector County Generation, LLC (Owner),IHI Power Services Corporation (Operator) | Phase 2 |  | Combustion turbine | Natural Gas |  |  | Dry Low NOx Burners |  |  | 2015-08-14 | Operating | 2291 | CTG2 (173) | 58471 CT-2 | 173
LA | LEPA Unit No. 1 | 58478 | CC01 |  | 2023 | ARP, CSOSG2E | 2121 | 6 |  | St. Mary Parish | LA101 | 101 | Electric Utility | 29.6913 | -91.193 | Louisiana Energy & Power Authority (Owner),Louisiana Energy & Power Authority (Operator) | Phase 2 |  | Combined cycle | Pipeline Natural Gas |  |  | Selective Catalytic Reduction |  |  | 2015-11-14 | Operating | 600 | CTG1 (59), STG1 (17) | 58478 CC01 | 76 | Y
OR | Carty Generating Station | 58503 | CTEU1 |  | 2023 | ARP | 608084 (Ended Oct 04, 2023), 610795 (Started Oct 04, 2023) | 10 |  | Morrow County | OR049 | 49 | Electric Utility | 45.699 | -119.8131 | Portland General Electric Company (Owner),Portland General Electric Company (Operator) | Phase 2 |  | Combined cycle | Pipeline Natural Gas |  |  | Dry Low NOx Burners,Selective Catalytic Reduction |  |  | 2016-07-01 | Operating | 3862.6 | STG (198.9), GTG (304.2) | 58503 CTEU1 | 503.1 | Y
TX | Montana Power Station | 58562 | GT-1 |  | 2023 | ARP, CSOSG2 | 610284 | 6 |  | El Paso County | TX141 | 141 | Electric Utility | 31.8239 | -106.2119 | El Paso Electric Company (Owner),El Paso Electric Company (Operator) | Phase 2 |  | Combustion turbine | Pipeline Natural Gas | Diesel Oil |  | Selective Catalytic Reduction |  |  | 2015-03-07 | Operating | 858 | GT-1 (100) | 58562 GT-1 | 100 | Y
TX | Montana Power Station | 58562 | GT-2 |  | 2023 | ARP, CSOSG2 | 610284 | 6 |  | El Paso County | TX141 | 141 | Electric Utility | 31.8239 | -106.2119 | El Paso Electric Company (Owner),El Paso Electric Company (Operator) | Phase 2 |  | Combustion turbine | Pipeline Natural Gas | Diesel Oil |  | Selective Catalytic Reduction |  |  | 2015-03-16 | Operating | 858 | GT-2 (100) | 58562 GT-2 | 100 | Y
TX | Montana Power Station | 58562 | GT-3 |  | 2023 | ARP, CSOSG2 | 610284 | 6 |  | El Paso County | TX141 | 141 | Electric Utility | 31.8239 | -106.2119 | El Paso Electric Company (Owner),El Paso Electric Company (Operator) | Phase 2 |  | Combustion turbine | Pipeline Natural Gas | Diesel Oil |  | Selective Catalytic Reduction |  |  | 2016-04-19 | Operating | 858 | GT-3 (100) | 58562 GT-3 | 100 | Y
TX | Montana Power Station | 58562 | GT-4 |  | 2023 | ARP, CSOSG2 | 610284 | 6 |  | El Paso County | TX141 | 141 | Electric Utility | 31.8239 | -106.2119 | El Paso Electric Company (Owner),El Paso Electric Company (Operator) | Phase 2 |  | Combustion turbine | Pipeline Natural Gas | Diesel Oil |  | Selective Catalytic Reduction |  |  | 2016-08-19 | Operating | 858 | GT-4 (100) | 58562 GT-4 | 100 | Y
PA | Shell Chemical Appalachia LLC | 58933 | 101 |  | 2023 | ARP, CSNOX, CSOSG3, CSSO2G1, RGGI | 609651 | 3 |  | Beaver County | PA007 | 7 | Cogeneration | 40.6717 | -80.3364 | Shell Chemical Appalachia LLC (Owner),Shell Chemical Appalachia LLC (Operator) | Phase 2 |  | Combined cycle | Pipeline Natural Gas |  |  | Dry Low NOx Burners,Selective Catalytic Reduction |  |  | 2021-06-27 | Operating | 790 | GTG1 (41), STG2 (75), STG1 (75) | 58933 101 | 91 | Y
PA | Shell Chemical Appalachia LLC | 58933 | 102 |  | 2023 | ARP, CSNOX, CSOSG3, CSSO2G1, RGGI | 609651 | 3 |  | Beaver County | PA007 | 7 | Cogeneration | 40.6717 | -80.3364 | Shell Chemical Appalachia LLC (Owner),Shell Chemical Appalachia LLC (Operator) | Phase 2 |  | Combined cycle | Pipeline Natural Gas |  |  | Dry Low NOx Burners,Selective Catalytic Reduction |  |  | 2021-06-22 | Operating | 790 | STG2 (75), GTG2 (41), STG1 (75) | 58933 102 | 91 | Y
PA | Shell Chemical Appalachia LLC | 58933 | 103 |  | 2023 | ARP, CSNOX, CSOSG3, CSSO2G1, RGGI | 609651 | 3 |  | Beaver County | PA007 | 7 | Cogeneration | 40.6717 | -80.3364 | Shell Chemical Appalachia LLC (Owner),Shell Chemical Appalachia LLC (Operator) | Phase 2 |  | Combined cycle | Pipeline Natural Gas |  |  | Dry Low NOx Burners,Selective Catalytic Reduction |  |  | 2021-07-01 | Operating | 790 | STG1 (75), GTG3 (41), STG2 (75) | 58933 103 | 91 | Y
VA | Potomac Energy Center, LLC | 59004 | CT1 |  | 2023 | ARP, CSNOX, CSOSG3, CSSO2G1, NSPS4T, RGGI | 610436 | 3 |  | Loudoun County | VA107 | 107 | Electric Utility | 39.0578 | -77.5425 | Potomac Energy Center, LLC (Owner),Siemens Energy, Inc. (Operator) | Phase 2 |  | Combined cycle | Natural Gas |  |  | Dry Low NOx Burners,Selective Catalytic Reduction |  |  | 2017-01-12 | Operating | 3000 | GEN3 (338), GEN1 (242) | 59004 CT1 | 411 | Y
VA | Potomac Energy Center, LLC | 59004 | CT2 |  | 2023 | ARP, CSNOX, CSOSG3, CSSO2G1, NSPS4T, RGGI | 610436 | 3 |  | Loudoun County | VA107 | 107 | Electric Utility | 39.0578 | -77.5425 | Potomac Energy Center, LLC (Owner),Siemens Energy, Inc. (Operator) | Phase 2 |  | Combined cycle | Natural Gas |  |  | Dry Low NOx Burners,Selective Catalytic Reduction |  |  | 2017-01-11 | Operating | 3000 | GEN2 (242), GEN3 (338) | 59004 CT2 | 411 | Y
MD | Cove Point LNG Terminal | 59073 | B921A |  | 2023 | RGGI, SIPNOX | 608312 | 3 |  | Calvert County | MD009 | 9 | Industrial Boiler | 38.387 | -76.408 | Cove Point LNG, LP (Owner),Cove Point LNG, LP (Operator) |  |  | Other boiler | Natural Gas | [5 empty] | 2018-04-09 | Operating | 427.4 | 5STA (65), 5STB (65) | 59073 B921A | 32.5
MD | Cove Point LNG Terminal | 59073 | B921B |  | 2023 | RGGI, SIPNOX | 608312 | 3 |  | Calvert County | MD009 | 9 | Industrial Boiler | 38.387 | -76.408 | Cove Point LNG, LP (Owner),Cove Point LNG, LP (Operator) |  |  | Other boiler | Natural Gas | [5 empty] | 2018-04-09 | Operating | 427.4 | 5STA (65), 5STB (65) | 59073 B921B | 32.5
MD | Cove Point LNG Terminal | 59073 | GT501A |  | 2023 | RGGI, SIPNOX | 608312 | 3 |  | Calvert County | MD009 | 9 | Industrial Turbine | 38.387 | -76.408 | Cove Point LNG, LP (Owner),Cove Point LNG, LP (Operator) |  |  | Combustion turbine | Natural Gas | [5 empty] | 2018-04-09 | Operating | 1062 | 5STB (65), 5STA (65) | 59073 GT501A | 32.5
MD | Cove Point LNG Terminal | 59073 | GT501B |  | 2023 | RGGI, SIPNOX | 608312 | 3 |  | Calvert County | MD009 | 9 | Industrial Turbine | 38.387 | -76.408 | Cove Point LNG, LP (Owner),Cove Point LNG, LP (Operator) |  |  | Combustion turbine | Natural Gas | [5 empty] | 2018-04-09 | Operating | 1062 | 5STB (65), 5STA (65) | 59073 GT501B | 32.5
MI | Holland Energy Park | 59093 | 10 |  | 2023 | ARP, CSNOX, CSOSG3, CSSO2G1 | 609153 | 5 |  | Ottawa County | MI139 | 139 | Electric Utility | 42.793 | -86.0925 | Holland Board of Public Works (Owner),Holland Board of Public Works (Operator) | Phase 2 |  | Combined cycle | Pipeline Natural Gas |  |  | Dry Low NOx Burners,Selective Catalytic Reduction |  |  | 2017-01-30 | Operating | 593 | 10 (53.1), 12 (43.2) | 59093 10 | 74.7 | Y
MI | Holland Energy Park | 59093 | 11 |  | 2023 | ARP, CSNOX, CSOSG3, CSSO2G1 | 609153 | 5 |  | Ottawa County | MI139 | 139 | Electric Utility | 42.793 | -86.0925 | Holland Board of Public Works (Owner),Holland Board of Public Works (Operator) | Phase 2 |  | Combined cycle | Pipeline Natural Gas |  |  | Dry Low NOx Burners,Selective Catalytic Reduction |  |  | 2017-02-01 | Operating | 593 | 12 (43.2), 11 (53.1) | 59093 11 | 74.7 | Y
MD | Wildcat Point Generation Facility | 59220 | CT1 |  | 2023 | ARP, CSNOX, CSOSG3, CSSO2G1, RGGI | 601174 | 3 |  | Cecil County | MD015 | 15 | Electric Utility | 39.7194 | -76.1616 | Old Dominion Electric Cooperative (Owner),Old Dominion Electric Cooperative (Operator) | Phase 2 |  | Combined cycle | Pipeline Natural Gas |  |  | Dry Low NOx Burners,Selective Catalytic Reduction |  |  | 2017-08-02 | Operating | 4071 | ST1 (493), CT1 (310.3) | 59220 CT1 | 556.8 | Y
MD | Wildcat Point Generation Facility | 59220 | CT2 |  | 2023 | ARP, CSNOX, CSOSG3, CSSO2G1, RGGI | 601174 | 3 |  | Cecil County | MD015 | 15 | Electric Utility | 39.7194 | -76.1616 | Old Dominion Electric Cooperative (Owner),Old Dominion Electric Cooperative (Operator) | Phase 2 |  | Combined cycle | Pipeline Natural Gas |  |  | Dry Low NOx Burners,Selective Catalytic Reduction |  |  | 2017-07-26 | Operating | 4071 | CT2 (310.3), ST1 (493) | 59220 CT2 | 556.8 | Y
NC | Kings Mountain Energy Center | 59325 | ES-1 |  | 2023 | ARP, CSNOX, CSSO2G1, NSPS4T, SIPNOX | 603217 | 4 |  | Cleveland County | NC045 | 45 | Electric Utility | 35.1986 | -81.3604 | NTE Carolinas, LLC (Owner),NTE Carolinas, LLC (Operator) | Phase 2 |  | Combined cycle | Pipeline Natural Gas |  |  | Dry Low NOx Burners,Selective Catalytic Reduction |  |  | 2018-04-14 | Operating | 3603 | KMEC2 (284.8), KMEC1 (310.3) | 59325 ES-1 | 595.1 | Y
OH | Middletown Energy Center | 59326 | 1 |  | 2023 | ARP, CSNOX, CSOSG3, CSSO2G1, NSPS4T | 609143 | 5 |  | Butler County | OH017 | 17 | Electric Utility | 39.4679 | -84.3531 | Ohio Power Partners, LLC. (Owner),Ohio Power Partners, LLC. (Operator) | Phase 2 |  | Combined cycle | Pipeline Natural Gas |  |  | Dry Low NOx Burners,Selective Catalytic Reduction |  |  | 2018-02-06 | Operating | 3824.6 | MEC1 (310.3), MEC2 (284.8) | 59326 1 | 595.1 | Y
OH | Oregon Clean Energy Center | 59764 | 1 |  | 2023 | ARP, CSNOX, CSOSG3, CSSO2G1, NSPS4T | 1100 | 5 |  | Lucas County | OH095 | 95 | Electric Utility | 41.6679 | -83.4437 | Oregon Clean Energy LLC (Owner),Oregon Clean Energy LLC (Operator) | Phase 2 |  | Combined cycle | Pipeline Natural Gas |  |  | Dry Low NOx Burners,Selective Catalytic Reduction |  |  | 2017-05-18 | Operating | 3237.4 | CTG11 (328), STG10 (404) | 59764 1 | 530 | Y
OH | Oregon Clean Energy Center | 59764 | 2 |  | 2023 | ARP, CSNOX, CSOSG3, CSSO2G1, NSPS4T | 1100 | 5 |  | Lucas County | OH095 | 95 | Electric Utility | 41.6679 | -83.4437 | Oregon Clean Energy LLC (Owner),Oregon Clean Energy LLC (Operator) | Phase 2 |  | Combined cycle | Pipeline Natural Gas |  |  | Dry Low NOx Burners,Selective Catalytic Reduction |  |  | 2017-03-08 | Operating | 3237.4 | CTG12 (328), STG10 (404) | 59764 2 | 530 | Y
OH | Carroll County Energy | 59773 | 1 |  | 2023 | ARP, CSNOX, CSOSG3, CSSO2G1, NSPS4T | 608730 | 5 |  | Carroll County | OH019 | 19 | Electric Utility | 40.6048 | -81.0592 | Carroll County Energy LLC (Owner),EthosEnergy Group Power Plant Services (Operator) | Phase 2 |  | Combined cycle | Pipeline Natural Gas |  |  | Dry Low NOx Burners,Selective Catalytic Reduction |  |  | 2017-09-21 | Operating | 2700 | CGT1 (235.5), SGT1 (361.3) | 59773 1 | 416.15 | Y
OH | Carroll County Energy | 59773 | 2 |  | 2023 | ARP, CSNOX, CSOSG3, CSSO2G1, NSPS4T | 608730 | 5 |  | Carroll County | OH019 | 19 | Electric Utility | 40.6048 | -81.0592 | Carroll County Energy LLC (Owner),EthosEnergy Group Power Plant Services (Operator) | Phase 2 |  | Combined cycle | Pipeline Natural Gas |  |  | Dry Low NOx Burners,Selective Catalytic Reduction |  |  | 2017-09-28 | Operating | 2700 | SGT1 (361.3), CGT2 (235.5) | 59773 2 | 416.15 | Y
TX | Wolf Hollow II | 59812 | CGT4 |  | 2023 | ARP, CSOSG2 | 606830 | 6 |  | Hood County | TX221 | 221 | Electric Utility | 32.3377 | -97.7346 | Wolf Hollow II Power, LLC (Owner),Wolf Hollow Services, LLC (Operator) | Phase 2 |  | Combined cycle | Pipeline Natural Gas |  |  | Ammonia Injection,Selective Catalytic Reduction |  |  | 2017-01-05 | Operating | 4564 | CGT4 (400), STG6 (500.365) | 59812 CGT4 | 650.1825 | Y
TX | Wolf Hollow II | 59812 | CGT5 |  | 2023 | ARP, CSOSG2 | 606830 | 6 |  | Hood County | TX221 | 221 | Electric Utility | 32.3377 | -97.7346 | Wolf Hollow II Power, LLC (Owner),Wolf Hollow Services, LLC (Operator) | Phase 2 |  | Combined cycle | Pipeline Natural Gas |  |  | Ammonia Injection,Selective Catalytic Reduction |  |  | 2017-01-12 | Operating | 4564 | CGT5 (400), STG6 (500.365) | 59812 CGT5 | 650.1825 | Y
MA | Exelon West Medway II | 59882 | J4 |  | 2023 | ARP, RGGI, SIPNOX | 606408 | 1 |  | Norfolk County | MA021 | 21 | Electric Utility | 42.1375 | -71.444 | Exelon West Medway II, LLC (Owner),Exelon West Medway II, LLC (Operator) | Phase 2 |  | Combustion turbine | Pipeline Natural Gas | Diesel Oil |  | Dry Low NOx Burners,Water Injection,Selective Catalytic Reduction |  |  | 2019-02-08 | Operating | 992 | 4 (100) | 59882 J4 | 100 | Y
MA | Exelon West Medway II | 59882 | J5 |  | 2023 | ARP, RGGI, SIPNOX | 606408 | 1 |  | Norfolk County | MA021 | 21 | Electric Utility | 42.1375 | -71.444 | Exelon West Medway II, LLC (Owner),Exelon West Medway II, LLC (Operator) | Phase 2 |  | Combustion turbine | Pipeline Natural Gas | Diesel Oil |  | Dry Low NOx Burners,Water Injection,Selective Catalytic Reduction |  |  | 2019-03-02 | Operating | 992 | 5 (100) | 59882 J5 | 100 | Y
PA | Moxie Freedom Generation Plant | 59906 | 201 |  | 2023 | ARP, CSNOX, CSOSG3, CSSO2G1, RGGI | 1245 | 3 |  | Luzerne County | PA079 | 79 | Electric Utility | 41.1117 | -76.16 | Moxie Freedom, LLC (Owner),Moxie Freedom, LLC (Operator) | Phase 2 |  | Combined cycle | Pipeline Natural Gas |  |  | Dry Low NOx Burners,Selective Catalytic Reduction |  |  | 2018-02-07 | Operating | 3700 | GEN1 (535.3) | 59906 201 | 535.3 | Y
PA | Moxie Freedom Generation Plant | 59906 | 202 |  | 2023 | ARP, CSNOX, CSOSG3, CSSO2G1, RGGI | 1245 | 3 |  | Luzerne County | PA079 | 79 | Electric Utility | 41.1117 | -76.16 | Moxie Freedom, LLC (Owner),Moxie Freedom, LLC (Operator) | Phase 2 |  | Combined cycle | Pipeline Natural Gas |  |  | Dry Low NOx Burners,Selective Catalytic Reduction |  |  | 2018-03-11 | Operating | 3700 | GEN2 (535.3) | 59906 202 | 535.3 | Y
VA | Greensville County Power Station | 59913 | 1A |  | 2023 | ARP, CSNOX, CSOSG3, CSSO2G1, RGGI | 1525 | 3 |  | Greensville County | VA081 | 81 | Electric Utility | 36.7184 | -77.6523 | Virginia Electric & Power Company (Owner),Dominion Generation (Operator) | Phase 2 |  | Combined cycle | Pipeline Natural Gas |  |  | Dry Low NOx Burners,Selective Catalytic Reduction |  |  | 2018-08-11 | Operating | 4500 | CT01 (369.8), ST01 (663.9) | 59913 1A | 591.1 | Y
VA | Greensville County Power Station | 59913 | 1B |  | 2023 | ARP, CSNOX, CSOSG3, CSSO2G1, RGGI | 1525 | 3 |  | Greensville County | VA081 | 81 | Electric Utility | 36.7184 | -77.6523 | Virginia Electric & Power Company (Owner),Dominion Generation (Operator) | Phase 2 |  | Combined cycle | Pipeline Natural Gas |  |  | Dry Low NOx Burners,Selective Catalytic Reduction |  |  | 2018-07-30 | Operating | 4500 | CT02 (369.8), ST01 (663.9) | 59913 1B | 591.1 | Y
VA | Greensville County Power Station | 59913 | 1C |  | 2023 | ARP, CSNOX, CSOSG3, CSSO2G1, RGGI | 1525 | 3 |  | Greensville County | VA081 | 81 | Electric Utility | 36.7184 | -77.6523 | Virginia Electric & Power Company (Owner),Dominion Generation (Operator) | Phase 2 |  | Combined cycle | Pipeline Natural Gas |  |  | Dry Low NOx Burners,Selective Catalytic Reduction |  |  | 2018-07-20 | Operating | 4500 | ST01 (663.9), CT03 (369.8) | 59913 1C | 591.1 | Y
MI | Alpine Power Plant | 59926 | AL1 |  | 2023 | ARP, CSNOX, CSOSG3, CSSO2G1 | 609685 | 5 |  | Otsego County | MI137 | 137 | Electric Utility | 45.0624 | -84.8261 | Wolverine Power Supply Cooperative, Inc. (Owner),Wolverine Power Supply Cooperative, Inc. (Operator) | Phase 2 |  | Combustion turbine | Pipeline Natural Gas |  |  | Dry Low NOx Burners |  |  | 2016-06-13 | Operating | 2200 | AL1 (216) | 59926 AL1 | 216
MI | Alpine Power Plant | 59926 | AL2 |  | 2023 | ARP, CSNOX, CSOSG3, CSSO2G1 | 609685 | 5 |  | Otsego County | MI137 | 137 | Electric Utility | 45.0624 | -84.8261 | Wolverine Power Supply Cooperative, Inc. (Owner),Wolverine Power Supply Cooperative, Inc. (Operator) | Phase 2 |  | Combustion turbine | Pipeline Natural Gas |  |  | Dry Low NOx Burners |  |  | 2016-05-23 | Operating | 2200 | AL2 (216) | 59926 AL2 | 216
TX | Colorado Bend II | 60122 | CT7 |  | 2023 | ARP, CSOSG2 | 606830 | 6 |  | Wharton County | TX481 | 481 | Electric Utility | 29.2878 | -96.0656 | Colorado Bend II Power, LLC (Owner),Colorado Bend Services, LLC (Operator) | Phase 2 |  | Combined cycle | Pipeline Natural Gas |  |  | Ammonia Injection,Selective Catalytic Reduction |  |  | 2017-02-10 | Operating | 4564 | STG9 (565), CT7 (401) | 60122 CT7 | 683.5 | Y
TX | Colorado Bend II | 60122 | CT8 |  | 2023 | ARP, CSOSG2 | 606830 | 6 |  | Wharton County | TX481 | 481 | Electric Utility | 29.2878 | -96.0656 | Colorado Bend II Power, LLC (Owner),Colorado Bend Services, LLC (Operator) | Phase 2 |  | Combined cycle | Pipeline Natural Gas |  |  | Ammonia Injection,Selective Catalytic Reduction |  |  | 2017-03-02 | Operating | 4564 | CT8 (401), STG9 (565) | 60122 CT8 | 683.5 | Y
TX | Bacliff Generating Station | 60264 | BCGT1 |  | 2023 | ARP, CSOSG2 | 610181 (Ended Jun 27, 2023), 610703 (Started Jun 27, 2023) | 6 |  | Galveston County | TX167 | 167 | Electric Utility | 29.4922 | -94.9844 | PHR Holdings, LLC (Owner),NAES Corporation (Operator) | Phase 2 |  | Combustion turbine | Pipeline Natural Gas |  |  | Dry Low NOx Burners |  |  | 2016-11-27 | Operating | 921.7 | BCGT1 (71.2) | 60264 BCGT1 | 71.2
TX | Bacliff Generating Station | 60264 | BCGT2 |  | 2023 | ARP, CSOSG2 | 610181 (Ended Jun 27, 2023), 610703 (Started Jun 27, 2023) | 6 |  | Galveston County | TX167 | 167 | Electric Utility | 29.4922 | -94.9844 | PHR Holdings, LLC (Owner),NAES Corporation (Operator) | Phase 2 |  | Combustion turbine | Pipeline Natural Gas |  |  | Dry Low NOx Burners |  |  | 2016-11-27 | Operating | 921.7 | BCGT2 (71.2) | 60264 BCGT2 | 71.2
TX | Bacliff Generating Station | 60264 | BCGT3 |  | 2023 | ARP, CSOSG2 | 610181 (Ended Jun 27, 2023), 610703 (Started Jun 27, 2023) | 6 |  | Galveston County | TX167 | 167 | Electric Utility | 29.4922 | -94.9844 | PHR Holdings, LLC (Owner),NAES Corporation (Operator) | Phase 2 |  | Combustion turbine | Pipeline Natural Gas |  |  | Dry Low NOx Burners |  |  | 2017-01-04 | Operating | 921.7 | BCGT3 (71.2) | 60264 BCGT3 | 71.2
TX | Bacliff Generating Station | 60264 | BCGT4 |  | 2023 | ARP, CSOSG2 | 610181 (Ended Jun 27, 2023), 610703 (Started Jun 27, 2023) | 6 |  | Galveston County | TX167 | 167 | Electric Utility | 29.4922 | -94.9844 | PHR Holdings, LLC (Owner),NAES Corporation (Operator) | Phase 2 |  | Combustion turbine | Pipeline Natural Gas |  |  | Dry Low NOx Burners |  |  | 2017-01-05 | Operating | 921.7 | BCGT4 (71.2) | 60264 BCGT4 | 71.2
TX | Bacliff Generating Station | 60264 | BCGT5 |  | 2023 | ARP, CSOSG2 | 610181 (Ended Jun 27, 2023), 610703 (Started Jun 27, 2023) | 6 |  | Galveston County | TX167 | 167 | Electric Utility | 29.4922 | -94.9844 | PHR Holdings, LLC (Owner),NAES Corporation (Operator) | Phase 2 |  | Combustion turbine | Pipeline Natural Gas |  |  | Dry Low NOx Burners |  |  | 2017-02-01 | Operating | 921.7 | BCGT5 (71.2) | 60264 BCGT5 | 71.2
TX | Bacliff Generating Station | 60264 | BCGT6 |  | 2023 | ARP, CSOSG2 | 610181 (Ended Jun 27, 2023), 610703 (Started Jun 27, 2023) | 6 |  | Galveston County | TX167 | 167 | Electric Utility | 29.4922 | -94.9844 | PHR Holdings, LLC (Owner),NAES Corporation (Operator) | Phase 2 |  | Combustion turbine | Pipeline Natural Gas |  |  | Dry Low NOx Burners |  |  | 2017-02-10 | Operating | 921.7 | BCGT6 (71.2) | 60264 BCGT6 | 71.2
MD | Keys Energy Center | 60302 | 11 |  | 2023 | ARP, CSNOX, CSOSG3, CSSO2G1, RGGI | 609550 (Ended Mar 28, 2023), 610612 (Started Mar 28, 2023) | 3 |  | Prince George's County | MD033 | 33 | Electric Utility | 38.6955 | -76.8278 | Parkway Generation / Consolidated Asset Management Services / Keys Energy Center LLC (Owner),Parkway Generation / Consolidated Asset Management Services / Keys Energy Center LLC (Operator) | Phase 2 |  | Combined cycle | Pipeline Natural Gas |  |  | Selective Catalytic Reduction |  |  | 2018-05-18 | Operating | 3100 | 11 (235), 10 (359) | 60302 11 | 414.5 | Y
MD | Keys Energy Center | 60302 | 12 |  | 2023 | ARP, CSNOX, CSOSG3, CSSO2G1, RGGI | 609550 (Ended Mar 28, 2023), 610612 (Started Mar 28, 2023) | 3 |  | Prince George's County | MD033 | 33 | Electric Utility | 38.6955 | -76.8278 | Parkway Generation / Consolidated Asset Management Services / Keys Energy Center LLC (Owner),Parkway Generation / Consolidated Asset Management Services / Keys Energy Center LLC (Operator) | Phase 2 |  | Combined cycle | Pipeline Natural Gas |  |  | Steam Injection |  |  | 2018-06-02 | Operating | 3100 | 12 (235), 10 (359) | 60302 12 | 414.5
GA | Albany Green Energy LLC | 60340 | B0004 |  | 2023 | ARP, CSNOX, CSOSG1, CSSO2G2 | 606650 | 4 |  | Dougherty County | GA095 | 95 | Cogeneration | 31.5492 | -84.1114 | Albany Green Energy LLC (Owner),Albany Green Energy LLC (Operator) | Phase 2 |  | Circulating fluidized bed boiler | Wood | Other Solid Fuel | Dry Sorbent Injection | Selective Non-catalytic Reduction | Baghouse |  | 2017-05-20 | Operating | 1209 | 1 (50) | 60340 B0004 | 50 | Y
FL | Okeechobee Clean Energy Center | 60345 | OCEC1A |  | 2023 | ARP, NSPS4T | 606322 | 4 |  | Okeechobee County | FL093 | 93 | Electric Utility | 27.6342 | -80.7911 | Florida Power & Light Company (Owner),Florida Power & Light Company (Operator) | Phase 2 |  | Combined cycle | Pipeline Natural Gas | Diesel Oil, Other Gas |  | Dry Low NOx Burners,Selective Catalytic Reduction |  |  | 2018-09-23 | Operating | 3681 | 1A (376.6), 1ST (593.3) | 60345 OCEC1A | 574.3667 | Y
FL | Okeechobee Clean Energy Center | 60345 | OCEC1B |  | 2023 | ARP, NSPS4T | 606322 | 4 |  | Okeechobee County | FL093 | 93 | Electric Utility | 27.6342 | -80.7911 | Florida Power & Light Company (Owner),Florida Power & Light Company (Operator) | Phase 2 |  | Combined cycle | Pipeline Natural Gas | Diesel Oil |  | Dry Low NOx Burners,Selective Catalytic Reduction |  |  | 2018-10-10 | Operating | 3681 | 1B (376.6), 1ST (593.3) | 60345 OCEC1B | 574.3667 | Y
FL | Okeechobee Clean Energy Center | 60345 | OCEC1C |  | 2023 | ARP, NSPS4T | 606322 | 4 |  | Okeechobee County | FL093 | 93 | Electric Utility | 27.6342 | -80.7911 | Florida Power & Light Company (Owner),Florida Power & Light Company (Operator) | Phase 2 |  | Combined cycle | Pipeline Natural Gas | Diesel Oil |  | Dry Low NOx Burners,Selective Catalytic Reduction |  |  | 2018-10-30 | Operating | 3681 | 1C (376.6), 1ST (593.3) | 60345 OCEC1C | 574.3667 | Y
OH | South Field Energy, LLC | 60356 | 1 |  | 2023 | ARP, CSNOX, CSOSG3, CSSO2G1, NSPS4T | 608730 | 5 |  | Columbiana County | OH029 | 29 | Electric Utility | 40.635 | -80.6793 | South Field Energy, LLC (Owner),EthosEnergy Group Power Plant Services (Operator) | Phase 2 |  | Combined cycle | Pipeline Natural Gas |  |  | Dry Low NOx Burners,Selective Catalytic Reduction |  |  | 2021-06-14 | Operating | 4250 | STG1 (260), CTG1 (345) | 60356 1 | 605 | Y
OH | South Field Energy, LLC | 60356 | 2 |  | 2023 | ARP, CSNOX, CSOSG3, CSSO2G1, NSPS4T | 608730 | 5 |  | Columbiana County | OH029 | 29 | Electric Utility | 40.635 | -80.6793 | South Field Energy, LLC (Owner),EthosEnergy Group Power Plant Services (Operator) | Phase 2 |  | Combined cycle | Pipeline Natural Gas |  |  | Dry Low NOx Burners,Selective Catalytic Reduction |  |  | 2021-07-18 | Operating | 4250 | CTG2 (345), STG2 (260) | 60356 2 | 605 | Y
PA | Lackawanna Energy Center | 60357 | 1 |  | 2023 | ARP, CSNOX, CSOSG3, CSSO2G1, RGGI | 608712 | 3 |  | Lackawanna County | PA069 | 69 | Electric Utility | 41.4711 | -75.5436 | Lackawanna Energy Center LLC (Owner),Lackawanna Energy Center LLC (Operator) | Phase 2 |  | Combined cycle | Pipeline Natural Gas |  |  | Dry Low NOx Burners,Selective Catalytic Reduction |  |  | 2018-03-03 | Operating | 3304 | GEN1 (555) | 60357 1 | 555 | Y
PA | Lackawanna Energy Center | 60357 | 2 |  | 2023 | ARP, CSNOX, CSOSG3, CSSO2G1, RGGI | 608712 | 3 |  | Lackawanna County | PA069 | 69 | Electric Utility | 41.4711 | -75.5436 | Lackawanna Energy Center LLC (Owner),Lackawanna Energy Center LLC (Operator) | Phase 2 |  | Combined cycle | Pipeline Natural Gas |  |  | Dry Low NOx Burners,Selective Catalytic Reduction |  |  | 2018-07-01 | Operating | 3304 | GEN2 (555) | 60357 2 | 555 | Y
PA | Lackawanna Energy Center | 60357 | 3 |  | 2023 | ARP, CSNOX, CSOSG3, CSSO2G1, RGGI | 608712 | 3 |  | Lackawanna County | PA069 | 69 | Electric Utility | 41.4711 | -75.5436 | Lackawanna Energy Center LLC (Owner),Lackawanna Energy Center LLC (Operator) | Phase 2 |  | Combined cycle | Pipeline Natural Gas |  |  | Dry Low NOx Burners,Selective Catalytic Reduction |  |  | 2018-09-12 | Operating | 3500 | GEN3 (555) | 60357 3 | 555 | Y
PA | Hummel Station | 60368 | CT1 |  | 2023 | ARP, CSNOX, CSOSG3, CSSO2G1, RGGI | 605624 | 3 |  | Snyder County | PA109 | 109 | Electric Utility | 40.839 | -76.8255 | Hummel Station, LLC (Owner),Hummel Station, LLC (Operator) | Phase 2 |  | Combined cycle | Pipeline Natural Gas |  |  | Dry Low NOx Burners,Selective Catalytic Reduction |  |  | 2018-03-26 | Operating | 2623 | CTG1 (244.8), STG (460) | 60368 CT1 | 398.1333 | Y
PA | Hummel Station | 60368 | CT2 |  | 2023 | ARP, CSNOX, CSOSG3, CSSO2G1, RGGI | 605624 | 3 |  | Snyder County | PA109 | 109 | Electric Utility | 40.839 | -76.8255 | Hummel Station, LLC (Owner),Hummel Station, LLC (Operator) | Phase 2 |  | Combined cycle | Pipeline Natural Gas |  |  | Dry Low NOx Burners,Selective Catalytic Reduction |  |  | 2018-03-23 | Operating | 2625 | STG (460), CTG2 (244.8) | 60368 CT2 | 398.1333 | Y
PA | Hummel Station | 60368 | CT3 |  | 2023 | ARP, CSNOX, CSOSG3, CSSO2G1, RGGI | 605624 | 3 |  | Snyder County | PA109 | 109 | Electric Utility | 40.839 | -76.8255 | Hummel Station, LLC (Owner),Hummel Station, LLC (Operator) | Phase 2 |  | Combined cycle | Pipeline Natural Gas |  |  | Dry Low NOx Burners,Selective Catalytic Reduction |  |  | 2018-03-25 | Operating | 2580 | CTG3 (244.8), STG (460) | 60368 CT3 | 398.1333 | Y
OH | Clean Energy Future - Lordstown, LLC | 60376 | 1 |  | 2023 | ARP, CSNOX, CSOSG3, CSSO2G1, NSPS4T | 2331 | 5 |  | Trumbull County | OH155 | 155 | Electric Utility | 41.1489 | -80.8516 | Clean Energy Future - Lordstown, LLC (Owner),Clean Energy Future - Lordstown, LLC (Operator) | Phase 2 |  | Combined cycle | Pipeline Natural Gas |  |  | Dry Low NOx Burners,Selective Catalytic Reduction |  |  | 2018-07-13 | Operating | 3630 | STG1 (340), CTG1 (311) | 60376 1 | 481 | Y
OH | Clean Energy Future - Lordstown, LLC | 60376 | 2 |  | 2023 | ARP, CSNOX, CSOSG3, CSSO2G1, NSPS4T | 2331 | 5 |  | Trumbull County | OH155 | 155 | Electric Utility | 41.1489 | -80.8516 | Clean Energy Future - Lordstown, LLC (Owner),Clean Energy Future - Lordstown, LLC (Operator) | Phase 2 |  | Combined cycle | Pipeline Natural Gas |  |  | Dry Low NOx Burners,Selective Catalytic Reduction |  |  | 2018-07-14 | Operating | 3630 | CTG2 (311), STG1 (340) | 60376 2 | 481 | Y
IL | Invenergy Nelson Expansion LLC | 60387 | 3 |  | 2023 | ARP, CSNOX, CSOSG3, CSSO2G1 | 606260 (Started Feb 23, 2023) | 5 |  | Lee County | IL103 | 103 | Electric Utility | 41.7747 | -89.6062 | Invenergy Nelson Expansion LLC (Owner) (Started Feb 23, 2023),Invenergy Services Thermal US LLC (Operator) (Started Feb 23, 2023) | Phase 2 |  | Combustion turbine (Started Apr 19, 2023) | Pipeline Natural Gas | Diesel Oil |  | Dry Low NOx Burners (Began Apr 19, 2023),Water Injection (Began Apr 19, 2023) |  |  | 2023-04-19 | Operating (Started 04/19/2023) | 2180 | GEN3 (190) | 60387 3 | 190
IL | Invenergy Nelson Expansion LLC | 60387 | 4 |  | 2023 | ARP, CSNOX, CSOSG3, CSSO2G1 | 606260 (Started Feb 23, 2023) | 5 |  | Lee County | IL103 | 103 | Electric Utility | 41.7747 | -89.6062 | Invenergy Nelson Expansion LLC (Owner) (Started Feb 23, 2023),Invenergy Services Thermal US LLC (Operator) (Started Feb 23, 2023) | Phase 2 |  | Combustion turbine (Started Apr 27, 2023) | Pipeline Natural Gas | Diesel Oil |  | Dry Low NOx Burners (Began Apr 27, 2023),Water Injection (Began Apr 27, 2023) |  |  | 2023-04-27 | Operating (Started 04/27/2023) | 2180 | GEN4 (190) | 60387 4 | 190
TX | Port Comfort Peaking Facility | 60459 | CT1 |  | 2023 | ARP, CSOSG2 | 609948 (Ended Dec 19, 2023), 603196 (Started Dec 19, 2023)(Ended Dec 19, 2023), 610327 (Started Dec 19, 2023) | 6 |  | Calhoun County | TX057 | 57 | Electric Utility | 28.648 | -96.5457 | Port Comfort Power, LLC (Owner),Port Comfort Power, LLC (Operator) | Phase 2 |  | Combustion turbine | Pipeline Natural Gas |  |  | Water Injection,Selective Catalytic Reduction |  |  | 2017-07-24 | Operating | 475 | PC1 (50) | 60459 CT1 | 50 | Y
TX | Port Comfort Peaking Facility | 60459 | CT2 |  | 2023 | ARP, CSOSG2 | 609948 (Ended Dec 19, 2023), 603196 (Started Dec 19, 2023)(Ended Dec 19, 2023), 610327 (Started Dec 19, 2023) | 6 |  | Calhoun County | TX057 | 57 | Electric Utility | 28.648 | -96.5457 | Port Comfort Power, LLC (Owner),Port Comfort Power, LLC (Operator) | Phase 2 |  | Combustion turbine | Pipeline Natural Gas |  |  | Water Injection,Selective Catalytic Reduction |  |  | 2017-07-29 | Operating | 475 | PC2 (50) | 60459 CT2 | 50 | Y
TX | Chamon Power, LLC | 60460 | CT1 |  | 2023 | ARP, CSOSG2 | 609948 | 6 |  | Harris County | TX201 | 201 | Electric Utility | 29.8833 | -95.1113 | Chamon Power, LLC (Owner),Chamon Power, LLC (Operator) | Phase 2 |  | Combustion turbine | Pipeline Natural Gas |  |  | Water Injection,Selective Catalytic Reduction |  |  | 2017-10-03 | Operating | 520 | CH1 (50) | 60460 CT1 | 50 | Y
TX | Chamon Power, LLC | 60460 | CT2 |  | 2023 | ARP, CSOSG2 | 609948 | 6 |  | Harris County | TX201 | 201 | Electric Utility | 29.8833 | -95.1113 | Chamon Power, LLC (Owner),Chamon Power, LLC (Operator) | Phase 2 |  | Combustion turbine | Pipeline Natural Gas |  |  | Water Injection,Selective Catalytic Reduction |  |  | 2017-10-05 | Operating | 520 | CH2 (50) | 60460 CT2 | 50 | Y
PA | Tenaska Westmoreland Generating Station | 60464 | 101 |  | 2023 | ARP, CSNOX, CSOSG3, CSSO2G1, NSPS4T, RGGI | 604188 | 3 |  | Westmoreland County | PA129 | 129 | Electric Utility | 40.1764 | -79.6934 | Tenaska Pennsylvania Partners, LLC (Owner),Tenaska Pennsylvania Partners, LLC (Operator) | Phase 2 |  | Combined cycle | Pipeline Natural Gas |  |  | Dry Low NOx Burners,Selective Catalytic Reduction |  |  | 2018-09-29 | Operating | 3725 | CTG1 (370), STG1 (394) | 60464 101 | 567 | Y
PA | Tenaska Westmoreland Generating Station | 60464 | 102 |  | 2023 | ARP, CSNOX, CSOSG3, CSSO2G1, NSPS4T, RGGI | 604188 | 3 |  | Westmoreland County | PA129 | 129 | Electric Utility | 40.1764 | -79.6934 | Tenaska Pennsylvania Partners, LLC (Owner),Tenaska Pennsylvania Partners, LLC (Operator) | Phase 2 |  | Combined cycle | Pipeline Natural Gas |  |  | Dry Low NOx Burners,Selective Catalytic Reduction |  |  | 2018-09-25 | Operating | 3725 | CTG2 (370), STG1 (394) | 60464 102 | 567 | Y
TX | Tejas Power Generation Unit 1 | 60468 | CT-1 |  | 2023 | ARP, CSOSG2 | 610029 | 6 |  | Harris County | TX201 | 201 | Electric Utility | 29.6464 | -95.4518 | Tejas Power Generation, LLC (Owner),Tejas Power Generation, LLC (Operator) | Phase 2 |  | Combustion turbine | Pipeline Natural Gas |  |  | Water Injection,Selective Catalytic Reduction |  |  | 2018-05-09 | Operating | 1500 | GT-1 (128) | 60468 CT-1 | 128 | Y
PA | CPV Fairview, LLC | 60589 | CT-1 |  | 2023 | ARP, CSNOX, CSOSG3, CSSO2G1, NSPS4T, RGGI | 608446 | 3 |  | Cambria County | PA021 | 21 | Electric Utility | 40.4125 | -78.8561 | CPV Fairview, LLC (Owner),CPV Fairview, LLC (Operator) | Phase 2 |  | Combined cycle | Natural Gas | Diesel Oil, Other Gas |  | Dry Low NOx Burners,Selective Catalytic Reduction |  |  | 2019-09-22 | Operating | 3763 | CTGEN1 (336), ST-1 (292) | 60589 CT-1 | 482 | Y
PA | CPV Fairview, LLC | 60589 | CT-2 |  | 2023 | ARP, CSNOX, CSOSG3, CSSO2G1, NSPS4T, RGGI | 608446 | 3 |  | Cambria County | PA021 | 21 | Electric Utility | 40.4125 | -78.8561 | CPV Fairview, LLC (Owner),CPV Fairview, LLC (Operator) | Phase 2 |  | Combined cycle | Natural Gas | Diesel Oil, Other Gas |  | Dry Low NOx Burners,Selective Catalytic Reduction |  |  | 2019-09-27 | Operating | 3763 | ST-1 (292), CTGEN2 (336) | 60589 CT-2 | 482 | Y
CA | Stanton Energy Reliability Center | 60698 | D1 |  | 2023 | ARP | 601499 | 9 |  | Orange County | CA059 | 59 | Electric Utility | 33.807 | -117.9864 | Stanton Energy Reliability Center, LLC (Owner),Wellhead Services, Inc. (Operator) | Phase 2 |  | Combustion turbine | Pipeline Natural Gas |  |  | Water Injection,Selective Catalytic Reduction |  |  | 2020-04-20 | Operating | 500 | GT1 (60.5) | 60698 D1 | 60.5 | Y
CA | Stanton Energy Reliability Center | 60698 | D7 |  | 2023 | ARP | 601499 | 9 |  | Orange County | CA059 | 59 | Electric Utility | 33.807 | -117.9864 | Stanton Energy Reliability Center, LLC (Owner),Wellhead Services, Inc. (Operator) | Phase 2 |  | Combustion turbine | Pipeline Natural Gas |  |  | Water Injection,Selective Catalytic Reduction |  |  | 2020-04-17 | Operating | 500 | GT2 (60.5) | 60698 D7 | 60.5 | Y
MA | Salem Harbor Station NGCC | 60903 | 1 |  | 2023 | ARP, RGGI, SIPNOX | 602193 (Ended Sep 22, 2023), 603241 (Started Sep 22, 2023) | 1 |  | Essex County | MA009 | 9 | Electric Utility | 42.5256 | -70.8784 | Salem Harbor Power Development LP (Owner),Salem Harbor Power Development LP (Operator) | Phase 2 |  | Combined cycle | Pipeline Natural Gas |  |  | Dry Low NOx Burners,Selective Catalytic Reduction |  |  | 2017-12-22 | Operating | 2700 | 3 (240.7), 1 (158.4) | 60903 1 | 399.1 | Y
MA | Salem Harbor Station NGCC | 60903 | 2 |  | 2023 | ARP, RGGI, SIPNOX | 602193 (Ended Sep 22, 2023), 603241 (Started Sep 22, 2023) | 1 |  | Essex County | MA009 | 9 | Electric Utility | 42.5256 | -70.8784 | Salem Harbor Power Development LP (Owner),Salem Harbor Power Development LP (Operator) | Phase 2 |  | Combined cycle | Pipeline Natural Gas |  |  | Dry Low NOx Burners,Selective Catalytic Reduction |  |  | 2018-02-10 | Operating | 2700 | 2 (158.4), 4 (240.7) | 60903 2 | 399.1 | Y
TX | NET Power La Porte Station | 60910 | 1GT |  | 2023 | ARP, CSOSG2 | 608815 (Ended Jun 15, 2023), 610693 (Started Jun 15, 2023) | 6 |  | Harris County | TX201 | 201 | Electric Utility | 29.6468 | -95.0541 | NET Power LLC (Owner),NET Power LLC (Operator) | Phase 2 |  | Combustion turbine | Pipeline Natural Gas | [5 empty] | 2021-11-15 | Operating | 172 | NPLPS (25.5) | 60910 1GT | 25.5
TX | Montgomery County Power Station | 60925 | CT1 |  | 2023 | ARP, CSOSG2 | 609775 (Ended Mar 31, 2023), 610584 (Started Mar 31, 2023) | 6 |  | Montgomery County | TX339 | 339 | Electric Utility | 30.4358 | -95.5206 | Entergy Corporation (Owner),Entergy Corporation (Operator) | Phase 2 |  | Combined cycle | Pipeline Natural Gas |  |  | Dry Low NOx Burners,Selective Catalytic Reduction |  |  | 2020-08-30 | Operating | 3800 | 1C (500), 1A (250) | 60925 CT1 | 500 | Y
TX | Montgomery County Power Station | 60925 | CT2 |  | 2023 | ARP, CSOSG2 | 609775 (Ended Mar 31, 2023), 610584 (Started Mar 31, 2023) | 6 |  | Montgomery County | TX339 | 339 | Electric Utility | 30.4358 | -95.5206 | Entergy Corporation (Owner),Entergy Corporation (Operator) | Phase 2 |  | Combined cycle | Pipeline Natural Gas |  |  | Dry Low NOx Burners,Selective Catalytic Reduction |  |  | 2020-09-04 | Operating | 3800 | 1B (250), 1C (500) | 60925 CT2 | 500 | Y
LA | St. Charles Power Station | 60926 | 1A |  | 2023 | ARP, CSOSG2E | 609775 (Ended Mar 31, 2023), 610584 (Started Mar 31, 2023) | 6 |  | St. Charles Parish | LA089 | 89 | Electric Utility | 30.0051 | -90.4617 | Entergy Corporation (Owner),Entergy Corporation (Operator) | Phase 2 |  | Combined cycle | Pipeline Natural Gas |  |  | Dry Low NOx Burners,Selective Catalytic Reduction |  |  | 2019-02-28 | Operating | 3750 | 1A (258), 1C (453) | 60926 1A | 484.5 | Y
LA | St. Charles Power Station | 60926 | 1B |  | 2023 | ARP, CSOSG2E | 609775 (Ended Mar 31, 2023), 610584 (Started Mar 31, 2023) | 6 |  | St. Charles Parish | LA089 | 89 | Electric Utility | 30.0051 | -90.4617 | Entergy Corporation (Owner),Entergy Corporation (Operator) | Phase 2 |  | Combined cycle | Pipeline Natural Gas |  |  | Dry Low NOx Burners,Selective Catalytic Reduction |  |  | 2019-02-24 | Operating | 3620 | 1B (258), 1C (453) | 60926 1B | 484.5 | Y
LA | Lake Charles Power Station | 60927 | 1A |  | 2023 | ARP, CSOSG2E | 609775 (Ended Mar 31, 2023), 610584 (Started Mar 31, 2023) | 6 |  | Calcasieu Parish | LA019 | 19 | Electric Utility | 30.2706 | -93.2886 | Entergy Corporation (Owner),Entergy Corporation (Operator) | Phase 2 |  | Combined cycle | Pipeline Natural Gas |  |  | Dry Low NOx Burners,Selective Catalytic Reduction |  |  | 2020-01-05 | Operating | 3650 | 1A (257), 1C (452.5) | 60927 1A | 483.25 | Y
LA | Lake Charles Power Station | 60927 | 1B |  | 2023 | ARP, CSOSG2E | 609775 (Ended Mar 31, 2023), 610584 (Started Mar 31, 2023) | 6 |  | Calcasieu Parish | LA019 | 19 | Electric Utility | 30.2706 | -93.2886 | Entergy Corporation (Owner),Entergy Corporation (Operator) | Phase 2 |  | Combined cycle | Pipeline Natural Gas |  |  | Dry Low NOx Burners,Selective Catalytic Reduction |  |  | 2020-01-12 | Operating | 3550 | 1B (257), 1C (452.5) | 60927 1B | 483.25 | Y
PA | Hickory Run Energy Station | 61028 | CT1 |  | 2023 | ARP, CSNOX, CSOSG3, CSSO2G1, NSPS4T, RGGI | 606904 (Ended Sep 08, 2023), 610747 (Started Sep 08, 2023) | 3 |  | Lawrence County | PA073 | 73 | Electric Utility | 40.9951 | -80.4301 | Hickory Run Energy, LLC (Owner),Hickory Run Energy, LLC (Operator) | Phase 2 |  | Combined cycle | Pipeline Natural Gas |  |  | Dry Low NOx Burners,Selective Catalytic Reduction |  |  | 2019-10-30 | Operating | 3550 | CTG1 (311), STG1 (450) | 61028 CT1 | 536 | Y
PA | Hickory Run Energy Station | 61028 | CT2 |  | 2023 | ARP, CSNOX, CSOSG3, CSSO2G1, NSPS4T, RGGI | 606904 (Ended Sep 08, 2023), 610747 (Started Sep 08, 2023) | 3 |  | Lawrence County | PA073 | 73 | Electric Utility | 40.9951 | -80.4301 | Hickory Run Energy, LLC (Owner),Hickory Run Energy, LLC (Operator) | Phase 2 |  | Combined cycle | Pipeline Natural Gas |  |  | Dry Low NOx Burners,Selective Catalytic Reduction |  |  | 2019-11-04 | Operating | 3550 | STG1 (450), CTG2 (311) | 61028 CT2 | 536 | Y
PA | Birdsboro Power | 61035 | 1 |  | 2023 | ARP, CSNOX, CSOSG3, CSSO2G1, NSPS4T, RGGI | 603749 | 3 |  | Berks County | PA011 | 11 | Electric Utility | 40.2683 | -75.8 | Birdsboro Power, LLC (Owner),Birdsboro Power, LLC (Operator) | Phase 2 |  | Combined cycle | Pipeline Natural Gas |  |  | Dry Low NOx Burners,Selective Catalytic Reduction |  |  | 2019-02-07 | Operating | 3345 | GEN1 (488) | 61035 1 | 488 | Y
SD | Astoria Station | 61144 | 1 |  | 2023 | ARP, NSPS4T | 607660 | 8 |  | Deuel County | SD039 | 39 | Electric Utility | 44.5812 | -96.565 | Otter Tail Power Company (Owner),Otter Tail Power Company (Operator) | Phase 2 |  | Combustion turbine | Pipeline Natural Gas |  |  | Dry Low NOx Burners |  |  | 2021-02-02 | Operating | 3000 | 1 (349) | 61144 1 | 349
TX | Victoria City Peaking Facility | 61241 | CT1 |  | 2023 | ARP, CSOSG2 | 610344 | 6 |  | Victoria County | TX469 | 469 | Electric Utility | 28.7853 | -97.0093 | TRES City Power LLC (Owner),TRES City Power LLC (Operator) | Phase 2 |  | Combustion turbine | Pipeline Natural Gas |  |  | Ammonia Injection,Selective Catalytic Reduction |  |  | 2019-12-17 | Operating | 473 | VC-1 (50) | 61241 CT1 | 50 | Y
TX | Victoria City Peaking Facility | 61241 | CT2 |  | 2023 | ARP, CSOSG2 | 610344 | 6 |  | Victoria County | TX469 | 469 | Electric Utility | 28.7853 | -97.0093 | TRES City Power LLC (Owner),TRES City Power LLC (Operator) | Phase 2 |  | Combustion turbine | Pipeline Natural Gas |  |  | Ammonia Injection,Selective Catalytic Reduction |  |  | 2019-12-17 | Operating | 473 | VC-2 (50) | 61241 CT2 | 50 | Y
TX | Victoria Port Peaking Facility | 61242 | CT1 |  | 2023 | ARP, CSOSG2 | 610344 | 6 |  | Victoria County | TX469 | 469 | Electric Utility | 28.6958 | -96.9454 | TRES City Power LLC (Owner),TRES City Power LLC (Operator) | Phase 2 |  | Combustion turbine | Pipeline Natural Gas |  |  | Ammonia Injection,Selective Catalytic Reduction |  |  | 2019-03-25 | Operating | 473 | VP-1 (50) | 61242 CT1 | 50 | Y
TX | Victoria Port Peaking Facility | 61242 | CT2 |  | 2023 | ARP, CSOSG2 | 610344 | 6 |  | Victoria County | TX469 | 469 | Electric Utility | 28.6958 | -96.9454 | TRES City Power LLC (Owner),TRES City Power LLC (Operator) | Phase 2 |  | Combustion turbine | Pipeline Natural Gas |  |  | Ammonia Injection,Selective Catalytic Reduction |  |  | 2019-04-02 | Operating | 473 | VP-2 (50) | 61242 CT2 | 50 | Y
OH | Long Ridge Energy Generation | 61322 | CC1 |  | 2023 | ARP, CSNOX, CSOSG3, CSSO2G1, NSPS4T | 609464 | 5 |  | Monroe County | OH111 | 111 | Electric Utility | 39.7025 | -80.8455 | Long Ridge Energy Generation LLC (Owner),Long Ridge Energy Generation LLC (Operator) | Phase 2 |  | Combined cycle | Pipeline Natural Gas |  |  | Dry Low NOx Burners,Selective Catalytic Reduction |  |  | 2021-06-01 | Operating | 3400 | HPPP1 (521.9) | 61322 CC1 | 521.9 | Y
TX | Victoria Port Power II Peaking Facility | 61966 | CT1 |  | 2023 | ARP, CSOSG2 | 609948 (Ended Dec 19, 2023), 603196 (Started Dec 19, 2023)(Ended Dec 19, 2023), 610327 (Started Dec 19, 2023) | 6 |  | Victoria County | TX469 | 469 | Electric Utility | 28.6967 | -96.9449 | Victoria Port Power II LLC (Owner),Victoria Port Power II LLC (Operator) | Phase 2 |  | Combustion turbine | Pipeline Natural Gas |  |  | Selective Catalytic Reduction |  |  | 2021-11-11 | Operating | 515 | VP2-1 (50) | 61966 CT1 | 50 | Y
TX | Victoria Port Power II Peaking Facility | 61966 | CT2 |  | 2023 | ARP, CSOSG2 | 609948 (Ended Dec 19, 2023), 603196 (Started Dec 19, 2023)(Ended Dec 19, 2023), 610327 (Started Dec 19, 2023) | 6 |  | Victoria County | TX469 | 469 | Electric Utility | 28.6967 | -96.9449 | Victoria Port Power II LLC (Owner),Victoria Port Power II LLC (Operator) | Phase 2 |  | Combustion turbine | Pipeline Natural Gas |  |  | Selective Catalytic Reduction |  |  | 2021-09-21 | Operating | 515 | VP2-2 (50) | 61966 CT2 | 50 | Y
MI | Blue Water Energy Center | 62192 | 11 |  | 2023 | ARP, CSNOX, CSOSG3, CSSO2G1, NSPS4T | 609535 (Ended Mar 22, 2023), 610607 (Started Mar 22, 2023) | 5 |  | St. Clair County | MI147 | 147 | Electric Utility | 42.7763 | -82.4813 | DTE Electric Company (Owner),DTE Electric Company (Operator) | Phase 2 |  | Combined cycle | Pipeline Natural Gas |  |  | Dry Low NOx Burners,Selective Catalytic Reduction |  |  | 2021-11-03 | Operating | 4458 | 11 (394.4), 1S (478.6) | 62192 11 | 633.7 | Y
MI | Blue Water Energy Center | 62192 | 12 |  | 2023 | ARP, CSNOX, CSOSG3, CSSO2G1, NSPS4T | 609535 (Ended Mar 22, 2023), 610607 (Started Mar 22, 2023) | 5 |  | St. Clair County | MI147 | 147 | Electric Utility | 42.7763 | -82.4813 | DTE Electric Company (Owner),DTE Electric Company (Operator) | Phase 2 |  | Combined cycle | Pipeline Natural Gas |  |  | Dry Low NOx Burners,Selective Catalytic Reduction |  |  | 2021-11-14 | Operating | 4458 | 1S (478.6), 12 (394.4) | 62192 12 | 633.7 | Y
TX | SJRR Power Peaking Facility | 62548 | CT1 | CP1 | 2023 | ARP, CSOSG2 | 609948 | 6 |  | Harris County | TX201 | 201 | Electric Utility | 29.8819 | -95.1114 | SJRR Power LLC (Owner),SJRR Power LLC (Operator) | Phase 2 |  | Combustion turbine | Pipeline Natural Gas |  |  | Selective Catalytic Reduction |  |  | 2022-05-26 | Operating | 550 | SJ-1 (50) | 62548 CT1 | 50 | Y
TX | SJRR Power Peaking Facility | 62548 | CT2 | CP1 | 2023 | ARP, CSOSG2 | 609948 | 6 |  | Harris County | TX201 | 201 | Electric Utility | 29.8819 | -95.1114 | SJRR Power LLC (Owner),SJRR Power LLC (Operator) | Phase 2 |  | Combustion turbine | Pipeline Natural Gas |  |  | Selective Catalytic Reduction |  |  | 2022-05-25 | Operating | 510 | SJ-2 (50) | 62548 CT2 | 50 | Y
PA | Hill Top Energy Center | 62565 | 1 |  | 2023 | ARP, CSNOX, CSOSG3, CSSO2G1, NSPS4T, RGGI | 606325 | 3 |  | Greene County | PA059 | 59 | Electric Utility | 39.8931 | -79.9308 | Hill Top Energy Center, LLC (Owner),Hill Top Energy Center, LLC (Operator) | Phase 2 |  | Combined cycle | Pipeline Natural Gas |  |  | Dry Low NOx Burners,Selective Catalytic Reduction |  |  | 2021-04-01 | Operating | 4550 | GEN1 (664.7) | 62565 1 | 664.7 | Y
IL | Jackson Generation, LLC | 62926 | CTG-01 |  | 2023 | ARP, CSNOX, CSOSG3, CSSO2G1, NSPS4T | 609706 (Ended Jan 30, 2023), 610552 (Started Jan 30, 2023) | 5 |  | Will County | IL197 | 197 | Electric Utility | 41.4388 | -88.111 | Jackson Generation, LLC (Owner),Jackson Generation, LLC (Operator) | Phase 2 |  | Combined cycle | Pipeline Natural Gas |  |  | Dry Low NOx Burners,Selective Catalytic Reduction |  |  | 2021-11-28 | Operating | 4281 | 01 (644.3) | 62926 CTG-01 | 644.3 | Y
IL | Jackson Generation, LLC | 62926 | CTG-02 |  | 2023 | ARP, CSNOX, CSOSG3, CSSO2G1, NSPS4T | 609706 (Ended Jan 30, 2023), 610552 (Started Jan 30, 2023) | 5 |  | Will County | IL197 | 197 | Electric Utility | 41.4388 | -88.111 | Jackson Generation, LLC (Owner),Jackson Generation, LLC (Operator) | Phase 2 |  | Combined cycle | Pipeline Natural Gas |  |  | Dry Low NOx Burners,Selective Catalytic Reduction |  |  | 2021-12-27 | Operating | 4281 | 02 (644.3) | 62926 CTG-02 | 644.3 | Y
OH | Guernsey Power Station | 62949 | P001 |  | 2023 | ARP, CSNOX, CSOSG3, CSSO2G1, NSPS4T | 1245 | 5 |  | Guernsey County | OH059 | 59 | Electric Utility | 39.9387 | -81.5363 | Guernsey Power Station, LLC (Owner),Guernsey Power Station, LLC (Operator) | Phase 2 |  | Combined cycle | Pipeline Natural Gas |  |  | Dry Low NOx Burners,Selective Catalytic Reduction |  |  | 2022-09-23 | Operating | 4500 | GPS1 (652.8) | 62949 P001 | 652.8 | Y
OH | Guernsey Power Station | 62949 | P002 |  | 2023 | ARP, CSNOX, CSOSG3, CSSO2G1, NSPS4T | 1245 | 5 |  | Guernsey County | OH059 | 59 | Electric Utility | 39.9387 | -81.5363 | Guernsey Power Station, LLC (Owner),Guernsey Power Station, LLC (Operator) | Phase 2 |  | Combined cycle | Pipeline Natural Gas |  |  | Dry Low NOx Burners,Selective Catalytic Reduction |  |  | 2022-09-17 | Operating | 4500 | GPS2 (652.8) | 62949 P002 | 652.8 | Y
OH | Guernsey Power Station | 62949 | P003 |  | 2023 | ARP, CSNOX, CSOSG3, CSSO2G1, NSPS4T | 1245 | 5 |  | Guernsey County | OH059 | 59 | Electric Utility | 39.9387 | -81.5363 | Guernsey Power Station, LLC (Owner),Guernsey Power Station, LLC (Operator) | Phase 2 |  | Combined cycle | Pipeline Natural Gas |  |  | Dry Low NOx Burners,Selective Catalytic Reduction |  |  | 2022-11-02 | Operating | 4500 | GPS3 (652.8) | 62949 P003 | 652.8 | Y
MI | Delta Energy Park | 63259 | DEPC2 |  | 2023 | ARP, CSNOX, CSOSG3, CSSO2G1, NSPS4T | 608475 | 5 |  | Eaton County | MI045 | 45 | Electric Utility | 42.6906 | -84.6578 | Lansing Board of Water and Light (Owner),Lansing Board of Water and Light (Operator) | Phase 2 |  | Combined cycle | Pipeline Natural Gas |  |  | Dry Low NOx Burners,Selective Catalytic Reduction |  |  | 2021-05-27 | Operating | 871 | DEPC2 (58), DEPST (89.2) | 63259 DEPC2 | 102.6 | Y
MI | Delta Energy Park | 63259 | DEPC3 |  | 2023 | ARP, CSNOX, CSOSG3, CSSO2G1, NSPS4T | 608475 | 5 |  | Eaton County | MI045 | 45 | Electric Utility | 42.6906 | -84.6578 | Lansing Board of Water and Light (Owner),Lansing Board of Water and Light (Operator) | Phase 2 |  | Combined cycle | Pipeline Natural Gas |  |  | Dry Low NOx Burners,Selective Catalytic Reduction |  |  | 2021-05-28 | Operating | 871 | DEPST (89.2), DEPC3 (58) | 63259 DEPC3 | 102.6 | Y
MI | Delta Energy Park | 63259 | DEPS1 |  | 2023 | ARP, CSNOX, CSOSG3, CSSO2G1 | 608475 | 5 |  | Eaton County | MI045 | 45 | Electric Utility | 42.6906 | -84.6578 | Lansing Board of Water and Light (Owner),Lansing Board of Water and Light (Operator) | Phase 2 |  | Combustion turbine | Pipeline Natural Gas |  |  | Dry Low NOx Burners |  |  | 2021-05-27 | Operating | 667 | DEPS1 (58) | 63259 DEPS1 | 58
TX | HO Clarke Generating | 63335 | CT-1 |  | 2023 | ARP, CSOSG2 | 609954 | 6 |  | Harris County | TX201 | 201 | Electric Utility | 29.6454 | -95.4517 | HO Clarke Generating, LLC (Owner),ProEnergy Services LLC (Operator) | Phase 2 |  | Combustion turbine | Pipeline Natural Gas |  |  | Water Injection,Selective Catalytic Reduction |  |  | 2020-12-22 | Operating | 475 | CTG-1 (60.5) | 63335 CT-1 | 60.5 | Y
TX | HO Clarke Generating | 63335 | CT-2 |  | 2023 | ARP, CSOSG2 | 609954 | 6 |  | Harris County | TX201 | 201 | Electric Utility | 29.6454 | -95.4517 | HO Clarke Generating, LLC (Owner),ProEnergy Services LLC (Operator) | Phase 2 |  | Combustion turbine | Pipeline Natural Gas |  |  | Water Injection,Selective Catalytic Reduction |  |  | 2020-12-22 | Operating | 475 | CTG-2 (60.5) | 63335 CT-2 | 60.5 | Y
TX | HO Clarke Generating | 63335 | CT-3 |  | 2023 | ARP, CSOSG2 | 609954 | 6 |  | Harris County | TX201 | 201 | Electric Utility | 29.6454 | -95.4517 | HO Clarke Generating, LLC (Owner),ProEnergy Services LLC (Operator) | Phase 2 |  | Combustion turbine | Pipeline Natural Gas |  |  | Water Injection,Selective Catalytic Reduction |  |  | 2020-12-19 | Operating | 475 | CTG-3 (60.5) | 63335 CT-3 | 60.5 | Y
TX | HO Clarke Generating | 63335 | CT-4 |  | 2023 | ARP, CSOSG2 | 609954 | 6 |  | Harris County | TX201 | 201 | Electric Utility | 29.6454 | -95.4517 | HO Clarke Generating, LLC (Owner),ProEnergy Services LLC (Operator) | Phase 2 |  | Combustion turbine | Pipeline Natural Gas |  |  | Water Injection,Selective Catalytic Reduction |  |  | 2020-12-19 | Operating | 475 | CTG-4 (60.5) | 63335 CT-4 | 60.5 | Y
TX | HO Clarke Generating | 63335 | CT-5 |  | 2023 | ARP, CSOSG2 | 609954 | 6 |  | Harris County | TX201 | 201 | Electric Utility | 29.6454 | -95.4517 | HO Clarke Generating, LLC (Owner),ProEnergy Services LLC (Operator) | Phase 2 |  | Combustion turbine | Pipeline Natural Gas |  |  | Water Injection,Selective Catalytic Reduction |  |  | 2020-12-17 | Operating | 475 | CTG-5 (60.5) | 63335 CT-5 | 60.5 | Y
TX | HO Clarke Generating | 63335 | CT-6 |  | 2023 | ARP, CSOSG2 | 609954 | 6 |  | Harris County | TX201 | 201 | Electric Utility | 29.6454 | -95.4517 | HO Clarke Generating, LLC (Owner),ProEnergy Services LLC (Operator) | Phase 2 |  | Combustion turbine | Pipeline Natural Gas |  |  | Water Injection,Selective Catalytic Reduction |  |  | 2020-12-17 | Operating | 475 | CTG-6 (60.5) | 63335 CT-6 | 60.5 | Y
TX | HO Clarke Generating | 63335 | CT-7 |  | 2023 | ARP, CSOSG2 | 609954 | 6 |  | Harris County | TX201 | 201 | Electric Utility | 29.6454 | -95.4517 | HO Clarke II, LLC (Owner),ProEnergy Services LLC (Operator) | Phase 2 |  | Combustion turbine | Pipeline Natural Gas |  |  | Water Injection,Selective Catalytic Reduction |  |  | 2021-09-01 | Operating | 475 | CTG-7 (60.5) | 63335 CT-7 | 60.5 | Y
TX | HO Clarke Generating | 63335 | CT-8 |  | 2023 | ARP, CSOSG2 | 609954 | 6 |  | Harris County | TX201 | 201 | Electric Utility | 29.6454 | -95.4517 | HO Clarke II, LLC (Owner),ProEnergy Services LLC (Operator) | Phase 2 |  | Combustion turbine | Pipeline Natural Gas |  |  | Water Injection,Selective Catalytic Reduction |  |  | 2021-09-01 | Operating | 475 | CTG-8 (60.5) | 63335 CT-8 | 60.5 | Y
TX | Topaz Generating | 63688 | CT-1 |  | 2023 | ARP, CSOSG2 | 609954 | 6 |  | Galveston County | TX167 | 167 | Electric Utility | 29.4262 | -94.9767 | Topaz Generating, LLC (Owner),ProEnergy Services LLC (Operator) | Phase 2 |  | Combustion turbine | Pipeline Natural Gas |  |  | Water Injection,Selective Catalytic Reduction |  |  | 2021-07-05 | Operating | 475 | CTG-1 (60.5) | 63688 CT-1 | 60.5 | Y
TX | Topaz Generating | 63688 | CT-10 |  | 2023 | ARP, CSOSG2 | 609954 | 6 |  | Galveston County | TX167 | 167 | Electric Utility | 29.4262 | -94.9767 | Topaz II, LLC (Owner),ProEnergy Services LLC (Operator) | Phase 2 |  | Combustion turbine | Pipeline Natural Gas |  |  | Water Injection,Selective Catalytic Reduction |  |  | 2021-08-04 | Operating | 475 | CTG-10 (60.5) | 63688 CT-10 | 60.5 | Y
TX | Topaz Generating | 63688 | CT-2 |  | 2023 | ARP, CSOSG2 | 609954 | 6 |  | Galveston County | TX167 | 167 | Electric Utility | 29.4262 | -94.9767 | Topaz Generating, LLC (Owner),ProEnergy Services LLC (Operator) | Phase 2 |  | Combustion turbine | Pipeline Natural Gas |  |  | Water Injection,Selective Catalytic Reduction |  |  | 2021-07-05 | Operating | 475 | CTG-2 (60.5) | 63688 CT-2 | 60.5 | Y
TX | Topaz Generating | 63688 | CT-3 |  | 2023 | ARP, CSOSG2 | 609954 | 6 |  | Galveston County | TX167 | 167 | Electric Utility | 29.4262 | -94.9767 | Topaz Generating, LLC (Owner),ProEnergy Services LLC (Operator) | Phase 2 |  | Combustion turbine | Pipeline Natural Gas |  |  | Water Injection,Selective Catalytic Reduction |  |  | 2021-07-08 | Operating | 475 | CTG-3 (60.5) | 63688 CT-3 | 60.5 | Y
TX | Topaz Generating | 63688 | CT-4 |  | 2023 | ARP, CSOSG2 | 609954 | 6 |  | Galveston County | TX167 | 167 | Electric Utility | 29.4262 | -94.9767 | Topaz Generating, LLC (Owner),ProEnergy Services LLC (Operator) | Phase 2 |  | Combustion turbine | Pipeline Natural Gas |  |  | Water Injection,Selective Catalytic Reduction |  |  | 2021-07-08 | Operating | 475 | CTG-4 (60.5) | 63688 CT-4 | 60.5 | Y
TX | Topaz Generating | 63688 | CT-5 |  | 2023 | ARP, CSOSG2 | 609954 | 6 |  | Galveston County | TX167 | 167 | Electric Utility | 29.4262 | -94.9767 | Topaz Generating, LLC (Owner),ProEnergy Services LLC (Operator) | Phase 2 |  | Combustion turbine | Pipeline Natural Gas |  |  | Water Injection,Selective Catalytic Reduction |  |  | 2021-07-12 | Operating | 475 | CTG-5 (60.5) | 63688 CT-5 | 60.5 | Y
TX | Topaz Generating | 63688 | CT-6 |  | 2023 | ARP, CSOSG2 | 609954 | 6 |  | Galveston County | TX167 | 167 | Electric Utility | 29.4262 | -94.9767 | Topaz Generating, LLC (Owner),ProEnergy Services LLC (Operator) | Phase 2 |  | Combustion turbine | Pipeline Natural Gas |  |  | Water Injection,Selective Catalytic Reduction |  |  | 2021-07-12 | Operating | 475 | CTG-6 (60.5) | 63688 CT-6 | 60.5 | Y
TX | Topaz Generating | 63688 | CT-7 |  | 2023 | ARP, CSOSG2 | 609954 | 6 |  | Galveston County | TX167 | 167 | Electric Utility | 29.4262 | -94.9767 | Topaz Generating, LLC (Owner),ProEnergy Services LLC (Operator) | Phase 2 |  | Combustion turbine | Pipeline Natural Gas |  |  | Water Injection,Selective Catalytic Reduction |  |  | 2021-07-12 | Operating | 475 | CTG-7 (60.5) | 63688 CT-7 | 60.5 | Y
TX | Topaz Generating | 63688 | CT-8 |  | 2023 | ARP, CSOSG2 | 609954 | 6 |  | Galveston County | TX167 | 167 | Electric Utility | 29.4262 | -94.9767 | Topaz II, LLC (Owner),ProEnergy Services LLC (Operator) | Phase 2 |  | Combustion turbine | Pipeline Natural Gas |  |  | Water Injection,Selective Catalytic Reduction |  |  | 2021-08-04 | Operating | 475 | CTG-8 (60.5) | 63688 CT-8 | 60.5 | Y
TX | Topaz Generating | 63688 | CT-9 |  | 2023 | ARP, CSOSG2 | 609954 | 6 |  | Galveston County | TX167 | 167 | Electric Utility | 29.4262 | -94.9767 | Topaz II, LLC (Owner),ProEnergy Services LLC (Operator) | Phase 2 |  | Combustion turbine | Pipeline Natural Gas |  |  | Water Injection,Selective Catalytic Reduction |  |  | 2021-09-09 | Operating | 475 | CTG-9 (60.5) | 63688 CT-9 | 60.5 | Y
IL | CPV Three Rivers Energy Center | 63931 | 1 |  | 2023 | ARP, CSNOX, CSOSG3, CSSO2G1 | 610172 | 5 |  | Grundy County | IL063 | 63 | Electric Utility | 41.3722 | -88.2844 | CPV Three Rivers, LLC (Owner),Consolidated Asset Management Services, LLC (Operator) | Phase 2 |  | Combined cycle (Started Jan 04, 2023) | Pipeline Natural Gas |  |  | Selective Catalytic Reduction |  |  | 2023-01-04 | Operating (Started 01/04/2023) | 4650 | GEN1 (625) | 63931 1 | 625 | Y
IL | CPV Three Rivers Energy Center | 63931 | 2 |  | 2023 | ARP, CSNOX, CSOSG3, CSSO2G1 | 610172 | 5 |  | Grundy County | IL063 | 63 | Electric Utility | 41.3722 | -88.2844 | CPV Three Rivers, LLC (Owner),Consolidated Asset Management Services, LLC (Operator) | Phase 2 |  | Combined cycle (Started Apr 29, 2023) | Pipeline Natural Gas |  |  | Selective Catalytic Reduction |  |  | 2023-04-29 | Operating (Started 04/29/2023) | 4650 | GEN2 (625) | 63931 2 | 625 | Y
TX | Braes Bayou Plant | 64383 | CT-1 |  | 2023 | ARP, CSOSG2 | 609954 | 6 |  | Fort Bend County | TX157 | 157 | Electric Utility | 29.4803 | -95.6203 | Braes Bayou Generating, LLC (Owner) (Ended Jan 09, 2023),Braes Bayou II LLC (Owner) (Started Jan 09, 2023),ProEnergy Services LLC (Operator) | Phase 2 |  | Combustion turbine | Pipeline Natural Gas |  |  | Water Injection,Selective Catalytic Reduction |  |  | 2022-08-22 | Operating | 475 | CTG-1 (60.5) | 64383 CT-1 | 60.5 | Y
TX | Braes Bayou Plant | 64383 | CT-2 |  | 2023 | ARP, CSOSG2 | 609954 | 6 |  | Fort Bend County | TX157 | 157 | Electric Utility | 29.4803 | -95.6203 | Braes Bayou Generating, LLC (Owner) (Ended Jan 09, 2023),Braes Bayou II LLC (Owner) (Started Jan 09, 2023),ProEnergy Services LLC (Operator) | Phase 2 |  | Combustion turbine | Pipeline Natural Gas |  |  | Water Injection,Selective Catalytic Reduction |  |  | 2022-06-26 | Operating | 475 | CTG-2 (60.5) | 64383 CT-2 | 60.5 | Y
TX | Braes Bayou Plant | 64383 | CT-3 |  | 2023 | ARP, CSOSG2 | 609954 | 6 |  | Fort Bend County | TX157 | 157 | Electric Utility | 29.4803 | -95.6203 | Braes Bayou Generating, LLC (Owner),ProEnergy Services LLC (Operator) | Phase 2 |  | Combustion turbine | Pipeline Natural Gas |  |  | Water Injection,Selective Catalytic Reduction |  |  | 2022-03-30 | Operating | 475 | CTG-3 (60.5) | 64383 CT-3 | 60.5 | Y
TX | Braes Bayou Plant | 64383 | CT-4 |  | 2023 | ARP, CSOSG2 | 609954 | 6 |  | Fort Bend County | TX157 | 157 | Electric Utility | 29.4803 | -95.6203 | Braes Bayou Generating, LLC (Owner),ProEnergy Services LLC (Operator) | Phase 2 |  | Combustion turbine | Pipeline Natural Gas |  |  | Water Injection,Selective Catalytic Reduction |  |  | 2022-03-29 | Operating | 475 | CTG-4 (60.5) | 64383 CT-4 | 60.5 | Y
TX | Braes Bayou Plant | 64383 | CT-5 |  | 2023 | ARP, CSOSG2 | 609954 | 6 |  | Fort Bend County | TX157 | 157 | Electric Utility | 29.4803 | -95.6203 | Braes Bayou Generating, LLC (Owner),ProEnergy Services LLC (Operator) | Phase 2 |  | Combustion turbine | Pipeline Natural Gas |  |  | Water Injection,Selective Catalytic Reduction |  |  | 2022-03-22 | Operating | 475 | CTG-5 (60.5) | 64383 CT-5 | 60.5 | Y
TX | Braes Bayou Plant | 64383 | CT-6 |  | 2023 | ARP, CSOSG2 | 609954 | 6 |  | Fort Bend County | TX157 | 157 | Electric Utility | 29.4803 | -95.6203 | Braes Bayou Generating, LLC (Owner),ProEnergy Services LLC (Operator) | Phase 2 |  | Combustion turbine | Pipeline Natural Gas |  |  | Water Injection,Selective Catalytic Reduction |  |  | 2022-03-14 | Operating | 475 | CTG-6 (60.5) | 64383 CT-6 | 60.5 | Y
TX | Braes Bayou Plant | 64383 | CT-7 |  | 2023 | ARP, CSOSG2 | 609954 | 6 |  | Fort Bend County | TX157 | 157 | Electric Utility | 29.4803 | -95.6203 | Braes Bayou Generating, LLC (Owner),ProEnergy Services LLC (Operator) | Phase 2 |  | Combustion turbine | Pipeline Natural Gas |  |  | Water Injection,Selective Catalytic Reduction |  |  | 2022-03-11 | Operating | 475 | CTG-7 (60.5) | 64383 CT-7 | 60.5 | Y
TX | Braes Bayou Plant | 64383 | CT-8 |  | 2023 | ARP, CSOSG2 | 609954 | 6 |  | Fort Bend County | TX157 | 157 | Electric Utility | 29.4803 | -95.6203 | Braes Bayou Generating, LLC (Owner),ProEnergy Services LLC (Operator) | Phase 2 |  | Combustion turbine | Pipeline Natural Gas |  |  | Water Injection,Selective Catalytic Reduction |  |  | 2022-03-10 | Operating | 475 | CTG-8 (60.5) | 64383 CT-8 | 60.5 | Y
TX | Mark One Power Station | 65372 | CT-1 |  | 2023 | ARP, CSOSG2 | 609954 | 6 |  | Brazoria County | TX039 | 39 | Electric Utility | 29.2286 | -95.4311 | Mark One Generating LLC (Owner),ProEnergy Services LLC (Operator) | Phase 2 |  | Combustion turbine | Pipeline Natural Gas |  |  | Water Injection,Selective Catalytic Reduction |  |  | 2022-09-26 | Operating | 475 | CTG-1 (60.5) | 65372 CT-1 | 60.5 | Y
TX | Mark One Power Station | 65372 | CT-2 |  | 2023 | ARP, CSOSG2 | 609954 | 6 |  | Brazoria County | TX039 | 39 | Electric Utility | 29.2286 | -95.4311 | Mark One Generating LLC (Owner),ProEnergy Services LLC (Operator) | Phase 2 |  | Combustion turbine | Pipeline Natural Gas |  |  | Water Injection,Selective Catalytic Reduction |  |  | 2022-09-27 | Operating | 475 | CTG-2 (60.5) | 65372 CT-2 | 60.5 | Y
TX | Mark One Power Station | 65372 | CT-3 |  | 2023 | ARP, CSOSG2 | 609954 | 6 |  | Brazoria County | TX039 | 39 | Electric Utility | 29.2286 | -95.4311 | Mark One Generating LLC (Owner),ProEnergy Services LLC (Operator) | Phase 2 |  | Combustion turbine | Pipeline Natural Gas |  |  | Water Injection,Selective Catalytic Reduction |  |  | 2022-09-30 | Operating | 475 | CTG-3 (60.5) | 65372 CT-3 | 60.5 | Y
TX | Mark One Power Station | 65372 | CT-4 |  | 2023 | ARP, CSOSG2 | 609954 | 6 |  | Brazoria County | TX039 | 39 | Electric Utility | 29.2286 | -95.4311 | Mark One Generating LLC (Owner),ProEnergy Services LLC (Operator) | Phase 2 |  | Combustion turbine | Pipeline Natural Gas |  |  | Water Injection,Selective Catalytic Reduction |  |  | 2022-12-01 | Operating | 475 | CTG-4 (60.5) | 65372 CT-4 | 60.5 | Y
TX | Mark One Power Station | 65372 | CT-5 |  | 2023 | ARP, CSOSG2 | 609954 | 6 |  | Brazoria County | TX039 | 39 | Electric Utility | 29.2286 | -95.4311 | Mark One Generating LLC (Owner),ProEnergy Services LLC (Operator) | Phase 2 |  | Combustion turbine | Pipeline Natural Gas |  |  | Water Injection,Selective Catalytic Reduction |  |  | 2022-12-02 | Operating | 475 | CTG-5 (60.5) | 65372 CT-5 | 60.5 | Y
TX | Mark One Power Station | 65372 | CT-6 |  | 2023 | ARP, CSOSG2 | 609954 | 6 |  | Brazoria County | TX039 | 39 | Electric Utility | 29.2286 | -95.4311 | Mark One Generating LLC (Owner),ProEnergy Services LLC (Operator) | Phase 2 |  | Combustion turbine | Pipeline Natural Gas |  |  | Water Injection,Selective Catalytic Reduction |  |  | 2022-12-07 | Operating | 475 | CTG-6 (60.5) | 65372 CT-6 | 60.5 | Y
TX | Brotman Power Station | 65373 | CT-1 |  | 2023 | ARP, CSOSG2 | 609954 | 6 |  | Brazoria County | TX039 | 39 | Electric Utility | 29.3642 | -95.4351 | Brotman Generating LLC (Owner),ProEnergy Services LLC (Operator) | Phase 2 |  | Combustion turbine (Started May 05, 2023) | Pipeline Natural Gas |  |  | Water Injection,Selective Catalytic Reduction |  |  | 2023-05-05 | Operating (Started 05/05/2023) | 475 | CTG-1 (60.5) | 65373 CT-1 | 60.5 | Y
TX | Brotman Power Station | 65373 | CT-2 |  | 2023 | ARP, CSOSG2 | 609954 | 6 |  | Brazoria County | TX039 | 39 | Electric Utility | 29.3642 | -95.4351 | Brotman Generating LLC (Owner),ProEnergy Services LLC (Operator) | Phase 2 |  | Combustion turbine (Started Apr 13, 2023) | Pipeline Natural Gas |  |  | Water Injection,Selective Catalytic Reduction |  |  | 2023-04-13 | Operating (Started 04/13/2023) | 475 | CTG-2 (60.5) | 65373 CT-2 | 60.5 | Y
TX | Brotman Power Station | 65373 | CT-3 |  | 2023 | ARP, CSOSG2 | 609954 | 6 |  | Brazoria County | TX039 | 39 | Electric Utility | 29.3642 | -95.4351 | Brotman Generating LLC (Owner),ProEnergy Services LLC (Operator) | Phase 2 |  | Combustion turbine (Started Apr 12, 2023) | Pipeline Natural Gas |  |  | Water Injection,Selective Catalytic Reduction |  |  | 2023-04-12 | Operating (Started 04/12/2023) | 475 | CTG-3 (60.5) | 65373 CT-3 | 60.5 | Y
TX | Brotman Power Station | 65373 | CT-4 |  | 2023 | ARP, CSOSG2 | 609954 | 6 |  | Brazoria County | TX039 | 39 | Electric Utility | 29.3642 | -95.4351 | Brotman Generating LLC (Owner),ProEnergy Services LLC (Operator) | Phase 2 |  | Combustion turbine (Started Apr 03, 2023) | Pipeline Natural Gas |  |  | Water Injection,Selective Catalytic Reduction |  |  | 2023-04-03 | Operating (Started 04/03/2023) | 475 | CTG-4 (60.5) | 65373 CT-4 | 60.5 | Y
TX | Brotman Power Station | 65373 | CT-5 |  | 2023 | ARP, CSOSG2 | 609954 | 6 |  | Brazoria County | TX039 | 39 | Electric Utility | 29.3642 | -95.4351 | Brotman Generating LLC (Owner),ProEnergy Services LLC (Operator) | Phase 2 |  | Combustion turbine (Started Mar 17, 2023) | Pipeline Natural Gas |  |  | Water Injection,Selective Catalytic Reduction |  |  | 2023-03-17 | Operating (Started 03/17/2023) | 475 | CTG-5 (60.5) | 65373 CT-5 | 60.5 | Y
TX | Brotman Power Station | 65373 | CT-6 |  | 2023 | ARP, CSOSG2 | 609954 | 6 |  | Brazoria County | TX039 | 39 | Electric Utility | 29.3642 | -95.4351 | Brotman Generating LLC (Owner),ProEnergy Services LLC (Operator) | Phase 2 |  | Combustion turbine (Started Mar 16, 2023) | Pipeline Natural Gas |  |  | Water Injection,Selective Catalytic Reduction |  |  | 2023-03-16 | Operating (Started 03/16/2023) | 475 | CTG-6 (60.5) | 65373 CT-6 | 60.5 | Y
TX | Brotman Power Station | 65373 | CT-7 |  | 2023 | ARP, CSOSG2 | 609954 | 6 |  | Brazoria County | TX039 | 39 | Electric Utility | 29.3642 | -95.4351 | Brotman Generating LLC (Owner) (Ended Jan 09, 2023),Brotman II LLC (Owner) (Started Jan 09, 2023),ProEnergy Services LLC (Operator) | Phase 2 |  | Combustion turbine (Started Jul 17, 2023) | Pipeline Natural Gas |  |  | Water Injection,Selective Catalytic Reduction |  |  | 2023-07-17 | Operating (Started 07/17/2023) | 475 | CTG-7 (60.5) | 65373 CT-7 | 60.5 | Y
TX | Brotman Power Station | 65373 | CT-8 |  | 2023 | ARP, CSOSG2 | 609954 | 6 |  | Brazoria County | TX039 | 39 | Electric Utility | 29.3642 | -95.4351 | Brotman Generating LLC (Owner) (Ended Jan 09, 2023),Brotman II LLC (Owner) (Started Jan 09, 2023),ProEnergy Services LLC (Operator) | Phase 2 |  | Combustion turbine (Started Aug 02, 2023) | Pipeline Natural Gas |  |  | Water Injection,Selective Catalytic Reduction |  |  | 2023-08-02 | Operating (Started 08/02/2023) | 475 | CTG-8 (60.5) | 65373 CT-8 | 60.5 | Y
GA | Hartwell Energy Facility | 70454 | MAG1 |  | 2023 | ARP, CSNOX, CSOSG1, CSSO2G2 | 3066 (Ended Jan 31, 2023), 610555 (Started Jan 31, 2023) | 4 | SERC | Hart County | GA147 | 147 | Electric Utility | 34.3387 | -82.8207 | Oglethorpe Power Corporation (Owner),Oglethorpe Power Corporation (Operator) | Phase 2 |  | Combustion turbine | Pipeline Natural Gas | Diesel Oil |  | Water Injection |  |  | 1994-04-08 | Operating | 2241 | MAG1 (185) | 70454 MAG1 | 185
GA | Hartwell Energy Facility | 70454 | MAG2 |  | 2023 | ARP, CSNOX, CSOSG1, CSSO2G2 | 3066 (Ended Jan 31, 2023), 610555 (Started Jan 31, 2023) | 4 | SERC | Hart County | GA147 | 147 | Electric Utility | 34.3387 | -82.8207 | Oglethorpe Power Corporation (Owner),Oglethorpe Power Corporation (Operator) | Phase 2 |  | Combustion turbine | Pipeline Natural Gas | Diesel Oil |  | Water Injection |  |  | 1994-04-08 | Operating | 2241 | MAG2 (185) | 70454 MAG2 | 185
Note on AF1: [Threaded comment] Your version of Excel allows you to read this threaded comment; however, any edits to it will get removed if the file is opened in a newer version of Excel. Learn more: https://go.microsoft.com/fwlink/?linkid=870924 Comment: Add output from steam turbine to combined cycle turbines Steam turbine should be about 1/2 of the combustion turbine
Note on AJ6: [Threaded comment] Your version of Excel allows you to read this threaded comment; however, any edits to it will get removed if the file is opened in a newer version of Excel. Learn more: https://go.microsoft.com/fwlink/?linkid=870924 Comment: "turbine" includes other turbines and combustion turbines
Note on AJ7: [Threaded comment] Your version of Excel allows you to read this threaded comment; however, any edits to it will get removed if the file is opened in a newer version of Excel. Learn more: https://go.microsoft.com/fwlink/?linkid=870924 Comment: Electric Utility Cogeneration Industrial Turbine Small Power Producer

## CAMD Data 2023
State | Facility Name | Facility ID | Unit ID | Associated Stacks | Year | Operating Time Count | Sum of the Operating Time | Gross Load (MWh) | Steam Load (1000 lb) | SO2 Mass (short tons) | SO2 Rate (lbs/mmBtu) | CO2 Mass (short tons) | CO2 Rate (short tons/mmBtu) | NOx Mass (short tons) | NOx Rate (lbs/mmBtu) | Heat Input (mmBtu) | Primary Fuel Type | Secondary Fuel Type | Unit Type | SO2 Controls | NOx Controls | PM Controls | Hg Controls | Program Code | Unit ID | Commercial Operation Date | Heat Input (MMBtu/h) | SCR | NOx Emissions Rate (lb NOx/MWh-gross) | 2023 Capacity Factor |  | NOx Emissions Rate (lb NOx/MWh-gross)
AL | Barry | 3 | 1 | CS0AAN | 2023 | 575 | 571 | 16049.5 |  | 0.068 | 0.001 | 13509.825 | 0.0592 | 7.514 | 0.0567 | 227316.475 | Pipeline Natural Gas |  | Tangentially-fired |  | Low NOx Burner Technology w/ Closed-coupled OFA,Selective Non-catalytic Reduction |  |  | ARP, CSNOX, CSOSG2, CSSO2G2 | 3 1 | 1954-02-12 | 2322 | Y | 0.93635 | 1.118% | Coal | 0.57222 | 0.1 | Begin Date | 2019-01-01 | 2019-01-01
AL | Barry | 3 | 2 | CS0AAN | 2023 | 562 | 555.75 | 15528 |  | 0.064 | 0.001 | 12757.45 | 0.0592 | 7.454 | 0.057 | 214656.475 | Pipeline Natural Gas |  | Tangentially-fired |  | Low NOx Burner Technology w/ Closed-coupled OFA,Selective Non-catalytic Reduction |  |  | ARP, CSNOX, CSOSG2, CSSO2G2 | 3 2 | 1954-07-12 | 2359 | Y | 0.96007 | 1.039% | Combined Cycle | 0.083528 | 0.5 | End Date | 2025-01-01 | 2025-01-01
AL | Barry | 3 | 4 |  | 2023 | 6189 | 6182.75 | 601338 |  | 1.974 | 0.001 | 391039.55 | 0.059 | 386.123 | 0.118 | 6580043.725 | Pipeline Natural Gas |  | Tangentially-fired |  | Low NOx Burner Technology w/ Separated OFA,Selective Non-catalytic Reduction |  |  | ARP, CSNOX, CSOSG2, CSSO2G2 | 3 4 | 1969-12-31 | 3768 | Y | 1.2842 | 19.93% | Simple Cycle | 0.67418 | 0.5 | Min Heat Input Rating (MMBtu/h) | 100 | 100
AL | Barry | 3 | 5 |  | 2023 | 4089 | 4075.75 | 1975222.75 |  | 262.975 | 0.0486 | 2031374.075 | 0.1028 | 717.121 | 0.0772 | 19798960.625 | Coal | Pipeline Natural Gas | Tangentially-fired | Wet Limestone | Low NOx Burner Technology w/ Separated OFA,Selective Catalytic Reduction | Electrostatic Precipitator | Catalyst (gold, palladium, or other) used to oxidize mercury | ARP, CSNOX, CSOSG2, CSSO2G2, MATS | 3 5 | 1971-10-19 | 11057 | Y | 0.72612 | 20.44% |  |  |  | Max Heat Input Rating (MMBtu/h) | 11000 | 11000
AL | Barry | 3 | 6A |  | 2023 | 6298 | 6286.75 | 1684541.5 |  | 3.444 | 0.001 | 682204.65 | 0.059 | 47.513 | 0.0091 | 11479424.925 | Pipeline Natural Gas |  | Combined cycle |  | Dry Low NOx Burners,Selective Catalytic Reduction |  |  | ARP, CSNOX, CSOSG2, CSSO2G2 | 3 6A | 2000-03-14 | 3000 | Y | 0.056411 | 43.68% |  |  |  | Combustion Turbine Type | Turbine | Combined
AL | Barry | 3 | 6B |  | 2023 | 6219 | 6211.75 | 1652615 |  | 3.53 | 0.001 | 699252.4 | 0.059 | 48.013 | 0.009 | 11766302.425 | Pipeline Natural Gas |  | Combined cycle |  | Dry Low NOx Burners,Selective Catalytic Reduction |  |  | ARP, CSNOX, CSOSG2, CSSO2G2 | 3 6B | 2000-03-21 | 3000 | Y | 0.058105 | 44.77% |  |  |  | Source Category | Electric Utility | Electric Utility
AL | Barry | 3 | 7A |  | 2023 | 6745 | 6733 | 1820861.5 |  | 3.887 | 0.001 | 769979.675 | 0.059 | 53.65 | 0.0092 | 12956384.775 | Pipeline Natural Gas |  | Combined cycle |  | Dry Low NOx Burners,Selective Catalytic Reduction |  |  | ARP, CSNOX, CSOSG2, CSSO2G2 | 3 7A | 2001-01-13 | 3000 | Y | 0.058928 | 49.3%
AL | Barry | 3 | 7B |  | 2023 | 6790 | 6783.25 | 1859544 |  | 3.981 | 0.001 | 788534.725 | 0.059 | 54.343 | 0.0087 | 13268643.825 | Pipeline Natural Gas |  | Combined cycle |  | Dry Low NOx Burners,Selective Catalytic Reduction |  |  | ARP, CSNOX, CSOSG2, CSSO2G2 | 3 7B | 2001-01-18 | 3000 | Y | 0.058448 | 50.49% |  |  |  | Number of Combusiton Turbines | 92 | 53
AL | Barry | 3 | 8 |  | 2023 | 466 | 466 | 283475 |  | 0.524 | 0.001 | 103807.2 | 0.059 | 3.751 | 0.0043 | 1746748.2 | Pipeline Natural Gas |  | Combined cycle (Started Jul 17, 2023) |  | Dry Low NOx Burners,Selective Catalytic Reduction |  |  | ARP, CSNOX, CSOSG2, CSSO2G2, NSPS4T | 3 8 | 2023-07-17 | 4771 | Y | 0.026464 | 4.179% |  |  |  | Number in with "selective" | 70 | 53
AL | Greene County | 10 | 1 | CS0EBN | 2023 | 5780 | 5774 | 771089.25 |  | 2.208 | 0.001 | 437400.45 | 0.059 | 585.273 | 0.1376 | 7360103.925 | Pipeline Natural Gas |  | Cell burner boiler |  | Low NOx Cell Burner |  |  | ARP, CSNOX, CSOSG2, CSSO2G2 | 10 1 | 1965-06-11 | 3386 |  | 1.518 | 24.81% |  |  |  |  | 76.09% | 100%
AL | Greene County | 10 | 2 | CS0EBN | 2023 | 5237 | 5226.5 | 626765.75 |  | 1.835 | 0.001 | 363541.6 | 0.059 | 492.581 | 0.1374 | 6117393.1 | Pipeline Natural Gas |  | Dry bottom wall-fired boiler |  | Low NOx Burner Technology (Dry Bottom only) |  |  | ARP, CSNOX, CSOSG2, CSSO2G2 | 10 2 | 1966-07-30 | 3334 |  | 1.5718 | 20.95%
AL | Greene County | 10 | CT10 |  | 2023 | 161 | 126.25 | 6693.25 |  | 0.183 | 0.0036 | 6412.9 | 0.1353 | 3.795 | 0.0829 | 89045.075 | Pipeline Natural Gas | Diesel Oil | Combustion turbine |  | Water Injection |  |  | ARP, CSNOX, CSOSG2, CSSO2G2 | 10 CT10 | 1996-05-29 | 1294 |  | 1.134 | 0.7855% |  |  |  | Number of Category Combusiton Turbines | 0 | 0
AL | Greene County | 10 | CT2 |  | 2023 | 245 | 210.25 | 12240.75 |  | 0.052 | 0.0011 | 10284.009 | 0.1053 | 6.646 | 0.0844 | 156551.975 | Pipeline Natural Gas | Diesel Oil | Combustion turbine |  | Water Injection |  |  | ARP, CSNOX, CSOSG2, CSSO2G2 | 10 CT2 | 1996-05-29 | 1375 |  | 1.0859 | 1.3% |  |  |  | Number in Category with SCR | 0 | 0
AL | Greene County | 10 | CT3 |  | 2023 | 109 | 94.75 | 5479.25 |  | 0.043 | 0.0015 | 4659.794 | 0.0849 | 3.075 | 0.087 | 70332.725 | Pipeline Natural Gas | Diesel Oil | Combustion turbine |  | Water Injection |  |  | ARP, CSNOX, CSOSG2, CSSO2G2 | 10 CT3 | 1995-05-29 | 1307.2 |  | 1.1224 | 0.6142% |  |  |  |  | #DIV/0! | #DIV/0!
AL | Greene County | 10 | CT4 |  | 2023 | 209 | 179 | 10610.75 |  | 0.057 | 0.0012 | 8863.09 | 0.1062 | 6.131 | 0.0908 | 133692.475 | Pipeline Natural Gas | Diesel Oil | Combustion turbine |  | Water Injection |  |  | ARP, CSNOX, CSOSG2, CSSO2G2 | 10 CT4 | 1995-05-29 | 1294 |  | 1.1556 | 1.179%
AL | Greene County | 10 | CT5 |  | 2023 | 236 | 199 | 11471 |  | 0.054 | 0.0011 | 9780.318 | 0.2218 | 6.827 | 0.0879 | 149708.575 | Pipeline Natural Gas | Diesel Oil | Combustion turbine |  | Water Injection |  |  | ARP, CSNOX, CSOSG2, CSSO2G2 | 10 CT5 | 1995-05-29 | 1294 |  | 1.1903 | 1.321%
AL | Greene County | 10 | CT6 |  | 2023 | 254 | 223.5 | 12964 |  | 0.213 | 0.0028 | 11194.113 | 0.0922 | 7.336 | 0.0856 | 169632.525 | Pipeline Natural Gas | Diesel Oil | Combustion turbine |  | Water Injection |  |  | ARP, CSNOX, CSOSG2, CSSO2G2 | 10 CT6 | 1995-05-29 | 1308.9 |  | 1.1317 | 1.479%
AL | Greene County | 10 | CT7 |  | 2023 | 242 | 210.25 | 12285.25 |  | 0.06 | 0.0011 | 10689.187 | 0.1013 | 6.893 | 0.0837 | 163063.45 | Pipeline Natural Gas | Diesel Oil | Combustion turbine |  | Water Injection |  |  | ARP, CSNOX, CSOSG2, CSSO2G2 | 10 CT7 | 1995-05-29 | 1294 |  | 1.1222 | 1.439%
AL | Greene County | 10 | CT8 |  | 2023 | 215 | 183.75 | 10780.5 |  | 0.055 | 0.0011 | 9593.397 | 0.0993 | 6.349 | 0.0853 | 146810.675 | Pipeline Natural Gas | Diesel Oil | Combustion turbine |  | Water Injection |  |  | ARP, CSNOX, CSOSG2, CSSO2G2 | 10 CT8 | 1996-05-29 | 1655 |  | 1.1779 | 1.013%
AL | Greene County | 10 | CT9 |  | 2023 | 125 | 102.5 | 6116.25 |  | 0.024 | 0.001 | 5455.892 | 0.0962 | 3.445 | 0.0858 | 80224.275 | Pipeline Natural Gas | Diesel Oil | Combustion turbine |  | Water Injection |  |  | ARP, CSNOX, CSOSG2, CSSO2G2 | 10 CT9 | 1996-05-29 | 1334.7 |  | 1.1265 | 0.6861%
AL | E C Gaston | 26 | 1 | CS0CAN | 2023 | 3872 | 3864.75 | 399498.25 |  | 20.174 | 0.013 | 239986.093 | 0.059 | 250.545 | 0.1061 | 4048367.675 | Pipeline Natural Gas | Coal | Dry bottom wall-fired boiler |  | Low NOx Burner Technology (Dry Bottom only) | Electrostatic Precipitator |  | ARP, CSNOX, CSOSG2, CSSO2G2 | 26 1 | 1960-05-01 | 5462 |  | 1.2543 | 8.461%
AL | E C Gaston | 26 | 2 | CS0CAN | 2023 | 4813 | 4803.25 | 464414.5 |  | 131.077 | 0.0413 | 296178.434 | 0.0602 | 313.944 | 0.1069 | 4877156.15 | Pipeline Natural Gas | Coal | Dry bottom wall-fired boiler |  | Low NOx Burner Technology (Dry Bottom only) | Baghouse,Electrostatic Precipitator |  | ARP, CSNOX, CSOSG2, CSSO2G2 | 26 2 | 1960-07-01 | 5324 |  | 1.352 | 10.46%
AL | E C Gaston | 26 | 3 | CS0CBN | 2023 | 2660 | 2651.25 | 407611.75 |  | 16.877 | 0.01 | 247861.537 | 0.059 | 292.344 | 0.1261 | 4181195.05 | Pipeline Natural Gas | Coal | Dry bottom wall-fired boiler |  | Low NOx Burner Technology (Dry Bottom only) | Baghouse,Electrostatic Precipitator |  | ARP, CSNOX, CSOSG2, CSSO2G2 | 26 3 | 1960-06-01 | 5077.2 |  | 1.4344 | 9.401%
AL | E C Gaston | 26 | 4 | CS0CBN | 2023 | 3169 | 3154 | 412084.25 |  | 15.884 | 0.0136 | 227505.615 | 0.059 | 290.762 | 0.1301 | 3837838.35 | Pipeline Natural Gas | Coal | Dry bottom wall-fired boiler |  | Low NOx Burner Technology (Dry Bottom only) | Electrostatic Precipitator |  | ARP, CSNOX, CSOSG2, CSSO2G2 | 26 4 | 1962-06-01 | 3635 |  | 1.4112 | 12.05%
AL | E C Gaston | 26 | 5 | MS5A, MS5B | 2023 | 3157 | 3150.25 | 2040632.25 |  | 663.628 | 0.0644 | 2265579.325 | 0.0999 | 1171.168 | 0.1091 | 22324440.95 | Coal | Pipeline Natural Gas | Tangentially-fired | Wet Limestone | Low NOx Burner Technology w/ Separated OFA,Selective Catalytic Reduction | Baghouse,Electrostatic Precipitator | Halogenated PAC Sorbent Injection,Catalyst (gold, palladium, or other) used to oxidize mercury | ARP, CSNOX, CSOSG2, CSSO2G2, MATS | 26 5 | 1974-08-02 | 16078 | Y | 1.1478 | 15.85%
AL | Colbert | 47 | CCT1 |  | 2023 | 60 | 60 | 1709 |  | 0.254 | 0.0266 | 1392.1 | 0.06 | 8.159 | 0.705 | 23238.6 | Pipeline Natural Gas | Diesel Oil | Combustion turbine |  |  |  |  | CSNOX, CSOSG2, CSSO2G2 | 47 CCT1 | 1972-03-01 | 760 |  | 9.5483 | 0.3491%
AL | Colbert | 47 | CCT10 |  | 2023 | 72 | 68.28 | 13427.24 |  | 0.04 | 0.001 | 7882.819 | 0.059 | 1.807 | 0.0285 | 132644.649 | Pipeline Natural Gas |  | Combustion turbine (Started Jun 30, 2023) |  | Dry Low NOx Burners |  |  | ARP, CSNOX, CSOSG2, CSSO2G2 | 47 CCT10 | 2023-06-30 | 2280 |  | 0.26915 | 0.6641%
AL | Colbert | 47 | CCT11 |  | 2023 | 91 | 88.69 | 17237.36 |  | 0.051 | 0.001 | 10083.35 | 0.059 | 2.384 | 0.0291 | 169668.075 | Pipeline Natural Gas |  | Combustion turbine (Started Jul 05, 2023) |  | Dry Low NOx Burners |  |  | ARP, CSNOX, CSOSG2, CSSO2G2 | 47 CCT11 | 2023-07-05 | 2280 |  | 0.27661 | 0.8495%
AL | Colbert | 47 | CCT2 |  | 2023 | 93 | 93 | 2489 |  | 0.118 | 0.0298 | 2023.3 | 0.0605 | 8.964 | 0.5429 | 34123.6 | Pipeline Natural Gas | Diesel Oil | Combustion turbine |  |  |  |  | CSNOX, CSOSG2, CSSO2G2 | 47 CCT2 | 1972-03-01 | 760 |  | 7.2029 | 0.5126%
AL | Colbert | 47 | CCT3 |  | 2023 | 86 | 86 | 1888 |  | 1.205 | 0.086 | 1681.8 | 0.0625 | 8.332 | 0.5713 | 26734.4 | Pipeline Natural Gas | Diesel Oil | Combustion turbine |  |  |  |  | CSNOX, CSOSG2, CSSO2G2 | 47 CCT3 | 1972-03-01 | 760 |  | 8.8263 | 0.4016%
AL | Colbert | 47 | CCT4 |  | 2023 | 114 | 114 | 2883 |  | 0.75 | 0.0537 | 2501.9 | 0.0618 | 12.21 | 0.5527 | 41306.3 | Pipeline Natural Gas | Diesel Oil | Combustion turbine |  |  |  |  | CSNOX, CSOSG2, CSSO2G2 | 47 CCT4 | 1972-03-01 | 760 |  | 8.4703 | 0.6204%
AL | Colbert | 47 | CCT5 |  | 2023 | 49 | 49 | 1021 |  | 0.782 | 0.082 | 935.6 | 0.0628 | 5.923 | 0.7809 | 14696.5 | Pipeline Natural Gas | Diesel Oil | Combustion turbine |  |  |  |  | CSNOX, CSOSG2, CSSO2G2 | 47 CCT5 | 1972-03-01 | 760 |  | 11.6024 | 0.2207%
AL | Colbert | 47 | CCT6 |  | 2023 | 52 | 52 | 408 |  | 0.339 | 0.0719 | 475.1 | 0.062 | 2.98 | 0.7718 | 7549 | Pipeline Natural Gas | Diesel Oil | Combustion turbine |  |  |  |  | CSNOX, CSOSG2, CSSO2G2 | 47 CCT6 | 1972-03-01 | 760 |  | 14.6078 | 0.1134%
AL | Colbert | 47 | CCT7 |  | 2023 | 33 | 33 | 776 |  | 0.123 | 0.038 | 627.8 | 0.0609 | 3.778 | 0.737 | 10453.1 | Pipeline Natural Gas | Diesel Oil | Combustion turbine |  |  |  |  | CSNOX, CSOSG2, CSSO2G2 | 47 CCT7 | 1972-03-01 | 760 |  | 9.7371 | 0.157%
AL | Colbert | 47 | CCT8 |  | 2023 | 44 | 44 | 1004 |  | 0.181 | 0.0373 | 842.9 | 0.0603 | 5.085 | 0.7361 | 14021.7 | Pipeline Natural Gas | Diesel Oil | Combustion turbine |  |  |  |  | CSNOX, CSOSG2, CSSO2G2 | 47 CCT8 | 1972-03-01 | 760 |  | 10.1295 | 0.2106%
AL | Colbert | 47 | CCT9 |  | 2023 | 83 | 75.84 | 14997.82 |  | 0.045 | 0.001 | 8974.148 | 0.059 | 2.144 | 0.0308 | 151001.955 | Pipeline Natural Gas |  | Combustion turbine (Started Jun 19, 2023) |  | Dry Low NOx Burners |  |  | ARP, CSNOX, CSOSG2, CSSO2G2 | 47 CCT9 | 2023-06-19 | 2280 |  | 0.28591 | 0.756%
KY | Smith Generating Facility | 54 | SCT1 |  | 2023 | 584 | 489.4 | 44386.52 |  | 0.187 | 0.0011 | 35674.276 | 0.0592 | 18.952 | 0.0767 | 599908.668 | Pipeline Natural Gas | Residual Oil | Combustion turbine |  | Water Injection |  |  | ARP, CSNOX, CSOSG2E, CSSO2G1 | 54 SCT1 | 1995-03-31 | 1800 |  | 0.85395 | 3.805%
KY | Smith Generating Facility | 54 | SCT10 |  | 2023 | 151 | 126.94 | 8282.44 |  | 0.024 | 0.001 | 4678.902 | 0.0591 | 0.514 | 0.0177 | 78722.368 | Pipeline Natural Gas |  | Combustion turbine |  | Water Injection,Selective Catalytic Reduction |  |  | ARP, CSNOX, CSOSG2E, CSSO2G1 | 54 SCT10 | 2009-11-21 | 993 | Y | 0.12412 | 0.905%
KY | Smith Generating Facility | 54 | SCT2 |  | 2023 | 240 | 204.13 | 18959.82 |  | 0.082 | 0.0011 | 15202.584 | 0.0592 | 9.517 | 0.0815 | 255518.994 | Pipeline Natural Gas | Residual Oil | Combustion turbine |  | Water Injection |  |  | ARP, CSNOX, CSOSG2E, CSSO2G1 | 54 SCT2 | 1995-02-24 | 1800 |  | 1.0039 | 1.62%
KY | Smith Generating Facility | 54 | SCT3 |  | 2023 | 300 | 248.22 | 22998.27 |  | 0.098 | 0.0011 | 18401.965 | 0.0592 | 10.191 | 0.0783 | 309391.464 | Pipeline Natural Gas | Residual Oil | Combustion turbine |  | Water Injection |  |  | ARP, CSNOX, CSOSG2E, CSSO2G1 | 54 SCT3 | 1995-01-28 | 1800 |  | 0.88624 | 1.962%
KY | Smith Generating Facility | 54 | SCT4 |  | 2023 | 1170 | 1012.75 | 55297.85 |  | 0.237 | 0.001 | 46706.852 | 0.059 | 11.269 | 0.0364 | 785846.272 | Pipeline Natural Gas | Residual Oil | Combustion turbine |  | Dry Low NOx Burners,Water Injection |  |  | ARP, CSNOX, CSOSG2E, CSSO2G1 | 54 SCT4 | 2001-11-15 | 1300 |  | 0.40757 | 6.901%
KY | Smith Generating Facility | 54 | SCT5 |  | 2023 | 1139 | 990.35 | 53539.85 |  | 0.221 | 0.001 | 43217.634 | 0.0591 | 10.441 | 0.036 | 727128.313 | Pipeline Natural Gas | Residual Oil | Combustion turbine |  | Dry Low NOx Burners,Water Injection |  |  | ARP, CSNOX, CSOSG2E, CSSO2G1 | 54 SCT5 | 2001-11-15 | 1300 |  | 0.39003 | 6.385%
KY | Smith Generating Facility | 54 | SCT6 |  | 2023 | 989 | 866.61 | 47195.34 |  | 0.198 | 0.001 | 38202.568 | 0.0591 | 10.313 | 0.0403 | 642543.111 | Pipeline Natural Gas | Residual Oil | Combustion turbine |  | Dry Low NOx Burners,Water Injection |  |  | ARP, CSNOX, CSOSG2E, CSSO2G1 | 54 SCT6 | 2005-01-12 | 1300 |  | 0.43703 | 5.642%
KY | Smith Generating Facility | 54 | SCT7 |  | 2023 | 1063 | 922.6 | 50094.62 |  | 0.212 | 0.001 | 40877.645 | 0.0591 | 10.93 | 0.04 | 687586.372 | Pipeline Natural Gas | Residual Oil | Combustion turbine |  | Dry Low NOx Burners,Water Injection |  |  | ARP, CSNOX, CSOSG2E, CSSO2G1 | 54 SCT7 | 2005-01-12 | 1300 |  | 0.43637 | 6.038%
KY | Smith Generating Facility | 54 | SCT9 |  | 2023 | 1858 | 1629.75 | 116134.49 |  | 0.321 | 0.001 | 63641.774 | 0.0591 | 6.642 | 0.0152 | 1070897.637 | Pipeline Natural Gas |  | Combustion turbine |  | Water Injection,Selective Catalytic Reduction |  |  | ARP, CSNOX, CSOSG2E, CSSO2G1 | 54 SCT9 | 2009-11-14 | 993 | Y | 0.11438 | 12.31%
AL | Charles R Lowman | 56 | CC1 |  | 2023 | 2888 | 2878.09 | 1753729.47 |  | 3.261 | 0.001 | 646064.636 | 0.059 | 86.62 | 0.0173 | 10871305.052 | Pipeline Natural Gas |  | Combined cycle (Started Feb 19, 2023) |  | Ammonia Injection (Began Feb 19, 2023),Dry Low NOx Burners,Selective Catalytic Reduction |  |  | ARP, CSNOX, CSOSG2, NSPS4T | 56 CC1 | 2023-02-19 | 4500 | Y | 0.098784 | 27.58%
NE | Platte | 59 | 1 |  | 2023 | 5608 | 5583.98 | 405362.95 |  | 353.457 | 0.1509 | 487057.496 | 0.105 | 399.189 | 0.1707 | 4643955.627 | Coal | Diesel Oil | Tangentially-fired | Dry Lime FGD | Low NOx Burner Technology w/ Closed-coupled/Separated OFA | Baghouse,Electrostatic Precipitator | Halogenated PAC Sorbent Injection | ARP, CSNOX, CSSO2G2, MATS | 59 1 | 1982-08-01 | 1500 |  | 1.9695 | 35.34%
NE | Gerald Whelan Energy Center | 60 | 1 |  | 2023 | 6424 | 6420.93 | 393704.68 |  | 1652.898 | 0.8215 | 419728.269 | 0.105 | 388.048 | 0.1923 | 4002005.816 | Coal |  | Tangentially-fired |  | Overfire Air | Electrostatic Precipitator |  | ARP, CSNOX, CSSO2G2, MATS | 60 1 | 1981-07-01 | 835 |  | 1.9713 | 54.71%
NE | Gerald Whelan Energy Center | 60 | 2 |  | 2023 | 4453 | 4440.77 | 830576.61 |  | 472.993 | 0.236 | 780773.919 | 0.105 | 579.547 | 0.1513 | 7444451.175 | Coal |  | Dry bottom wall-fired boiler | Dry Lime FGD | Selective Catalytic Reduction |  |  | ARP, CSNOX, CSSO2G2, MATS | 60 2 | 2010-10-26 | 2210.5 | Y | 1.3955 | 38.44%
KS | Holcomb | 108 | SGU1 |  | 2023 | 8104 | 8095.77 | 1747062.29 |  | 1166.489 | 0.1422 | 1773082.229 | 0.105 | 1629.74 | 0.1817 | 16905792.226 | Coal |  | Dry bottom wall-fired boiler | Dry Lime FGD | Low NOx Burner Technology (Dry Bottom only) | Baghouse |  | ARP, CSNOX, CSOSG2, CSSO2G2, MATS | 108 SGU1 | 1983-08-01 | 4320 |  | 1.8657 | 44.67%
AZ | Cholla | 113 | 1 |  | 2023 | 6551 | 6540.1 | 607052.26 |  | 303.135 | 0.085 | 699427.909 | 0.103 | 598.55 | 0.1722 | 6817091.336 | Coal |  | Tangentially-fired | Wet Lime FGD | Low NOx Burner Technology w/ Separated OFA | Baghouse |  | ARP, MATS | 113 1 | 1962-05-01 | 1516 |  | 1.972 | 51.33%
AZ | Cholla | 113 | 3 |  | 2023 | 5547 | 5521.2 | 1380298.05 |  | 615.378 | 0.0778 | 1572836.666 | 0.1029 | 1383.704 | 0.1802 | 15329795.662 | Coal |  | Tangentially-fired | Wet Lime FGD | Low NOx Burner Technology w/ Closed-coupled/Separated OFA | Baghouse |  | ARP, MATS | 113 3 | 1980-05-15 | 5940 |  | 2.0049 | 29.46%
AZ | Ocotillo Power Plant | 116 | GT3 |  | 2023 | 967 | 874.97 | 73373.15 |  | 0.203 | 0.001 | 40161.83 | 0.059 | 2.791 | 0.0119 | 675797.356 | Pipeline Natural Gas |  | Combustion turbine |  | Water Injection,Selective Catalytic Reduction |  |  | ARP | 116 GT3 | 2019-04-06 | 1000 | Y | 0.076077 | 7.715%
AZ | Ocotillo Power Plant | 116 | GT4 |  | 2023 | 2161 | 1921.47 | 173229.31 |  | 0.473 | 0.001 | 93673.43 | 0.0591 | 6.487 | 0.0128 | 1576273.062 | Pipeline Natural Gas |  | Combustion turbine |  | Water Injection,Selective Catalytic Reduction |  |  | ARP | 116 GT4 | 2019-03-04 | 1000 | Y | 0.074895 | 17.99%
AZ | Ocotillo Power Plant | 116 | GT5 |  | 2023 | 1945 | 1721.79 | 162502.03 |  | 0.437 | 0.001 | 86524.952 | 0.0591 | 5.933 | 0.0126 | 1455935.802 | Pipeline Natural Gas |  | Combustion turbine |  | Water Injection,Selective Catalytic Reduction |  |  | ARP | 116 GT5 | 2019-03-13 | 1000 | Y | 0.073021 | 16.62%
AZ | Ocotillo Power Plant | 116 | GT6 |  | 2023 | 2612 | 2271.08 | 200183.26 |  | 0.545 | 0.001 | 107865.773 | 0.059 | 7.794 | 0.0142 | 1815061.023 | Pipeline Natural Gas |  | Combustion turbine |  | Water Injection,Selective Catalytic Reduction |  |  | ARP | 116 GT6 | 2019-02-15 | 1000 | Y | 0.077869 | 20.72%
AZ | Ocotillo Power Plant | 116 | GT7 |  | 2023 | 288 | 225.57 | 17395.46 |  | 0.049 | 0.001 | 9645 | 0.0592 | 0.687 | 0.0187 | 162293.661 | Pipeline Natural Gas |  | Combustion turbine |  | Water Injection,Selective Catalytic Reduction |  |  | ARP | 116 GT7 | 2019-01-16 | 1000 | Y | 0.078986 | 1.853%
AZ | APS West Phoenix Power Plant | 117 | CC4 |  | 2023 | 4704 | 4678.15 | 428018.33 |  | 1.031 | 0.001 | 204187.956 | 0.059 | 47.795 | 0.0292 | 3435846.208 | Pipeline Natural Gas |  | Combined cycle |  | Dry Low NOx Burners |  |  | ARP | 117 CC4 | 2001-04-12 | 1190 |  | 0.22333 | 32.96%
AZ | APS West Phoenix Power Plant | 117 | CC5A |  | 2023 | 4650 | 4571.98 | 880711.37 |  | 1.983 | 0.001 | 392757.43 | 0.059 | 44.514 | 0.0157 | 6608962.811 | Pipeline Natural Gas |  | Combined cycle |  | Dry Low NOx Burners,Selective Catalytic Reduction |  |  | ARP | 117 CC5A | 2003-06-13 | 2073.5 | Y | 0.10109 | 36.39%
AZ | APS West Phoenix Power Plant | 117 | CC5B |  | 2023 | 4291 | 4212.18 | 804252.63 |  | 1.88 | 0.001 | 372481.416 | 0.059 | 41.177 | 0.0156 | 6267709.406 | Pipeline Natural Gas |  | Combined cycle |  | Dry Low NOx Burners,Selective Catalytic Reduction |  |  | ARP | 117 CC5B | 2003-06-16 | 2073.5 | Y | 0.1024 | 34.51%
AZ | APS Saguaro Power Plant | 118 | CT3 |  | 2023 | 2346 | 2105.03 | 129391.26 |  | 0.483 | 0.001 | 95661.122 | 0.0591 | 24.419 | 0.0397 | 1609688.576 | Pipeline Natural Gas |  | Combustion turbine |  | Dry Low NOx Burners |  |  | ARP | 118 CT3 | 2002-03-01 | 950 |  | 0.37744 | 19.34%
AZ | Yucca Power Plant | 120 | 1 |  | 2023 | 69 | 66.63 | 1302 |  | 0.005 | 0.001 | 1048.817 | 0.0592 | 0.55 | 0.059 | 17654.121 | Pipeline Natural Gas | Residual Oil | Tangentially-fired |  |  |  |  | ARP | 120 1 | 1959-03-04 | 880 |  | 0.84485 | 0.229%
AZ | Yucca Power Plant | 120 | CT5 |  | 2023 | 2405 | 2056.95 | 82725.37 |  | 0.244 | 0.001 | 48369.857 | 0.0593 | 4.277 | 0.0191 | 813870.205 | Pipeline Natural Gas |  | Combustion turbine |  | Selective Catalytic Reduction |  |  | ARP | 120 CT5 | 2008-06-02 | 521.4 | Y | 0.1034 | 17.82%
AZ | Yucca Power Plant | 120 | CT6 |  | 2023 | 2420 | 2080.71 | 86594.55 |  | 0.253 | 0.001 | 50113.688 | 0.0592 | 4.601 | 0.0177 | 843219.21 | Pipeline Natural Gas |  | Combustion turbine |  | Selective Catalytic Reduction |  |  | ARP | 120 CT6 | 2008-06-23 | 521.4 | Y | 0.10627 | 18.46%
AZ | De Moss Petrie Generating Station | 124 | GT1 |  | 2023 | 53 | 34.08 | 1343.8 |  | 0.032 | 0.0034 | 1099.476 | 0.0592 | 0.481 | 0.0722 | 18501.683 | Natural Gas |  | Combustion turbine |  | Dry Low NOx Burners |  |  | ARP | 124 GT1 | 2001-04-30 | 1140 |  | 0.71588 | 0.1853%
AZ | Irvington Generating Station | 126 | 3 |  | 2023 | 6158 | 6148.75 | 332954.42 |  | 6.386 | 0.0036 | 216870.125 | 0.0591 | 386.756 | 0.1994 | 3649258.079 | Natural Gas | Residual Oil | Tangentially-fired |  |  |  |  | ARP | 126 3 | 1962-05-01 | 1210 |  | 2.3232 | 34.43%
AZ | Irvington Generating Station | 126 | 4 |  | 2023 | 5702 | 5694.47 | 523994.23 |  | 9.366 | 0.0036 | 318037.86 | 0.0591 | 429.741 | 0.1606 | 5351589.181 | Natural Gas | Other Gas | Dry bottom wall-fired boiler |  | Low NOx Burner Technology w/ Overfire Air |  |  | ARP | 126 4 | 1967-05-01 | 1750 |  | 1.6403 | 34.91%
SC | Cross | 130 | 1 |  | 2023 | 3592 | 3572.32 | 1287556.99 |  | 690.096 | 0.0876 | 1382813.482 | 0.103 | 544.924 | 0.0798 | 13477723.305 | Coal | Residual Oil | Dry bottom wall-fired boiler | Wet Limestone | Selective Catalytic Reduction,Low NOx Burner Technology w/ Overfire Air | Electrostatic Precipitator |  | ARP, CSNOX, CSSO2G2, MATS, SIPNOX | 130 1 | 1994-12-01 | 6750 | Y | 0.84645 | 22.79%
SC | Cross | 130 | 2 |  | 2023 | 2036 | 2014.76 | 612178.03 |  | 601.689 | 0.1683 | 652292.945 | 0.1028 | 233.93 | 0.0716 | 6357646.764 | Coal | Residual Oil | Tangentially-fired | Wet Limestone | Selective Catalytic Reduction,Low NOx Burner Technology w/ Closed-coupled OFA | Electrostatic Precipitator |  | ARP, CSNOX, CSSO2G2, MATS, SIPNOX | 130 2 | 1984-05-01 | 6640 | Y | 0.76425 | 10.93%
SC | Cross | 130 | 3 |  | 2023 | 7632 | 7621.21 | 3507605.91 |  | 1770.605 | 0.101 | 3336914.69 | 0.103 | 1140.646 | 0.07 | 32523503.143 | Coal | Diesel Oil | Tangentially-fired | Wet Limestone | Low NOx Burner Technology w/ Closed-coupled/Separated OFA,Selective Catalytic Reduction | Electrostatic Precipitator |  | ARP, CSNOX, CSSO2G2, MATS, SIPNOX | 130 3 | 2006-10-04 | 6895 | Y | 0.65038 | 53.85%
SC | Cross | 130 | 4 |  | 2023 | 8117 | 8097.9 | 3757153.49 |  | 1575.617 | 0.0762 | 3935795.508 | 0.1029 | 1345.028 | 0.07 | 38360621.332 | Coal | Diesel Oil | Tangentially-fired | Wet Limestone | Low NOx Burner Technology w/ Closed-coupled/Separated OFA,Selective Catalytic Reduction | Electrostatic Precipitator |  | ARP, CSNOX, CSSO2G2, MATS, SIPNOX | 130 4 | 2008-04-26 | 7120 | Y | 0.71598 | 61.5%
FL | Seminole (136) | 136 | 1 |  | 2023 | 2716 | 2705.12 | 1245867.94 |  | 949.836 | 0.1533 | 1249984.642 | 0.103 | 402.579 | 0.0685 | 12183103.412 | Coal | Diesel Oil | Dry bottom wall-fired boiler | Wet Limestone | Selective Catalytic Reduction,Low NOx Burner Technology w/ Overfire Air | Electrostatic Precipitator |  | ARP, MATS | 136 1 | 1984-01-31 | 7172 | Y | 0.64626 | 19.39%
FL | Seminole (136) | 136 | 2 |  | 2023 | 6443 | 6409.62 | 3000683.47 |  | 2232.939 | 0.1982 | 2891354.614 | 0.1025 | 801.405 | 0.0588 | 28180840.865 | Coal | Diesel Oil | Dry bottom wall-fired boiler | Wet Limestone | Selective Catalytic Reduction,Low NOx Burner Technology w/ Overfire Air | Electrostatic Precipitator |  | ARP, MATS | 136 2 | 1984-12-31 | 7172 | Y | 0.53415 | 44.85%
FL | Seminole (136) | 136 | CT1 |  | 2023 | 5899 | 5874.49 | 3066372.8 |  | 5.809 | 0.001 | 1150755.659 | 0.059 | 133.589 | 0.0145 | 19363740.899 | Natural Gas |  | Combined cycle |  | Dry Low NOx Burners,Selective Catalytic Reduction |  |  | ARP, NSPS4T | 136 CT1 | 2022-06-01 | 3764 | Y | 0.087132 | 58.73%
FL | Seminole (136) | 136 | CT2 |  | 2023 | 5969 | 5945.79 | 3085495.43 |  | 5.858 | 0.001 | 1160499.312 | 0.059 | 128.099 | 0.0151 | 19527595.513 | Natural Gas |  | Combined cycle |  | Dry Low NOx Burners,Selective Catalytic Reduction |  |  | ARP, NSPS4T | 136 CT2 | 2022-06-05 | 3790.8 | Y | 0.083033 | 58.8%
AZ | Agua Fria Generating Station | 141 | 1 |  | 2023 | 1364 | 1261.08 | 64210.15 |  | 0.203 | 0.001 | 40231.681 | 0.0592 | 87.733 | 0.2028 | 676979.536 | Pipeline Natural Gas |  | Dry bottom wall-fired boiler |  |  |  |  | ARP | 141 1 | 1958-01-01 | 2000 |  | 2.7327 | 3.864%
AZ | Agua Fria Generating Station | 141 | 2 |  | 2023 | 1164 | 1079.31 | 51981.15 |  | 0.168 | 0.001 | 33228.065 | 0.0596 | 66.245 | 0.1861 | 559117.158 | Pipeline Natural Gas |  | Dry bottom wall-fired boiler |  |  |  |  | ARP | 141 2 | 1957-04-01 | 2000 |  | 2.5488 | 3.191%
AZ | Agua Fria Generating Station | 141 | 3 |  | 2023 | 565 | 537.83 | 29198.04 |  | 0.097 | 0.001 | 19274.15 | 0.06 | 58.028 | 0.214 | 324309.456 | Pipeline Natural Gas |  | Dry bottom turbo-fired boiler |  |  |  |  | ARP | 141 3 | 1961-04-01 | 2350 |  | 3.9748 | 1.575%
AZ | Agua Fria Generating Station | 141 | 7 |  | 2023 | 324 | 227.25 | 8351.27 |  | 0.024 | 0.001 | 4666.058 | 0.0594 | 0.627 | 0.0323 | 78528.853 | Pipeline Natural Gas |  | Combustion turbine |  | Water Injection,Selective Catalytic Reduction |  |  | ARP | 141 7 | 2022-07-20 | 439 | Y | 0.15016 | 2.042%
AZ | Agua Fria Generating Station | 141 | 8 |  | 2023 | 359 | 252.56 | 9766.33 |  | 0.027 | 0.001 | 5344.736 | 0.0593 | 0.647 | 0.0322 | 89927.026 | Pipeline Natural Gas |  | Combustion turbine |  | Water Injection,Selective Catalytic Reduction |  |  | ARP | 141 8 | 2022-08-04 | 439 | Y | 0.1325 | 2.338%
AZ | Kyrene Generating Station | 147 | K-7 |  | 2023 | 6069 | 5997.33 | 1285009.72 |  | 2.676 | 0.001 | 530083.426 | 0.059 | 42.571 | 0.0131 | 8919617.088 | Pipeline Natural Gas |  | Combined cycle |  | Dry Low NOx Burners,Selective Catalytic Reduction |  |  | ARP | 147 K-7 | 2002-03-07 | 2310 | Y | 0.066258 | 44.08%
AZ | Apache Station | 160 | 1 |  | 2023 | 4695 | 4683.41 | 204101.85 |  | 0.679 | 0.001 | 134427.425 | 0.0591 | 42.274 | 0.0373 | 2261985.194 | Pipeline Natural Gas |  | Dry bottom wall-fired boiler |  |  |  |  | ARP | 160 1 | 1964-09-01 | 919 |  | 0.41424 | 28.1%
AZ | Apache Station | 160 | 2 |  | 2023 | 5549 | 5523.98 | 605459.45 |  | 1.864 | 0.001 | 370786.485 | 0.0586 | 182.5 | 0.0583 | 6254897.448 | Pipeline Natural Gas |  | Dry bottom turbo-fired boiler | Wet Lime FGD | Overfire Air | Electrostatic Precipitator,Wet Scrubber |  | ARP, MATS | 160 2 | 1979-01-01 | 1900 |  | 0.60285 | 37.58%
AZ | Apache Station | 160 | 3 |  | 2023 | 6933 | 6917.01 | 1103443.31 |  | 135.944 | 0.0217 | 898737.494 | 0.0801 | 944.665 | 0.1647 | 10838290.972 | Coal | Pipeline Natural Gas | Dry bottom turbo-fired boiler | Wet Lime FGD | Overfire Air | Electrostatic Precipitator,Wet Scrubber |  | ARP, MATS | 160 3 | 1979-09-01 | 1900 |  | 1.7122 | 65.12%
AZ | Apache Station | 160 | 4 |  | 2023 | 4081 | 3802.49 | 124919.63 |  | 0.4 | 0.001 | 79170.619 | 0.0593 | 13.665 | 0.0258 | 1332189.498 | Pipeline Natural Gas |  | Combustion turbine |  | Water Injection,Selective Catalytic Reduction |  |  | ARP | 160 4 | 2002-11-01 | 413.1 | Y | 0.21878 | 36.81%
OK | Grand River Dam Authority | 165 | 1 |  | 2023 | 0 | 0 | [9 empty] | Coal | Diesel Oil, Pipeline Natural Gas | Dry bottom wall-fired boiler |  | Overfire Air | Electrostatic Precipitator |  | ARP, CSOSG2, MATS | 165 1 | 1982-01-01 | 6100 |  |  | 0%
OK | Grand River Dam Authority | 165 | 2 |  | 2023 | 3140 | 3100.24 | 848229.09 |  | 779.634 | 0.1554 | 1009177.033 | 0.0964 | 734.563 | 0.1297 | 9747312.387 | Coal | Diesel Oil, Pipeline Natural Gas | Dry bottom wall-fired boiler | Dry Lime FGD | Low NOx Burner Technology w/ Overfire Air | Baghouse | Untreated PAC Sorbent Injection | ARP, CSOSG2, MATS | 165 2 | 1986-04-01 | 6400 |  | 1.732 | 17.39%
OK | Grand River Dam Authority | 165 | 3 |  | 2023 | 7327 | 7305.37 | 2942005.71 |  | 5.777 | 0.001 | 1144409.512 | 0.059 | 262.167 | 0.0279 | 19256874.529 | Pipeline Natural Gas |  | Combined cycle |  | Selective Catalytic Reduction |  |  | ARP, CSOSG2 | 165 3 | 2017-03-17 | 3627 | Y | 0.17822 | 60.61%
AR | Lake Catherine | 170 | 4 |  | 2023 | 798 | 783.65 | 175675.9 |  | 0.558 | 0.001 | 110584.027 | 0.059 | 234.077 | 0.215 | 1860793.213 | Pipeline Natural Gas |  | Dry bottom wall-fired boiler |  |  |  |  | ARP, CSOSG2 | 170 4 | 1970-04-07 | 7606 |  | 2.6649 | 2.793%
AR | Thomas Fitzhugh | 201 | 2 |  | 2023 | 3225 | 3173.83 | 411773.43 |  | 1.153 | 0.0011 | 211302.118 | 0.059 | 143.356 | 0.0812 | 3555359.688 | Pipeline Natural Gas | Diesel Oil | Combined cycle |  | Dry Low NOx Burners,Water Injection |  |  | ARP, CSOSG2 | 201 2 | 2002-12-31 | 1750 |  | 0.69629 | 23.19%
AR | Carl Bailey | 202 | 1 |  | 2023 | 0 | 0 | [9 empty] | Pipeline Natural Gas | Residual Oil | Dry bottom wall-fired boiler |  |  |  |  | ARP, CSOSG2 | 202 1 | 1966-03-15 | 1436 |  |  | 0%
AR | McClellan | 203 | 1 |  | 2023 | 982 | 936.26 |  | 297379.1 | 0.67 | 0.002 | 28488.873 | 0.0585 | 80.597 | 0.2344 | 488713.488 | Pipeline Natural Gas | Residual Oil | Dry bottom wall-fired boiler |  |  |  |  | ARP, CSOSG2 | 203 1 | 1970-04-01 | 1436 |  |  | 3.885%
CA | Moss Landing Power Plant | 260 | 1A |  | 2023 | 6784 | 6535.09 | 1544994.31 |  | 3.311 | 0.001 | 621842.121 | 0.0624 | 46.106 | 0.0132 | 11037482.277 | Pipeline Natural Gas |  | Combined cycle |  | Dry Low NOx Burners,Selective Catalytic Reduction |  |  | ARP | 260 1A | 2002-04-09 | 2057 | Y | 0.059684 | 61.25%
CA | Moss Landing Power Plant | 260 | 2A |  | 2023 | 6477 | 6206.65 | 1484996.44 |  | 3.15 | 0.001 | 591557.113 | 0.0655 | 44.515 | 0.0143 | 10500439.885 | Pipeline Natural Gas |  | Combined cycle |  | Dry Low NOx Burners,Selective Catalytic Reduction |  |  | ARP | 260 2A | 2002-04-09 | 2057 | Y | 0.059953 | 58.27%
CA | Moss Landing Power Plant | 260 | 3A |  | 2023 | 5930 | 5612.42 | 1289318.17 |  | 2.776 | 0.001 | 521244.644 | 0.0641 | 39.903 | 0.0159 | 9253701.547 | Pipeline Natural Gas |  | Combined cycle |  | Dry Low NOx Burners,Selective Catalytic Reduction |  |  | ARP | 260 3A | 2002-05-24 | 2057 | Y | 0.061898 | 51.35%
CA | Moss Landing Power Plant | 260 | 4A |  | 2023 | 5677 | 5369.32 | 1246605.51 |  | 2.649 | 0.001 | 497385.264 | 0.0653 | 39.89 | 0.0161 | 8828851.272 | Pipeline Natural Gas |  | Combined cycle |  | Dry Low NOx Burners,Selective Catalytic Reduction |  |  | ARP | 260 4A | 2002-05-26 | 2057 | Y | 0.063998 | 49%
TX | Limestone | 298 | LIM1 |  | 2023 | 6734 | 6725.94 | 3354639.56 |  | 2760.934 | 0.1543 | 3688397.179 | 0.104 | 2626.234 | 0.1487 | 35185420.442 | Coal |  | Tangentially-fired | Wet Limestone | Overfire Air | Electrostatic Precipitator | Halogenated PAC Sorbent Injection | ARP, CSOSG2, MATS, TXSO2 | 298 LIM1 | 1985-12-01 | 11107 |  | 1.5657 | 36.16%
TX | Limestone | 298 | LIM2 |  | 2023 | 6446 | 6433.49 | 3357182.64 |  | 2830.405 | 0.1613 | 3547604.485 | 0.1031 | 2884.711 | 0.1678 | 33858820.6 | Coal |  | Tangentially-fired | Wet Limestone | Overfire Air | Electrostatic Precipitator | Halogenated PAC Sorbent Injection | ARP, CSOSG2, MATS, TXSO2 | 298 LIM2 | 1985-12-01 | 11107 |  | 1.7185 | 34.8%
CA | Cabrillo Power I Encina Power Station | 302 | 10 |  | 2023 | 831 | 608.61 | 43256.75 |  | 0.125 | 0.001 | 24745.684 | 0.0592 | 1.594 | 0.0171 | 416383.944 | Pipeline Natural Gas |  | Combustion turbine |  | Water Injection,Selective Catalytic Reduction |  |  | ARP | 302 10 | 2018-05-04 | 1010 | Y | 0.073699 | 4.706%
CA | Cabrillo Power I Encina Power Station | 302 | 6 |  | 2023 | 1300 | 998.55 | 69795.14 |  | 0.203 | 0.001 | 40119.7 | 0.0591 | 2.659 | 0.0173 | 675062.291 | Pipeline Natural Gas |  | Combustion turbine |  | Water Injection,Selective Catalytic Reduction |  |  | ARP | 302 6 | 2018-08-24 | 1010 | Y | 0.076194 | 7.63%
CA | Cabrillo Power I Encina Power Station | 302 | 7 |  | 2023 | 1138 | 865.28 | 61821.72 |  | 0.179 | 0.001 | 35422.577 | 0.0591 | 2.395 | 0.0173 | 596057.902 | Pipeline Natural Gas |  | Combustion turbine |  | Water Injection,Selective Catalytic Reduction |  |  | ARP | 302 7 | 2018-08-15 | 1010 | Y | 0.077481 | 6.737%
CA | Cabrillo Power I Encina Power Station | 302 | 8 |  | 2023 | 1285 | 975.75 | 68948.32 |  | 0.2 | 0.001 | 39651.206 | 0.0591 | 2.555 | 0.0173 | 667217.305 | Pipeline Natural Gas |  | Combustion turbine |  | Water Injection,Selective Catalytic Reduction |  |  | ARP | 302 8 | 2018-07-07 | 1010 | Y | 0.074113 | 7.541%
CA | Cabrillo Power I Encina Power Station | 302 | 9 |  | 2023 | 1271 | 965.23 | 67750.19 |  | 0.196 | 0.001 | 38753.464 | 0.0591 | 2.516 | 0.0166 | 652105.31 | Pipeline Natural Gas |  | Combustion turbine |  | Water Injection,Selective Catalytic Reduction |  |  | ARP | 302 9 | 2018-06-06 | 1010 | Y | 0.074273 | 7.37%
CA | AES Alamitos | 315 | 3 |  | 2023 | 4870 | 4870 | 263739 |  | 1.057 | 0.001 | 209380.9 | 0.0592 | 13.988 | 0.0074 | 3523231.1 | Pipeline Natural Gas | Residual Oil | Tangentially-fired |  |  |  |  | ARP | 315 3 | 1961-10-01 | 3439 |  | 0.10607 | 11.7%
CA | AES Alamitos | 315 | 4 |  | 2023 | 4717 | 4717 | 236639 |  | 0.981 | 0.001 | 194328.7 | 0.0591 | 12.69 | 0.0075 | 3269947.9 | Pipeline Natural Gas | Residual Oil | Tangentially-fired |  |  |  |  | ARP | 315 4 | 1962-04-01 | 3439 |  | 0.10725 | 10.85%
CA | AES Alamitos | 315 | 5 |  | 2023 | 759 | 759 | 149123 |  | 0.497 | 0.001 | 98546.9 | 0.059 | 3.611 | 0.0063 | 1658232.2 | Pipeline Natural Gas | Residual Oil | Dry bottom wall-fired boiler |  |  |  |  | ARP | 315 5 | 1965-12-01 | 5070 |  | 0.04843 | 3.734%
CA | AES Alamitos | 315 | CT1 |  | 2023 | 5827 | 5466.77 | 1426511.86 |  | 2.998 | 0.001 | 593767.309 | 0.059 | 26.861 | 0.0085 | 9991321.469 | Pipeline Natural Gas |  | Combined cycle |  | Dry Low NOx Burners,Selective Catalytic Reduction |  |  | ARP | 315 CT1 | 2019-10-03 | 2350 | Y | 0.03766 | 48.53%
CA | AES Alamitos | 315 | CT2 |  | 2023 | 5584 | 5215.96 | 1374737.04 |  | 2.879 | 0.001 | 570282.57 | 0.059 | 26.058 | 0.0085 | 9596104.02 | Pipeline Natural Gas |  | Combined cycle |  | Dry Low NOx Burners,Selective Catalytic Reduction |  |  | ARP | 315 CT2 | 2019-10-11 | 2350 | Y | 0.03791 | 46.61%
CA | El Segundo | 330 | 5 |  | 2023 | 341 | 295.6 | 61983.15 |  | 0.16 | 0.001 | 31676.345 | 0.059 | 1.536 | 0.009 | 533013.648 | Pipeline Natural Gas |  | Combined cycle |  | Dry Low NOx Burners,Selective Catalytic Reduction |  |  | ARP | 330 5 | 2013-05-03 | 2600 | Y | 0.049562 | 2.34%
CA | El Segundo | 330 | 7 |  | 2023 | 515 | 449.97 | 94913.84 |  | 0.238 | 0.001 | 47081.169 | 0.059 | 2.459 | 0.0091 | 792230.972 | Pipeline Natural Gas |  | Combined cycle |  | Dry Low NOx Burners,Selective Catalytic Reduction |  |  | ARP | 330 7 | 2013-04-10 | 2400 | Y | 0.051815 | 3.768%
CA | AES Huntington Beach | 335 | 2 |  | 2023 | 2465 | 2465 | 176079 |  | 0.577 | 0.001 | 114334.2 | 0.0591 | 8.636 | 0.0193 | 1923884.8 | Pipeline Natural Gas | Residual Oil | Dry bottom wall-fired boiler |  |  |  |  | ARP | 335 2 | 1958-10-01 | 2400 |  | 0.098092 | 9.151%
CA | AES Huntington Beach | 335 | CT1 |  | 2023 | 5795 | 5478.84 | 1563381.62 |  | 3.251 | 0.001 | 643895.564 | 0.059 | 34.087 | 0.0079 | 10834798.303 | Pipeline Natural Gas |  | Combined cycle |  | Dry Low NOx Burners,Selective Catalytic Reduction |  |  | ARP | 335 CT1 | 2019-10-04 | 2400 | Y | 0.043607 | 51.54%
CA | AES Huntington Beach | 335 | CT2 |  | 2023 | 5775 | 5427.47 | 1559671.48 |  | 3.234 | 0.001 | 640635.337 | 0.059 | 34.276 | 0.0082 | 10779806.822 | Pipeline Natural Gas |  | Combined cycle |  | Dry Low NOx Burners,Selective Catalytic Reduction |  |  | ARP | 335 CT2 | 2019-10-13 | 2400 | Y | 0.043953 | 51.27%
CA | Long Beach Generating Station | 341 | 1 |  | 2023 | 70 | 53.95 | 0 |  | 0.011 | 0.001 | 2238.077 | 0.0591 | 1.672 | 0.1411 | 37656.274 | Pipeline Natural Gas |  | Combustion turbine |  | Water Injection,Selective Catalytic Reduction |  |  | ARP | 341 1 | 2007-08-01 | 1125 | Y |  | 0.3821%
CA | Long Beach Generating Station | 341 | 2 |  | 2023 | 81 | 63.25 | 2621.89 |  | 0.013 | 0.001 | 2555.993 | 0.0601 | 0.624 | 0.0918 | 43006.937 | Pipeline Natural Gas |  | Combustion turbine |  | Water Injection,Selective Catalytic Reduction |  |  | ARP | 341 2 | 2007-08-01 | 1100 | Y | 0.47599 | 0.4463%
CA | Long Beach Generating Station | 341 | 3 |  | 2023 | 80 | 61.61 | 2687.54 |  | 0.014 | 0.001 | 2784.793 | 0.0591 | 0.608 | 0.0787 | 46860.188 | Pipeline Natural Gas |  | Combustion turbine |  | Water Injection,Selective Catalytic Reduction |  |  | ARP | 341 3 | 2007-08-01 | 1136 | Y | 0.45246 | 0.4709%
CA | Long Beach Generating Station | 341 | 4 |  | 2023 | 72 | 57.44 | 2492.73 |  | 0.014 | 0.001 | 2680.067 | 0.0591 | 0.619 | 0.0654 | 45093.824 | Pipeline Natural Gas |  | Combustion turbine |  | Water Injection,Selective Catalytic Reduction |  |  | ARP | 341 4 | 2007-08-01 | 1100 | Y | 0.49664 | 0.468%
CA | Ormond Beach Power, LLC. | 350 | 1 |  | 2023 | 437 | 424.07 | 72108.69 |  | 0.266 | 0.001 | 52696.16 | 0.0592 | 3.536 | 0.0117 | 886704.001 | Pipeline Natural Gas |  | Dry bottom wall-fired boiler |  | Selective Catalytic Reduction |  |  | ARP | 350 1 | 1971-12-01 | 7500 | Y | 0.098074 | 1.35%
CA | Ormond Beach Power, LLC. | 350 | 2 |  | 2023 | 938 | 920.67 | 195783.41 |  | 0.646 | 0.001 | 128035.469 | 0.0591 | 7.338 | 0.0071 | 2154446.069 | Pipeline Natural Gas |  | Dry bottom wall-fired boiler |  | Selective Catalytic Reduction |  |  | ARP | 350 2 | 1973-06-01 | 7500 | Y | 0.07496 | 3.279%
CA | AES Redondo Beach | 356 | 5 |  | 2023 | 3621 | 3621 | 76389 |  | 0.448 | 0.001 | 88653.9 | 0.0592 | 5.732 | 0.0083 | 1491802.9 | Pipeline Natural Gas | Residual Oil | Dry bottom wall-fired boiler |  |  |  |  | ARP | 356 5 | 1954-09-01 | 2000 |  | 0.15007 | 8.515%
CA | AES Redondo Beach | 356 | 6 |  | 2023 | 4559 | 4559 | 92585 |  | 0.624 | 0.001 | 123558.8 | 0.0592 | 9.086 | 0.0093 | 2079116.9 | Pipeline Natural Gas | Residual Oil | Dry bottom wall-fired boiler |  |  |  |  | ARP | 356 6 | 1957-06-01 | 1850 |  | 0.19627 | 12.83%
CA | AES Redondo Beach | 356 | 8 |  | 2023 | 652 | 652 | 120192 |  | 0.423 | 0.001 | 83799.1 | 0.059 | 7.624 | 0.0254 | 1410115.4 | Pipeline Natural Gas | Residual Oil | Dry bottom wall-fired boiler |  |  |  |  | ARP | 356 8 | 1967-04-01 | 5000 |  | 0.12686 | 3.219%
CA | Mountainview Generating Station | 358 | 2024-03-01 |  | 2023 | 4300 | 4160.03 | 790266.05 |  | 1.743 | 0.001 | 345312.519 | 0.059 | 20.205 | 0.0129 | 5810559.639 | Pipeline Natural Gas |  | Combined cycle |  | Dry Low NOx Burners,Ammonia Injection,Selective Catalytic Reduction |  |  | ARP | 358 45352 | 2005-08-10 | 2113 | Y | 0.051135 | 31.39%
CA | Mountainview Generating Station | 358 | 2024-03-02 |  | 2023 | 3837 | 3700.8 | 725830.82 |  | 1.618 | 0.001 | 320588.573 | 0.059 | 15.056 | 0.0096 | 5394498.562 | Pipeline Natural Gas |  | Combined cycle |  | Dry Low NOx Burners,Ammonia Injection,Selective Catalytic Reduction |  |  | ARP | 358 45353 | 2005-08-20 | 2113 | Y | 0.041486 | 29.14%
CA | Mountainview Generating Station | 358 | 2024-04-01 |  | 2023 | 3461 | 3325.29 | 613004.88 |  | 1.362 | 0.001 | 269883.802 | 0.059 | 16.217 | 0.0138 | 4541332.607 | Pipeline Natural Gas |  | Combined cycle |  | Dry Low NOx Burners,Ammonia Injection,Selective Catalytic Reduction |  |  | ARP | 358 45383 | 2005-11-04 | 2113 | Y | 0.05291 | 24.53%
CA | Mountainview Generating Station | 358 | 2024-04-02 |  | 2023 | 2956 | 2831.21 | 522521.73 |  | 1.148 | 0.001 | 227382.977 | 0.059 | 12.124 | 0.0126 | 3826195.35 | Pipeline Natural Gas |  | Combined cycle |  | Dry Low NOx Burners,Ammonia Injection,Selective Catalytic Reduction |  |  | ARP | 358 45384 | 2005-11-21 | 2113 | Y | 0.046406 | 20.67%
CA | Grayson Power Plant | 377 | 4 |  | 2023 | 3053 | 3045.28 | 8419.97 |  | 0.026 | 0 | 11497.629 | 0.0588 | 2.42 | 0.0158 | 194322.735 | Pipeline Natural Gas | Diesel Oil, Other Gas | Dry bottom wall-fired boiler |  | Low NOx Burner Technology (Dry Bottom only) |  |  | ARP | 377 4 | 1959-09-15 | 650 |  | 0.57482 | 3.413%
CA | Grayson Power Plant | 377 | 5 |  | 2023 | 2385 | 2382.72 | 2 |  | 0 | 0 | 4366.44 | 0.0589 | 0.264 | 0.0071 | 74082.479 | Pipeline Natural Gas | Other Gas, Residual Oil | Dry bottom wall-fired boiler |  | Other |  |  | ARP | 377 5 | 1964-09-01 | 650 |  | 264 | 1.301%
CA | Grayson Power Plant | 377 | 9 |  | 2023 | 699 | 650.99 | 25911.05 |  | 0.087 | 0.001 | 15341.816 | 0.0592 | 2.139 | 0.0175 | 258154.726 | Pipeline Natural Gas |  | Combustion turbine |  | Selective Catalytic Reduction |  |  | ARP | 377 9 | 2004-01-14 | 470 | Y | 0.1651 | 6.27%
IL | Joliet 29 | 384 | 71 | CS7172 | 2023 | 1234 | 1223.51 | 198584.66 |  | 0.599 | 0.001 | 118333.556 | 0.0589 | 94.379 | 0.0827 | 1996178.152 | Pipeline Natural Gas |  | Tangentially-fired |  | Low NOx Burner Technology w/ Closed-coupled/Separated OFA | Electrostatic Precipitator |  | ARP, CSNOX, CSOSG3, CSSO2G1 | 384 71 | 1965-04-09 | 3356 |  | 0.95052 | 6.79%
IL | Joliet 29 | 384 | 72 | CS7172 | 2023 | 1231 | 1220.6 | 195519.99 |  | 0.59 | 0.001 | 116543.647 | 0.0589 | 92.895 | 0.0828 | 1965983.605 | Pipeline Natural Gas |  | Tangentially-fired |  | Low NOx Burner Technology w/ Closed-coupled/Separated OFA | Electrostatic Precipitator |  | ARP, CSNOX, CSOSG3, CSSO2G1 | 384 72 | 1965-04-09 | 3356 |  | 0.95024 | 6.687%
IL | Joliet 29 | 384 | 81 | CS8182 | 2023 | 1206 | 1196.18 | 169827.32 |  | 0.529 | 0.001 | 104332.407 | 0.0589 | 93.512 | 0.1012 | 1760009.392 | Pipeline Natural Gas |  | Tangentially-fired |  | Low NOx Burner Technology w/ Closed-coupled/Separated OFA | Electrostatic Precipitator |  | ARP, CSNOX, CSOSG3, CSSO2G1 | 384 81 | 1966-03-21 | 3356 |  | 1.1013 | 5.987%
IL | Joliet 29 | 384 | 82 | CS8182 | 2023 | 1208 | 1198.78 | 181603.36 |  | 0.565 | 0.001 | 111384.472 | 0.0589 | 100.345 | 0.1011 | 1878972.661 | Pipeline Natural Gas |  | Tangentially-fired |  | Low NOx Burner Technology w/ Closed-coupled/Separated OFA | Electrostatic Precipitator |  | ARP, CSNOX, CSOSG3, CSSO2G1 | 384 82 | 1966-03-21 | 3356 |  | 1.1051 | 6.391%
CA | El Centro | 389 | 2024-02-02 |  | 2023 | 2847 | 2842.39 | 239980.96 |  | 0.651 | 0.001 | 129019.59 | 0.059 | 34.602 | 0.0319 | 2170967.769 | Pipeline Natural Gas | Diesel Oil | Combined cycle |  | Selective Catalytic Reduction |  |  | ARP | 389 45324 | 1993-06-01 | 950 | Y | 0.28837 | 26.09%
CA | El Centro | 389 | 2024-03-01 |  | 2023 | 7494 | 7483.36 | 373349.38 |  | 0.841 | 0.001 | 166659.202 | 0.0592 | 7.669 | 0.0057 | 2804335.574 | Pipeline Natural Gas |  | Combined cycle |  | Dry Low NOx Burners,Selective Catalytic Reduction |  |  | ARP | 389 45352 | 2012-03-01 | 525 | Y | 0.041082 | 60.98%
CA | El Centro | 389 | 2024-03-02 |  | 2023 | 7246 | 7239.24 | 360016.91 |  | 0.81 | 0.001 | 160448.388 | 0.0592 | 6.701 | 0.0052 | 2699839.932 | Pipeline Natural Gas |  | Combined cycle |  | Dry Low NOx Burners,Selective Catalytic Reduction |  |  | ARP | 389 45353 | 2012-03-06 | 525 | Y | 0.037226 | 58.7%
CA | El Centro | 389 | 4 |  | 2023 | 5390 | 5381.25 | 161956.23 |  | 0.534 | 0.001 | 105672.109 | 0.0593 | 58.495 | 0.0687 | 1778121.509 | Pipeline Natural Gas | Residual Oil | Dry bottom wall-fired boiler |  | Selective Catalytic Reduction |  |  | ARP | 389 4 | 1968-08-01 | 819 | Y | 0.72236 | 24.78%
CA | Harbor Generating Station | 399 | 10 |  | 2023 | 457 | 353.6 | 13666.49 |  | 0.043 | 0.001 | 8257.866 | 0.059 | 1.006 | 0.0148 | 140573.413 | Pipeline Natural Gas | Diesel Oil | Combustion turbine |  | Selective Catalytic Reduction |  |  | ARP | 399 10 | 2001-10-28 | 500 | Y | 0.14722 | 3.209%
CA | Harbor Generating Station | 399 | **10A |  | 2023 | 876 | 818.32 | 71523.1 |  | 0.204 | 0.001 | 39810.443 | 0.059 | 6.539 | 0.0211 | 678352.452 | Pipeline Natural Gas | Diesel Oil | Combined cycle |  | Selective Catalytic Reduction |  |  | ARP | 399 **10A | 1994-10-01 | 1088 | Y | 0.18285 | 7.117%
CA | Harbor Generating Station | 399 | **10B |  | 2023 | 705 | 653.41 | 57895.84 |  | 0.164 | 0.001 | 32136.336 | 0.059 | 5.201 | 0.0206 | 547613.711 | Pipeline Natural Gas | Diesel Oil | Combined cycle |  | Selective Catalytic Reduction |  |  | ARP | 399 **10B | 1994-10-01 | 1088 | Y | 0.17967 | 5.746%
CA | Harbor Generating Station | 399 | 11 |  | 2023 | 362 | 280.36 | 10330.59 |  | 0.033 | 0.001 | 6456.241 | 0.0591 | 0.895 | 0.0188 | 109851.672 | Pipeline Natural Gas | Diesel Oil | Combustion turbine |  | Selective Catalytic Reduction |  |  | ARP | 399 11 | 2001-10-30 | 800 | Y | 0.17327 | 1.568%
CA | Harbor Generating Station | 399 | 12 |  | 2023 | 240 | 188.94 | 6951.03 |  | 0.022 | 0.001 | 4280.115 | 0.059 | 0.533 | 0.016 | 72917.749 | Pipeline Natural Gas | Diesel Oil | Combustion turbine |  | Selective Catalytic Reduction |  |  | ARP | 399 12 | 2001-10-26 | 800 | Y | 0.15336 | 1.04%
CA | Harbor Generating Station | 399 | 13 |  | 2023 | 293 | 228.06 | 8263.14 |  | 0.026 | 0.001 | 5131.644 | 0.059 | 0.652 | 0.0181 | 87329.171 | Pipeline Natural Gas | Diesel Oil | Combustion turbine |  | Selective Catalytic Reduction |  |  | ARP | 399 13 | 2001-11-01 | 500 | Y | 0.15781 | 1.994%
CA | Harbor Generating Station | 399 | 14 |  | 2023 | 2 | 2 | 0 |  | 0 | 0.001 | 4.8 | 0.058 | 0.003 | 0.07 | 82.6 | Pipeline Natural Gas | Diesel Oil | Combustion turbine |  | Selective Catalytic Reduction |  |  | ARP | 399 14 | 2001-11-01 | 556.3 | Y |  | 0.001695%
CA | Haynes Generating Station | 400 | 1 |  | 2023 | 4639 | 4617.01 | 309853.7 |  | 1.042 | 0.001 | 202720.52 | 0.058 | 2.877 | 0.0031 | 3471241.068 | Pipeline Natural Gas |  | Dry bottom wall-fired boiler |  | Selective Catalytic Reduction |  |  | ARP | 400 1 | 1962-07-01 | 2180 | Y | 0.01857 | 18.18%
CA | Haynes Generating Station | 400 | 10 |  | 2023 | 5041 | 4989.16 | 1112123.81 |  | 2.35 | 0.001 | 457509.856 | 0.058 | 25.784 | 0.0075 | 7834093.615 | Pipeline Natural Gas |  | Combined cycle |  | Dry Low NOx Burners,Selective Catalytic Reduction |  |  | ARP | 400 10 | 2004-12-01 | 2043.6 | Y | 0.046369 | 43.76%
CA | Haynes Generating Station | 400 | 11 |  | 2023 | 94 | 79.05 | 6148.99 |  | 0.018 | 0.001 | 3407.471 | 0.0581 | 0.226 | 0.0079 | 58351.171 | Pipeline Natural Gas |  | Combustion turbine |  | Water Injection,Selective Catalytic Reduction |  |  | ARP | 400 11 | 2013-04-14 | 906.6 | Y | 0.073508 | 0.7347%
CA | Haynes Generating Station | 400 | 12 |  | 2023 | 425 | 363.11 | 32774.6 |  | 0.089 | 0.001 | 17250.261 | 0.0581 | 1.255 | 0.0082 | 295365.367 | Pipeline Natural Gas |  | Combustion turbine |  | Water Injection,Selective Catalytic Reduction |  |  | ARP | 400 12 | 2013-04-13 | 906.6 | Y | 0.076584 | 3.719%
CA | Haynes Generating Station | 400 | 13 |  | 2023 | 553 | 484.28 | 42934.49 |  | 0.116 | 0.001 | 22646.282 | 0.058 | 1.611 | 0.008 | 387775.947 | Pipeline Natural Gas |  | Combustion turbine |  | Water Injection,Selective Catalytic Reduction |  |  | ARP | 400 13 | 2013-02-17 | 906.6 | Y | 0.075045 | 4.883%
CA | Haynes Generating Station | 400 | 14 |  | 2023 | 394 | 322.99 | 27151.69 |  | 0.075 | 0.001 | 14638.478 | 0.0581 | 1.113 | 0.0085 | 250662.609 | Pipeline Natural Gas |  | Combustion turbine |  | Water Injection,Selective Catalytic Reduction |  |  | ARP | 400 14 | 2013-03-05 | 906.6 | Y | 0.081984 | 3.156%
CA | Haynes Generating Station | 400 | 15 |  | 2023 | 732 | 636.82 | 56226.15 |  | 0.153 | 0.001 | 29849.327 | 0.058 | 2.255 | 0.0087 | 511110.2 | Pipeline Natural Gas |  | Combustion turbine |  | Water Injection,Selective Catalytic Reduction |  |  | ARP | 400 15 | 2013-05-14 | 906.6 | Y | 0.080212 | 6.436%
CA | Haynes Generating Station | 400 | 16 |  | 2023 | 438 | 377.76 | 32168.51 |  | 0.088 | 0.001 | 17216.04 | 0.058 | 1.272 | 0.0084 | 294787.754 | Pipeline Natural Gas |  | Combustion turbine |  | Water Injection,Selective Catalytic Reduction |  |  | ARP | 400 16 | 2013-04-18 | 906.6 | Y | 0.079084 | 3.712%
CA | Haynes Generating Station | 400 | 2 |  | 2023 | 31 | 26.97 | 523.52 |  | 0.003 | 0.001 | 541.376 | 0.0582 | 0.108 | 0.023 | 9272.476 | Pipeline Natural Gas |  | Dry bottom wall-fired boiler |  | Selective Catalytic Reduction |  |  | ARP | 400 2 | 1963-02-01 | 2160 | Y | 0.41259 | 0.049%
CA | Haynes Generating Station | 400 | 9 |  | 2023 | 4645 | 4556.82 | 1017678.32 |  | 2.147 | 0.001 | 417977.216 | 0.058 | 24.798 | 0.0087 | 7157105.247 | Pipeline Natural Gas |  | Combined cycle |  | Dry Low NOx Burners,Selective Catalytic Reduction |  |  | ARP | 400 9 | 2004-12-28 | 2043.6 | Y | 0.048734 | 39.98%
CA | Scattergood Generating Station | 404 | 1 |  | 2023 | 964 | 938.33 | 36609.9 |  | 0.136 | 0.001 | 26498.535 | 0.0588 | 1.051 | 0.0103 | 452417.144 | Pipeline Natural Gas | Other Gas | Dry bottom wall-fired boiler |  | Selective Catalytic Reduction |  |  | ARP | 404 1 | 1958-12-01 | 1220 | Y | 0.057416 | 4.233%
CA | Scattergood Generating Station | 404 | 2 |  | 2023 | 660 | 643.45 | 29807.14 |  | 0.102 | 0.001 | 19961.094 | 0.0588 | 0.887 | 0.0068 | 340802.441 | Pipeline Natural Gas | Other Gas | Dry bottom wall-fired boiler |  | Selective Catalytic Reduction |  |  | ARP | 404 2 | 1959-07-01 | 1750 | Y | 0.059516 | 2.223%
CA | Scattergood Generating Station | 404 | 4 |  | 2023 | 4517 | 4463.59 | 1148133.88 |  | 2.468 | 0.001 | 481804.951 | 0.059 | 22.948 | 0.0061 | 8225878.223 | Pipeline Natural Gas |  | Combined cycle |  | Selective Catalytic Reduction |  |  | ARP | 404 4 | 2015-10-09 | 2080.9 | Y | 0.039974 | 45.13%
CA | Scattergood Generating Station | 404 | 6 |  | 2023 | 1215 | 1046.08 | 95067.87 |  | 0.259 | 0.001 | 50641.305 | 0.0589 | 3.441 | 0.0079 | 864583.712 | Pipeline Natural Gas |  | Combustion turbine |  | Water Injection,Selective Catalytic Reduction |  |  | ARP | 404 6 | 2015-08-09 | 903.4 | Y | 0.07239 | 10.93%
CA | Scattergood Generating Station | 404 | 7 |  | 2023 | 1158 | 990.6 | 91867.65 |  | 0.248 | 0.001 | 48497.439 | 0.0589 | 3.273 | 0.0074 | 828031.581 | Pipeline Natural Gas |  | Combustion turbine |  | Water Injection,Selective Catalytic Reduction |  |  | ARP | 404 7 | 2015-09-14 | 903.4 | Y | 0.071255 | 10.46%
CA | Valley Generating Station | 408 | 5 |  | 2023 | 417 | 323.36 | 12129.58 |  | 0.038 | 0.001 | 7410.634 | 0.0591 | 1.002 | 0.0213 | 126117.847 | Pipeline Natural Gas | Diesel Oil | Combustion turbine |  | Selective Catalytic Reduction |  |  | ARP | 408 5 | 2001-08-27 | 480 | Y | 0.16522 | 2.999%
CA | Valley Generating Station | 408 | 6 |  | 2023 | 3474 | 3378.53 | 726226.9 |  | 1.512 | 0.001 | 295778.029 | 0.059 | 21.879 | 0.0116 | 5040033.128 | Pipeline Natural Gas |  | Combined cycle |  | Dry Low NOx Burners,Selective Catalytic Reduction |  |  | ARP | 408 6 | 2003-09-01 | 2000 | Y | 0.060254 | 28.77%
CA | Valley Generating Station | 408 | 7 |  | 2023 | 3960 | 3828.23 | 787597.9 |  | 1.666 | 0.001 | 325822.364 | 0.059 | 25.437 | 0.0126 | 5551973.215 | Pipeline Natural Gas |  | Combined cycle |  | Dry Low NOx Burners,Selective Catalytic Reduction |  |  | ARP | 408 7 | 2003-09-01 | 2000 | Y | 0.064594 | 31.69%
CA | Glenarm | 422 | GT3 |  | 2023 | 553 | 447.58 | 10454.97 |  | 0.035 | 0.0005 | 7254.41 | 0.0594 | 1.393 | 0.0273 | 122040.065 | Pipeline Natural Gas |  | Combustion turbine |  | Selective Catalytic Reduction |  |  | ARP | 422 GT3 | 2003-06-01 | 475 | Y | 0.26648 | 2.933%
CA | Glenarm | 422 | GT4 |  | 2023 | 547 | 421.88 | 10275.44 |  | 0.033 | 0.0005 | 7143 | 0.0593 | 1.515 | 0.0292 | 120192.522 | Pipeline Natural Gas |  | Combustion turbine |  | Selective Catalytic Reduction |  |  | ARP | 422 GT4 | 2003-06-01 | 475 | Y | 0.29488 | 2.889%
CA | Glenarm | 422 | GT5 |  | 2023 | 691 | 585.76 | 18940.63 |  | 0.054 | 0.0006 | 10863.495 | 0.0593 | 0.817 | 0.0112 | 182802.07 | Pipeline Natural Gas |  | Combined cycle |  | Water Injection,Selective Catalytic Reduction |  |  | ARP | 422 GT5 | 2016-04-09 | 547.5 | Y | 0.08627 | 3.811%
CO | Cherokee | 469 | 4 |  | 2023 | 3224 | 3203.6 | 613059.45 |  | 1.862 | 0.001 | 368759.593 | 0.059 | 194.066 | 0.0604 | 6205090.089 | Pipeline Natural Gas |  | Tangentially-fired |  | Low NOx Burner Technology w/ Closed-coupled/Separated OFA |  |  | ARP | 469 4 | 1968-11-01 | 3520 |  | 0.63311 | 20.12%
CO | Cherokee | 469 | 5 |  | 2023 | 7558 | 7547.92 | 1548816.95 |  | 3.176 | 0.001 | 630860.988 | 0.059 | 59.742 | 0.0118 | 10615422.105 | Pipeline Natural Gas |  | Combined cycle |  | Selective Catalytic Reduction |  |  | ARP | 469 5 | 2015-05-18 | 2400 | Y | 0.077145 | 50.49%
CO | Cherokee | 469 | 6 |  | 2023 | 7899 | 7891.22 | 1626434.41 |  | 3.325 | 0.001 | 660048.845 | 0.059 | 71.744 | 0.0137 | 11106638.798 | Pipeline Natural Gas |  | Combined cycle |  | Selective Catalytic Reduction |  |  | ARP | 469 6 | 2015-05-22 | 2400 | Y | 0.088222 | 52.83%
CO | Comanche (470) | 470 | 2 |  | 2023 | 8163 | 8158.32 | 2161093.98 |  | 987.562 | 0.0898 | 2381571.838 | 0.1032 | 1551.849 | 0.1335 | 22995515.264 | Coal | Natural Gas | Dry bottom wall-fired boiler | Dry Lime FGD | Low NOx Burner Technology w/ Overfire Air | Baghouse | Halogenated PAC Sorbent Injection | ARP, MATS | 470 2 | 1975-11-01 | 4350 |  | 1.4362 | 60.35%
CO | Comanche (470) | 470 | 3 |  | 2023 | 8043 | 8026.33 | 5037512.15 |  | 2216.631 | 0.0911 | 5284350.914 | 0.1019 | 1759.935 | 0.0678 | 51474519.69 | Coal | Natural Gas | Tangentially-fired | Dry Lime FGD | Selective Catalytic Reduction | Baghouse | Halogenated PAC Sorbent Injection | ARP, MATS | 470 3 | 2010-01-11 | 9050 | Y | 0.69873 | 64.93%
CO | Martin Drake | 492 | A1 |  | 2023 | 1058 | 933.87 | 22558.23 |  | 0.084 | 0.0008 | 13886.977 | 0.06 | 9.671 | 0.089 | 231120.079 | Pipeline Natural Gas | Diesel Oil | Combustion turbine (Started Mar 08, 2023) |  | Dry Low NOx Burners |  |  | ARP | 492 A1 | 2023-03-10 | 298.7 |  | 0.85743 | 8.833%
CO | Martin Drake | 492 | A2 |  | 2023 | 1172 | 1026.75 | 25444.18 |  | 0.094 | 0.0008 | 15353.07 | 0.0599 | 8.665 | 0.0741 | 256672.844 | Pipeline Natural Gas | Diesel Oil | Combustion turbine (Started Mar 09, 2023) |  | Dry Low NOx Burners |  |  | ARP | 492 A2 | 2023-03-10 | 298.7 |  | 0.6811 | 9.809%
CO | Martin Drake | 492 | A3 |  | 2023 | 986 | 858.31 | 20589.76 |  | 0.059 | 0.0005 | 12286.43 | 0.06 | 8.08 | 0.0839 | 205127.742 | Pipeline Natural Gas | Diesel Oil | Combustion turbine (Started Mar 18, 2023) |  | Dry Low NOx Burners |  |  | ARP | 492 A3 | 2023-03-20 | 298.7 |  | 0.78486 | 7.839%
CO | Martin Drake | 492 | A4 |  | 2023 | 1119 | 992.89 | 24429.73 |  | 0.092 | 0.0008 | 15074.216 | 0.0601 | 12.006 | 0.1046 | 251303.894 | Pipeline Natural Gas | Diesel Oil | Combustion turbine (Started Mar 27, 2023) |  | Dry Low NOx Burners |  |  | ARP | 492 A4 | 2023-03-30 | 298.7 |  | 0.9829 | 9.604%
CO | Martin Drake | 492 | A5 |  | 2023 | 1104 | 978.97 | 23784.54 |  | 0.054 | 0.0002 | 13923.417 | 0.06 | 9.097 | 0.085 | 232248.021 | Pipeline Natural Gas | Diesel Oil | Combustion turbine (Started Mar 29, 2023) |  | Dry Low NOx Burners |  |  | ARP | 492 A5 | 2023-03-29 | 298.7 |  | 0.76495 | 8.876%
CO | Martin Drake | 492 | A6 |  | 2023 | 1015 | 873.8 | 21218.47 |  | 0.08 | 0.0008 | 13187.3 | 0.0605 | 11.063 | 0.1094 | 219358.065 | Pipeline Natural Gas | Diesel Oil | Combustion turbine (Started Apr 13, 2023) |  | Dry Low NOx Burners |  |  | ARP | 492 A6 | 2023-05-04 | 298.7 |  | 1.0428 | 8.383%
CO | Hayden | 525 | H1 |  | 2023 | 8036 | 8025.85 | 1125436.46 |  | 683.49 | 0.1146 | 1236863.602 | 0.103 | 326.384 | 0.0546 | 12055202.089 | Coal | Diesel Oil, Natural Gas | Dry bottom wall-fired boiler | Dry Lime FGD | Low NOx Burner Technology w/ Overfire Air,Selective Catalytic Reduction | Baghouse |  | ARP, MATS | 525 H1 | 1965-07-01 | 2680 | Y | 0.58001 | 51.35%
CO | Hayden | 525 | H2 |  | 2023 | 7682 | 7664.82 | 1601032.18 |  | 998.203 | 0.1237 | 1689214.553 | 0.1029 | 428.216 | 0.0522 | 16464094.305 | Coal | Diesel Oil | Tangentially-fired | Dry Lime FGD | Low NOx Burner Technology w/ Closed-coupled/Separated OFA,Selective Catalytic Reduction | Baghouse |  | ARP, MATS | 525 H2 | 1976-09-01 | 3060 | Y | 0.53492 | 61.42%
AL | McWilliams | 533 | **4 |  | 2023 | 2967 | 2823.81 | 279862.31 |  | 0.997 | 0.001 | 181992.683 | 0.059 | 67.698 | 0.0476 | 3060619.19 | Pipeline Natural Gas | Diesel Oil | Combined cycle |  | Dry Low NOx Burners,Water Injection |  |  | ARP, CSNOX, CSOSG2, CSSO2G2 | 533 **4 | 1996-08-01 | 1380 |  | 0.4838 | 25.32%
AL | McWilliams | 533 | **V1 |  | 2023 | 6757 | 6735.28 | 1109012.79 |  | 3.598 | 0.001 | 712686.498 | 0.059 | 71.288 | 0.0126 | 11992393.37 | Pipeline Natural Gas |  | Combined cycle |  | Dry Low NOx Burners,Selective Catalytic Reduction |  |  | ARP, CSNOX, CSOSG2, CSSO2G2 | 533 **V1 | 2001-07-26 | 2100 | Y | 0.12856 | 65.19%
AL | McWilliams | 533 | **V2 |  | 2023 | 6892 | 6863.78 | 1145565.16 |  | 3.549 | 0.001 | 702947.922 | 0.059 | 67.549 | 0.012 | 11828344.076 | Pipeline Natural Gas |  | Combined cycle |  | Dry Low NOx Burners,Selective Catalytic Reduction |  |  | ARP, CSNOX, CSOSG2, CSSO2G2 | 533 **V2 | 2001-08-10 | 2100 | Y | 0.11793 | 64.3%
CT | Devon | 544 | 11 |  | 2023 | 46 | 28.36 | 843.01 |  | 0.195 | 0.0353 | 880.8 | 0.0782 | 4.106 | 0.8883 | 11344 | Pipeline Natural Gas | Diesel Oil | Combustion turbine |  | Water Injection |  |  | ARP, RGGI, SIPNOX | 544 11 | 1996-07-01 | 400 |  | 9.7413 | 0.3237%
CT | Devon | 544 | 12 |  | 2023 | 57 | 31.98 | 876.26 |  | 0.226 | 0.0342 | 999.6 | 0.0775 | 4.627 | 0.89 | 12792 | Pipeline Natural Gas | Diesel Oil | Combustion turbine |  | Water Injection |  |  | ARP, RGGI, SIPNOX | 544 12 | 1996-07-01 | 400 |  | 10.5608 | 0.3651%
CT | Devon | 544 | 13 |  | 2023 | 36 | 20.79 | 562.6 |  | 0.148 | 0.035 | 651.2 | 0.078 | 2.879 | 0.8729 | 8316 | Pipeline Natural Gas | Diesel Oil | Combustion turbine |  | Water Injection |  |  | ARP, RGGI, SIPNOX | 544 13 | 1996-07-01 | 400 |  | 10.2346 | 0.2373%
CT | Devon | 544 | 14 |  | 2023 | 29 | 17.58 | 468.54 |  | 0.129 | 0.035 | 555.4 | 0.0781 | 2.613 | 0.8817 | 7032 | Pipeline Natural Gas | Diesel Oil | Combustion turbine |  | Water Injection |  |  | ARP, RGGI, SIPNOX | 544 14 | 1996-07-01 | 400 |  | 11.1538 | 0.2007%
CT | Devon | 544 | 15 |  | 2023 | 71 | 44.41 | 1771.32 |  | 0.006 | 0.0009 | 1481.516 | 0.081 | 0.111 | 0.0101 | 18257.862 | Diesel Oil | Pipeline Natural Gas | Combustion turbine |  | Water Injection,Selective Catalytic Reduction |  |  | ARP, RGGI, SIPNOX | 544 15 | 2010-07-10 | 498 | Y | 0.12533 | 0.4185%
CT | Devon | 544 | 16 |  | 2023 | 71 | 43.36 | 1773.39 |  | 0.005 | 0.0009 | 1398.9 | 0.0792 | 0.074 | 0.0076 | 17392.118 | Diesel Oil | Pipeline Natural Gas | Combustion turbine |  | Water Injection,Selective Catalytic Reduction |  |  | ARP, RGGI, SIPNOX | 544 16 | 2010-06-25 | 498 | Y | 0.083456 | 0.3987%
CT | Devon | 544 | 17 |  | 2023 | 34 | 23.16 | 1012.32 |  | 0.003 | 0.001 | 817.34 | 0.0778 | 0.049 | 0.0081 | 10428.726 | Diesel Oil | Pipeline Natural Gas | Combustion turbine |  | Water Injection,Selective Catalytic Reduction |  |  | ARP, RGGI, SIPNOX | 544 17 | 2010-06-10 | 498 | Y | 0.096807 | 0.2391%
CT | Devon | 544 | 18 |  | 2023 | 74 | 47.49 | 1940.98 |  | 0.006 | 0.0009 | 1598.12 | 0.0801 | 0.096 | 0.0091 | 19914.495 | Diesel Oil | Pipeline Natural Gas | Combustion turbine |  | Water Injection,Selective Catalytic Reduction |  |  | ARP, RGGI, SIPNOX | 544 18 | 2010-06-01 | 498 | Y | 0.098919 | 0.4565%
CT | Montville | 546 | 5 |  | 2023 | 423 | 411.99 | 19007.99 |  | 9.677 | 0.0749 | 14826.748 | 0.0643 | 9.41 | 0.0714 | 227159.927 | Residual Oil | Pipeline Natural Gas | Tangentially-fired |  |  |  |  | ARP, MATS, RGGI, SIPNOX | 546 5 | 1954-01-01 | 905 |  | 0.99011 | 2.865%
CT | Montville | 546 | 6 |  | 2023 | 196 | 188.64 | 21649.72 |  | 34.712 | 0.2437 | 19036.599 | 0.081 | 21.583 | 0.1407 | 234625.856 | Residual Oil |  | Tangentially-fired |  |  |  |  | ARP, MATS, RGGI, SIPNOX | 546 6 | 1971-01-01 | 4658 |  | 1.9938 | 0.575%
CT | Middletown | 562 | 12 |  | 2023 | 67 | 47.75 | 1912.76 |  | 0.006 | 0.001 | 1435.119 | 0.0774 | 0.096 | 0.0079 | 18585.163 | Diesel Oil | Pipeline Natural Gas | Combustion turbine |  | Selective Catalytic Reduction,Water Injection |  |  | ARP, RGGI, SIPNOX | 562 12 | 2011-04-15 | 474.9 | Y | 0.10038 | 0.4467%
CT | Middletown | 562 | 13 |  | 2023 | 68 | 44.12 | 1804.78 |  | 0.006 | 0.001 | 1318.085 | 0.0774 | 0.073 | 0.007 | 17193.833 | Diesel Oil | Pipeline Natural Gas | Combustion turbine |  | Selective Catalytic Reduction,Water Injection |  |  | ARP, RGGI, SIPNOX | 562 13 | 2011-04-05 | 474.9 | Y | 0.080896 | 0.4133%
CT | Middletown | 562 | 14 |  | 2023 | 77 | 49.52 | 1964.11 |  | 0.007 | 0.0009 | 1486.59 | 0.0778 | 0.044 | 0.0041 | 19056.538 | Diesel Oil | Pipeline Natural Gas | Combustion turbine |  | Selective Catalytic Reduction,Water Injection |  |  | ARP, RGGI, SIPNOX | 562 14 | 2011-05-08 | 474.9 | Y | 0.044804 | 0.4581%
CT | Middletown | 562 | 15 |  | 2023 | 80 | 49.71 | 1937.25 |  | 0.006 | 0.001 | 1475.413 | 0.0786 | 0.056 | 0.0057 | 18880.479 | Diesel Oil | Pipeline Natural Gas | Combustion turbine |  | Water Injection,Selective Catalytic Reduction |  |  | ARP, RGGI, SIPNOX | 562 15 | 2011-05-08 | 474.9 | Y | 0.057814 | 0.4538%
CT | Middletown | 562 | 2 |  | 2023 | 1252 | 1242.3 | 116731.99 |  | 11.635 | 0.0238 | 71217.854 | 0.0603 | 52.971 | 0.083 | 1179788.815 | Pipeline Natural Gas | Residual Oil | Dry bottom wall-fired boiler |  | Overfire Air,Selective Non-catalytic Reduction | Electrostatic Precipitator |  | ARP, RGGI, SIPNOX | 562 2 | 1958-11-01 | 1380 | Y | 0.90757 | 9.759%
CT | Middletown | 562 | 3 |  | 2023 | 494 | 481.41 | 57669.41 |  | 24.246 | 0.0768 | 37306.095 | 0.0643 | 56.985 | 0.1708 | 572956.615 | Pipeline Natural Gas | Residual Oil | Cyclone boiler |  | Water Injection,Selective Non-catalytic Reduction | Electrostatic Precipitator |  | ARP, RGGI, SIPNOX | 562 3 | 1964-12-01 | 2500 | Y | 1.9763 | 2.616%
CT | Middletown | 562 | 4 |  | 2023 | 109 | 105.5 | 19612.88 |  | 35.34 | 0.3027 | 18731.325 | 0.081 | 22.354 | 0.1608 | 230836.477 | Residual Oil |  | Tangentially-fired |  |  |  |  | ARP, MATS, RGGI, SIPNOX | 562 4 | 1973-03-01 | 4684 |  | 2.2795 | 0.5626%
CT | South Meadow Station | 563 | 11A |  | 2023 | 4 | 0.12 | 0 |  |  |  | 0.4 | 0.0828 | 0.002 | 0.694 | 4.9 | Diesel Oil |  | Combustion turbine |  |  |  |  | RGGI, SIPNOX | 563 11A | 1970-08-01 | 266 |  |  | 0.0002103%
CT | South Meadow Station | 563 | 11B |  | 2023 | 4 | 0.12 | 0 |  |  |  | 0.4 | 0.0828 | 0.002 | 0.7518 | 4.9 | Diesel Oil |  | Combustion turbine |  |  |  |  | RGGI, SIPNOX | 563 11B | 1970-08-01 | 266 |  |  | 0.0002103%
CT | South Meadow Station | 563 | 12A |  | 2023 | 4 | 0.12 | 0 |  |  |  | 0.4 | 0.0828 | 0.002 | 0.694 | 4.9 | Diesel Oil |  | Combustion turbine |  |  |  |  | RGGI, SIPNOX | 563 12A | 1970-08-01 | 266 |  |  | 0.0002103%
CT | South Meadow Station | 563 | 12B |  | 2023 | 4 | 0.12 | 0 |  |  |  | 0.4 | 0.0828 | 0.002 | 0.694 | 4.9 | Diesel Oil |  | Combustion turbine |  |  |  |  | RGGI, SIPNOX | 563 12B | 1970-08-01 | 266 |  |  | 0.0002103%
CT | South Meadow Station | 563 | 13A |  | 2023 | 1 | 0.03 | 0 |  |  |  | 0.1 | 0.1 | 0 | 0.7 | 1 | Diesel Oil |  | Combustion turbine |  |  |  |  | RGGI, SIPNOX | 563 13A | 1970-08-01 | 266 |  |  | 4.292e-05%
CT | South Meadow Station | 563 | 13B |  | 2023 | 4 | 0.16 | 0 |  |  |  | 0.5 | 0.0845 | 0.002 | 0.719 | 6 | Diesel Oil |  | Combustion turbine |  |  |  |  | RGGI, SIPNOX | 563 13B | 1970-08-01 | 266 |  |  | 0.0002575%
CT | South Meadow Station | 563 | 14A |  | 2023 | 4 | 0.12 | 0 |  |  |  | 0.4 | 0.1 | 0.001 | 0.7 | 4 | Diesel Oil |  | Combustion turbine |  |  |  |  | RGGI, SIPNOX | 563 14A | 1970-08-01 | 266 |  |  | 0.0001717%
CT | South Meadow Station | 563 | 14B |  | 2023 | 4 | 0.12 | 0 |  |  |  | 0.4 | 0.1 | 0.001 | 0.7 | 4 | Diesel Oil |  | Combustion turbine |  |  |  |  | RGGI, SIPNOX | 563 14B | 1970-08-01 | 266 |  |  | 0.0001717%
FL | Curtis H. Stanton Energy Center | 564 | 1 |  | 2023 | 7222 | 7206.31 | 1657528.26 |  | 847.041 | 0.0702 | 1655072.656 | 0.0936 | 2140.515 | 0.2388 | 17344061.888 | Coal | Pipeline Natural Gas | Dry bottom wall-fired boiler | Wet Lime FGD | Low NOx Burner Technology (Dry Bottom only) | Electrostatic Precipitator |  | ARP, MATS | 564 1 | 1987-05-12 | 5000 |  | 2.5828 | 39.6%
FL | Curtis H. Stanton Energy Center | 564 | 2 |  | 2023 | 7482 | 7468.59 | 2023164.68 |  | 620.686 | 0.0513 | 1875194.788 | 0.0936 | 1356.019 | 0.1357 | 19690787.991 | Coal | Other Gas, Pipeline Natural Gas | Dry bottom wall-fired boiler | Wet Lime FGD | Low NOx Burner Technology (Dry Bottom only),Selective Catalytic Reduction | Electrostatic Precipitator |  | ARP, MATS | 564 2 | 1996-03-29 | 5000 | Y | 1.3405 | 44.96%
FL | Curtis H. Stanton Energy Center | 564 | CCB |  | 2023 | 7792 | 7783.58 | 1820660.75 |  | 3.951 | 0.001 | 782547.535 | 0.059 | 25.48 | 0.0044 | 13167840.311 | Pipeline Natural Gas | Diesel Oil | Combined cycle |  | Dry Low NOx Burners,Water Injection,Selective Catalytic Reduction |  |  | ARP | 564 CCB | 2009-10-27 | 2453 | Y | 0.02799 | 61.28%
CT | Bridgeport Harbor Station | 568 | BHB5 |  | 2023 | 6942 | 6932.91 | 3048904.13 |  | 5.93 | 0.001 | 1174019.788 | 0.0592 | 62.202 | 0.0064 | 19699226.567 | Pipeline Natural Gas | Diesel Oil | Combined cycle |  | Dry Low NOx Burners,Water Injection,Selective Catalytic Reduction |  |  | ARP, RGGI, SIPNOX | 568 BHB5 | 2019-05-09 | 3706 | Y | 0.040803 | 60.68%
VT | J C McNeil | 589 | 1 |  | 2023 | 4118 | 4107.5 | 209141.5 |  | 0.94 | 0.001 | 329390 | 0.104 | 109.048 | 0.0683 | 3145989.875 | Wood | Diesel Oil, Pipeline Natural Gas | Other boiler |  | Other | Cyclone,Electrostatic Precipitator |  | ARP | 589 1 | 1984-06-02 | 842 |  | 1.0428 | 42.65%
DE | Christiana Substation | 591 | 11 |  | 2023 | 18 | 13.83 | 237.89 |  |  |  | 390.1 | 0.0826 | 1.54 | 0.6229 | 4816.8 | Diesel Oil |  | Combustion turbine |  | Water Injection |  |  | RGGI, SIPNOX | 591 11 | 1973-11-01 | 391 |  | 12.9472 | 0.1406%
DE | Christiana Substation | 591 | 14 |  | 2023 | 17 | 14.05 | 242.22 |  |  |  | 503.1 | 0.0811 | 2.093 | 0.4962 | 6210.2 | Diesel Oil |  | Combustion turbine |  | Water Injection |  |  | RGGI, SIPNOX | 591 14 | 1973-11-01 | 391 |  | 17.2818 | 0.1813%
DE | Edge Moor | 593 | 3 |  | 2023 | 1019 | 981.18 | 36900.88 |  | 0.131 | 0.001 | 26058.831 | 0.059 | 12.998 | 0.0535 | 439605.385 | Pipeline Natural Gas | Residual Oil | Tangentially-fired |  | Selective Non-catalytic Reduction | Electrostatic Precipitator |  | ARP, RGGI, SIPNOX | 593 3 | 1954-12-01 | 1400 | Y | 0.70448 | 3.585%
DE | Edge Moor | 593 | 4 |  | 2023 | 1041 | 1002.64 | 86326.9 |  | 0.275 | 0.001 | 53530.975 | 0.059 | 21.296 | 0.0461 | 903017.728 | Pipeline Natural Gas | Residual Oil | Tangentially-fired |  | Low NOx Burner Technology w/ Separated OFA | Electrostatic Precipitator |  | ARP, RGGI, SIPNOX | 593 4 | 1966-04-01 | 1867 |  | 0.49338 | 5.521%
DE | Edge Moor | 593 | 5 |  | 2023 | 1167 | 1121.19 | 143220.93 |  | 26.91 | 0.0164 | 99639.814 | 0.0597 | 57.873 | 0.0561 | 1639062.814 | Residual Oil | Pipeline Natural Gas | Dry bottom wall-fired boiler |  | Low NOx Burner Technology w/ Overfire Air | Cyclone |  | ARP, MATS, RGGI, SIPNOX | 593 5 | 1973-08-01 | 4695 |  | 0.80816 | 3.985%
DE | Indian River | 594 | 4 |  | 2023 | 291 | 279.32 | 26070.6 |  | 129.114 | 0.6783 | 31534.174 | 0.1028 | 21.669 | 0.104 | 307359.688 | Coal |  | Dry bottom turbo-fired boiler | Dry Lime FGD | Low NOx Burner Technology w/ Overfire Air,Selective Non-catalytic Reduction,Selective Catalytic Reduction | Electrostatic Precipitator |  | ARP, MATS, RGGI, SIPNOX | 594 4 | 1980-06-01 | 5091 | Y | 1.6623 | 0.6892%
MD | Brandon Shores | 602 | 1 |  | 2023 | 1961 | 1947.52 | 544329.49 |  | 291.832 | 0.0852 | 649917.362 | 0.1028 | 308.159 | 0.0979 | 6334463.421 | Coal |  | Dry bottom wall-fired boiler | Wet Lime FGD | Low NOx Burner Technology w/ Overfire Air,Selective Catalytic Reduction | Cyclone,Baghouse |  | ARP, CSNOX, CSOSG3, CSSO2G1, MATS, RGGI | 602 1 | 1984-05-15 | 8000 | Y | 1.1323 | 9.039%
MD | Brandon Shores | 602 | 2 |  | 2023 | 2543 | 2529.97 | 722368.77 |  | 241.311 | 0.0793 | 701886.494 | 0.1028 | 314.189 | 0.0909 | 6840999.418 | Coal |  | Dry bottom wall-fired boiler | Wet Limestone | Low NOx Burner Technology w/ Overfire Air,Selective Catalytic Reduction | Cyclone,Baghouse |  | ARP, CSNOX, CSOSG3, CSSO2G1, MATS, RGGI | 602 2 | 1991-05-28 | 8000 | Y | 0.86989 | 9.762%
WA | Fredonia Generating Station | 607 | CT3 |  | 2023 | 3102 | 2973.7 | 150831.75 |  | 1.406 | 0.002 | 92146.767 | 0.0593 | 16.512 | 0.023 | 1546729.354 | Natural Gas | Diesel Oil | Combustion turbine |  | Water Injection,Selective Catalytic Reduction |  |  | ARP | 607 CT3 | 2001-07-08 | 675 | Y | 0.21895 | 26.16%
WA | Fredonia Generating Station | 607 | CT4 |  | 2023 | 2905 | 2781.34 | 139710.56 |  | 1.348 | 0.002 | 88292.393 | 0.0593 | 14.948 | 0.0237 | 1482540.84 | Natural Gas | Diesel Oil | Combustion turbine |  | Water Injection,Selective Catalytic Reduction |  |  | ARP | 607 CT4 | 2001-07-15 | 675 | Y | 0.21399 | 25.07%
FL | Cape Canaveral | 609 | CCCT3A |  | 2023 | 7466 | 7366.74 | 2583453.91 |  | 5.003 | 0.001 | 988923.537 | 0.0591 | 63.195 | 0.0087 | 16629373.069 | Pipeline Natural Gas | Diesel Oil | Combined cycle |  | Dry Low NOx Burners,Water Injection,Selective Catalytic Reduction |  |  | ARP | 609 CCCT3A | 2012-12-16 | 3046 | Y | 0.048923 | 62.32%
FL | Cape Canaveral | 609 | CCCT3B |  | 2023 | 6488 | 6412.29 | 2270466.53 |  | 4.405 | 0.001 | 871309.95 | 0.0591 | 55.148 | 0.0087 | 14654472.17 | Pipeline Natural Gas | Diesel Oil | Combined cycle |  | Dry Low NOx Burners,Water Injection,Selective Catalytic Reduction |  |  | ARP | 609 CCCT3B | 2012-12-06 | 3046 | Y | 0.048579 | 54.92%
FL | Cape Canaveral | 609 | CCCT3C |  | 2023 | 6859 | 6727.08 | 2375012.7 |  | 4.638 | 0.001 | 917070.606 | 0.0591 | 60.307 | 0.0095 | 15422458.641 | Pipeline Natural Gas | Diesel Oil | Combined cycle |  | Dry Low NOx Burners,Water Injection,Selective Catalytic Reduction |  |  | ARP | 609 CCCT3C | 2012-11-23 | 3046 | Y | 0.050785 | 57.8%
FL | Fort Myers | 612 | FMCT2A |  | 2023 | 7035 | 6993.49 | 1683241.47 |  | 3.495 | 0.001 | 692220.282 | 0.059 | 153.992 | 0.0276 | 11647890.646 | Pipeline Natural Gas |  | Combined cycle |  | Dry Low NOx Burners |  |  | ARP | 612 FMCT2A | 2000-09-22 | 2190 |  | 0.18297 | 60.72%
FL | Fort Myers | 612 | FMCT2B |  | 2023 | 6935 | 6860.66 | 1651863.08 |  | 3.366 | 0.001 | 666777.27 | 0.059 | 153.035 | 0.0294 | 11219756.501 | Pipeline Natural Gas |  | Combined cycle |  | Dry Low NOx Burners |  |  | ARP | 612 FMCT2B | 2000-09-22 | 2190 |  | 0.18529 | 58.48%
FL | Fort Myers | 612 | FMCT2C |  | 2023 | 7530 | 7486.95 | 1817775.19 |  | 3.727 | 0.001 | 738247.422 | 0.059 | 161.879 | 0.027 | 12422388.862 | Pipeline Natural Gas |  | Combined cycle |  | Dry Low NOx Burners |  |  | ARP | 612 FMCT2C | 2001-01-01 | 2190 |  | 0.17811 | 64.75%
FL | Fort Myers | 612 | FMCT2D |  | 2023 | 7316 | 7231.6 | 1778114.33 |  | 3.608 | 0.001 | 714749.28 | 0.059 | 155.239 | 0.0278 | 12027023.733 | Pipeline Natural Gas |  | Combined cycle |  | Dry Low NOx Burners |  |  | ARP | 612 FMCT2D | 2001-04-01 | 2190 |  | 0.17461 | 62.69%
FL | Fort Myers | 612 | FMCT2E |  | 2023 | 7707 | 7661.73 | 1860209.64 |  | 3.865 | 0.001 | 765695.932 | 0.059 | 161.98 | 0.0263 | 12884243.694 | Pipeline Natural Gas |  | Combined cycle |  | Dry Low NOx Burners |  |  | ARP | 612 FMCT2E | 2001-04-01 | 2190 |  | 0.17415 | 67.16%
FL | Fort Myers | 612 | FMCT2F |  | 2023 | 7286 | 7232.82 | 1732242.76 |  | 3.584 | 0.001 | 709979.653 | 0.059 | 161.545 | 0.0295 | 11946811.671 | Pipeline Natural Gas |  | Combined cycle |  | Dry Low NOx Burners |  |  | ARP | 612 FMCT2F | 2001-04-22 | 2190 |  | 0.18652 | 62.27%
FL | Fort Myers | 612 | PFM3A |  | 2023 | 864 | 729.02 | 91626.69 |  | 0.742 | 0.0019 | 60849.405 | 0.0594 | 16.295 | 0.0366 | 1017403.741 | Pipeline Natural Gas | Diesel Oil | Combustion turbine |  | Dry Low NOx Burners,Water Injection |  |  | ARP | 612 PFM3A | 2003-04-14 | 2093 |  | 0.35568 | 5.549%
FL | Fort Myers | 612 | PFM3B |  | 2023 | 764 | 640.23 | 70292.33 |  | 0.9 | 0.0022 | 53961.968 | 0.0595 | 15.758 | 0.0408 | 898653.594 | Pipeline Natural Gas | Diesel Oil | Combustion turbine |  | Dry Low NOx Burners,Water Injection |  |  | ARP | 612 PFM3B | 2003-03-18 | 2093 |  | 0.44836 | 4.901%
FL | Fort Myers | 612 | PFM3C |  | 2023 | 732 | 619.58 | 93182.74 |  | 0.549 | 0.0016 | 60081.754 | 0.0593 | 14.354 | 0.0311 | 1007310.746 | Pipeline Natural Gas | Diesel Oil | Combustion turbine |  | Dry Low NOx Burners,Water Injection |  |  | ARP | 612 PFM3C | 2016-11-01 | 2454 |  | 0.30808 | 4.686%
FL | Fort Myers | 612 | PFM3D |  | 2023 | 1014 | 870.64 | 122941.16 |  | 0.599 | 0.0013 | 81516.269 | 0.0592 | 20.01 | 0.0328 | 1368861.645 | Pipeline Natural Gas | Diesel Oil | Combustion turbine |  | Dry Low NOx Burners,Water Injection |  |  | ARP | 612 PFM3D | 2016-11-19 | 2454 |  | 0.32552 | 6.368%
FL | Lauderdale | 613 | PFL6A |  | 2023 | 462 | 364.49 | 53676 |  | 0.192 | 0.001 | 36168.254 | 0.0598 | 9.82 | 0.0383 | 598584.626 | Pipeline Natural Gas | Diesel Oil | Combustion turbine |  | Dry Low NOx Burners,Water Injection |  |  | ARP | 613 PFL6A | 2016-11-25 | 2454 |  | 0.3659 | 2.784%
FL | Lauderdale | 613 | PFL6B |  | 2023 | 440 | 354.25 | 51122.75 |  | 0.2 | 0.001 | 36012.081 | 0.0604 | 10.793 | 0.0411 | 587562.693 | Pipeline Natural Gas | Diesel Oil | Combustion turbine |  | Dry Low NOx Burners,Water Injection |  |  | ARP | 613 PFL6B | 2016-11-12 | 2454 |  | 0.42224 | 2.733%
FL | Lauderdale | 613 | PFL6C |  | 2023 | 359 | 276.77 | 40721.77 |  | 0.16 | 0.0011 | 27805.982 | 0.0611 | 8.71 | 0.0434 | 447778.715 | Pipeline Natural Gas | Diesel Oil | Combustion turbine |  | Dry Low NOx Burners,Water Injection |  |  | ARP | 613 PFL6C | 2016-11-10 | 2454 |  | 0.42778 | 2.083%
FL | Lauderdale | 613 | PFL6D |  | 2023 | 621 | 510.21 | 72109.99 |  | 0.288 | 0.0011 | 49430.226 | 0.0614 | 14.569 | 0.0388 | 792046.763 | Pipeline Natural Gas | Diesel Oil | Combustion turbine |  | Dry Low NOx Burners,Water Injection |  |  | ARP | 613 PFL6D | 2016-10-31 | 2454 |  | 0.40408 | 3.684%
FL | Lauderdale | 613 | PFL6E |  | 2023 | 522 | 427.92 | 63596.83 |  | 0.235 | 0.001 | 41678.262 | 0.0609 | 12.426 | 0.0404 | 676142.524 | Pipeline Natural Gas | Diesel Oil | Combustion turbine |  | Dry Low NOx Burners,Water Injection |  |  | ARP | 613 PFL6E | 2016-09-14 | 2454 |  | 0.39077 | 3.145%
FL | Lauderdale | 613 | PFL7A |  | 2023 | 6061 | 6037.39 | 2847463.29 |  | 5.465 | 0.001 | 1079140.88 | 0.0591 | 64.525 | 0.008 | 18139829.814 | Pipeline Natural Gas | Diesel Oil | Combined cycle |  | Dry Low NOx Burners,Selective Catalytic Reduction |  |  | ARP, NSPS4T | 613 PFL7A | 2022-01-28 | 4040 | Y | 0.045321 | 51.26%
FL | Lauderdale | 613 | PFL7B |  | 2023 | 7112 | 7083.71 | 3373778.23 |  | 6.456 | 0.001 | 1278914.182 | 0.059 | 74.106 | 0.0078 | 21520056.205 | Pipeline Natural Gas | Diesel Oil | Combined cycle |  | Dry Low NOx Burners,Selective Catalytic Reduction |  |  | ARP, NSPS4T | 613 PFL7B | 2022-01-26 | 4040 | Y | 0.043931 | 60.81%
FL | Port Everglades | 617 | PECT5A |  | 2023 | 6021 | 5946.6 | 1880307.23 |  | 3.661 | 0.001 | 723344.63 | 0.0591 | 47.208 | 0.0092 | 12161238.984 | Pipeline Natural Gas | Diesel Oil | Combined cycle |  | Dry Low NOx Burners,Water Injection,Selective Catalytic Reduction |  |  | ARP | 617 PECT5A | 2015-07-21 | 2700 | Y | 0.050213 | 51.42%
FL | Port Everglades | 617 | PECT5B |  | 2023 | 6468 | 6392.99 | 2046800.67 |  | 3.954 | 0.001 | 781872.243 | 0.0591 | 49.937 | 0.0086 | 13148800.849 | Pipeline Natural Gas | Diesel Oil | Combined cycle |  | Dry Low NOx Burners,Water Injection,Selective Catalytic Reduction |  |  | ARP | 617 PECT5B | 2015-07-31 | 2700 | Y | 0.048795 | 55.59%
FL | Port Everglades | 617 | PECT5C |  | 2023 | 5842 | 5758.57 | 1885366.6 |  | 3.679 | 0.001 | 727401.766 | 0.0591 | 46.957 | 0.0088 | 12232656.182 | Pipeline Natural Gas | Diesel Oil | Combined cycle |  | Dry Low NOx Burners,Water Injection,Selective Catalytic Reduction |  |  | ARP | 617 PECT5C | 2015-11-07 | 2700 | Y | 0.049812 | 51.72%
FL | Riviera Beach Energy Center | 619 | RBCT5A |  | 2023 | 5927 | 5745.73 | 2053778.45 |  | 3.977 | 0.001 | 784652.45 | 0.0591 | 62.608 | 0.0139 | 13185917.176 | Pipeline Natural Gas | Diesel Oil | Combined cycle |  | Dry Low NOx Burners,Water Injection,Selective Catalytic Reduction |  |  | ARP | 619 RBCT5A | 2013-10-30 | 3046 | Y | 0.060969 | 49.42%
FL | Riviera Beach Energy Center | 619 | RBCT5B |  | 2023 | 7510 | 7436.94 | 2798801.68 |  | 5.267 | 0.001 | 1041524.095 | 0.0591 | 66.084 | 0.0085 | 17515884.204 | Pipeline Natural Gas | Diesel Oil | Combined cycle |  | Dry Low NOx Burners,Water Injection,Selective Catalytic Reduction |  |  | ARP | 619 RBCT5B | 2013-10-08 | 3046 | Y | 0.047223 | 65.64%
FL | Riviera Beach Energy Center | 619 | RBCT5C |  | 2023 | 6621 | 6485.51 | 2526752.04 |  | 4.743 | 0.001 | 938029.175 | 0.0591 | 62.439 | 0.0102 | 15775689.218 | Pipeline Natural Gas | Diesel Oil | Combined cycle |  | Dry Low NOx Burners,Water Injection,Selective Catalytic Reduction |  |  | ARP | 619 RBCT5C | 2013-09-22 | 3046 | Y | 0.049422 | 59.12%
FL | Sanford | 620 | SNCT4A |  | 2023 | 5823 | 5716.7 | 1203321.11 |  | 2.51 | 0.001 | 497212.686 | 0.059 | 109.351 | 0.0284 | 8366569.21 | Pipeline Natural Gas |  | Combined cycle |  | Dry Low NOx Burners |  |  | ARP | 620 SNCT4A | 2002-12-06 | 2070 |  | 0.18175 | 46.14%
FL | Sanford | 620 | SNCT4B |  | 2023 | 4858 | 4736.41 | 998475.38 |  | 2.079 | 0.001 | 411738.961 | 0.059 | 90.689 | 0.0287 | 6928367.391 | Pipeline Natural Gas |  | Combined cycle |  | Dry Low NOx Burners |  |  | ARP | 620 SNCT4B | 2002-12-07 | 2070 |  | 0.18165 | 38.21%
FL | Sanford | 620 | SNCT4C |  | 2023 | 5285 | 5183.78 | 1088090.43 |  | 2.252 | 0.001 | 446072.843 | 0.059 | 97.06 | 0.0283 | 7506038.872 | Pipeline Natural Gas |  | Combined cycle |  | Dry Low NOx Burners |  |  | ARP | 620 SNCT4C | 2002-12-01 | 2070 |  | 0.1784 | 41.39%
FL | Sanford | 620 | SNCT4D |  | 2023 | 4551 | 4365.73 | 912375.37 |  | 1.915 | 0.001 | 379237.076 | 0.059 | 89.328 | 0.032 | 6381363.445 | Pipeline Natural Gas |  | Combined cycle |  | Dry Low NOx Burners |  |  | ARP | 620 SNCT4D | 2002-12-01 | 2070 |  | 0.19581 | 35.19%
FL | Sanford | 620 | SNCT5A |  | 2023 | 4914 | 4737.82 | 1033681.46 |  | 2.181 | 0.001 | 432011.103 | 0.059 | 96.839 | 0.0305 | 7269404.648 | Pipeline Natural Gas |  | Combined cycle |  | Dry Low NOx Burners |  |  | ARP | 620 SNCT5A | 2002-02-21 | 2110 |  | 0.18737 | 39.33%
FL | Sanford | 620 | SNCT5B |  | 2023 | 4360 | 4176.54 | 896590.94 |  | 1.86 | 0.001 | 368346.944 | 0.059 | 85.961 | 0.0315 | 6198104.725 | Pipeline Natural Gas |  | Combined cycle |  | Dry Low NOx Burners |  |  | ARP | 620 SNCT5B | 2002-02-25 | 2010 |  | 0.19175 | 35.2%
FL | Sanford | 620 | SNCT5C |  | 2023 | 4861 | 4686.69 | 1016585.05 |  | 2.148 | 0.001 | 425498.808 | 0.059 | 95.373 | 0.0301 | 7159831.165 | Pipeline Natural Gas |  | Combined cycle |  | Dry Low NOx Burners |  |  | ARP | 620 SNCT5C | 2002-03-04 | 2070 |  | 0.18763 | 39.48%
FL | Sanford | 620 | SNCT5D |  | 2023 | 4360 | 4194.62 | 900125.03 |  | 1.885 | 0.001 | 373315.657 | 0.059 | 93.891 | 0.0332 | 6281746.133 | Pipeline Natural Gas |  | Combined cycle |  | Dry Low NOx Burners |  |  | ARP | 620 SNCT5D | 2002-03-11 | 2080 |  | 0.20862 | 34.48%
FL | Turkey Point | 621 | TPCT5A |  | 2023 | 7799 | 7758.85 | 1792832.25 |  | 3.641 | 0.001 | 718641.427 | 0.059 | 42.962 | 0.0075 | 12091484.196 | Pipeline Natural Gas | Diesel Oil | Combined cycle |  | Dry Low NOx Burners,Water Injection,Ammonia Injection,Selective Catalytic Reduction |  |  | ARP | 621 TPCT5A | 2006-12-20 | 2325 | Y | 0.047926 | 59.37%
FL | Turkey Point | 621 | TPCT5B |  | 2023 | 7354 | 7279.54 | 1689087.03 |  | 3.43 | 0.001 | 672661.034 | 0.059 | 41.228 | 0.0081 | 11315750.845 | Pipeline Natural Gas | Diesel Oil | Combined cycle |  | Dry Low NOx Burners,Water Injection,Ammonia Injection,Selective Catalytic Reduction |  |  | ARP | 621 TPCT5B | 2006-12-27 | 2325 | Y | 0.048817 | 55.56%
FL | Turkey Point | 621 | TPCT5C |  | 2023 | 7341 | 7306.52 | 1711776 |  | 3.442 | 0.001 | 680884.587 | 0.059 | 41.073 | 0.0076 | 11456713.372 | Pipeline Natural Gas | Diesel Oil | Combined cycle |  | Dry Low NOx Burners,Water Injection,Ammonia Injection,Selective Catalytic Reduction |  |  | ARP | 621 TPCT5C | 2006-12-12 | 2325 | Y | 0.047989 | 56.25%
FL | Turkey Point | 621 | TPCT5D |  | 2023 | 6795 | 6693.62 | 1561880.05 |  | 3.155 | 0.001 | 623032.887 | 0.059 | 39.345 | 0.0088 | 10482928.828 | Pipeline Natural Gas | Diesel Oil | Combined cycle |  | Dry Low NOx Burners,Water Injection,Ammonia Injection,Selective Catalytic Reduction |  |  | ARP | 621 TPCT5D | 2006-12-04 | 2325 | Y | 0.050382 | 51.47%
FL | Crystal River | 628 | 1GTA |  | 2023 | 7806 | 7798.48 | 3046186.01 |  | 6.113 | 0.001 | 1210979.625 | 0.059 | 512.607 | 0.0508 | 20377065.757 | Pipeline Natural Gas |  | Combined cycle |  | Selective Catalytic Reduction |  |  | ARP, NSPS4T | 628 1GTA | 2018-08-27 | 3292 | Y | 0.33656 | 70.66%
FL | Crystal River | 628 | 1GTB |  | 2023 | 8092 | 8084.29 | 3131493.81 |  | 6.269 | 0.001 | 1241827.903 | 0.059 | 565.25 | 0.0546 | 20896150.375 | Pipeline Natural Gas |  | Combined cycle |  | Selective Catalytic Reduction |  |  | ARP, NSPS4T | 628 1GTB | 2018-08-23 | 3292 | Y | 0.36101 | 72.46%
FL | Crystal River | 628 | 2GTA |  | 2023 | 8081 | 8075.95 | 3178655.91 |  | 6.327 | 0.001 | 1253371.124 | 0.059 | 554.327 | 0.0533 | 21090368.935 | Pipeline Natural Gas |  | Combined cycle |  | Selective Catalytic Reduction |  |  | ARP, NSPS4T | 628 2GTA | 2018-10-07 | 3292 | Y | 0.34878 | 73.13%
FL | Crystal River | 628 | 2GTB |  | 2023 | 8119 | 8111.08 | 3196868.87 |  | 6.343 | 0.001 | 1256499.011 | 0.059 | 575.764 | 0.0553 | 21143004.314 | Pipeline Natural Gas |  | Combined cycle |  | Selective Catalytic Reduction |  |  | ARP, NSPS4T | 628 2GTB | 2018-10-16 | 3292 | Y | 0.3602 | 73.32%
FL | Crystal River | 628 | 4 |  | 2023 | 5473 | 5456.92 | 2171886.07 |  | 1810.944 | 0.1425 | 2161983.618 | 0.103 | 849.553 | 0.0818 | 21071965.222 | Coal |  | Dry bottom wall-fired boiler | Wet Limestone | Low NOx Burner Technology (Dry Bottom only),Selective Catalytic Reduction | Wet Scrubber,Electrostatic Precipitator |  | ARP, MATS | 628 4 | 1982-12-01 | 9200 | Y | 0.78232 | 26.15%
FL | Crystal River | 628 | 5 |  | 2023 | 5470 | 5458.58 | 2123397.22 |  | 1704.552 | 0.2013 | 2073859.882 | 0.1029 | 912.84 | 0.099 | 20213053.447 | Coal |  | Dry bottom wall-fired boiler | Wet Lime FGD | Low NOx Burner Technology (Dry Bottom only),Selective Catalytic Reduction | Wet Scrubber,Electrostatic Precipitator |  | ARP, MATS | 628 5 | 1984-10-01 | 9932 | Y | 0.85979 | 23.23%
FL | P L Bartow | 634 | 4A |  | 2023 | 6559 | 6528.22 | 1600645.12 |  | 3.44 | 0.001 | 683824.601 | 0.059 | 173.234 | 0.0305 | 11506695.473 | Pipeline Natural Gas | Diesel Oil | Combined cycle |  | Dry Low NOx Burners,Water Injection,Selective Catalytic Reduction |  |  | ARP | 634 4A | 2008-12-05 | 2610 | Y | 0.21646 | 50.33%
FL | P L Bartow | 634 | 4B |  | 2023 | 7527 | 7497.5 | 1690281.02 |  | 3.868 | 0.001 | 766072.644 | 0.059 | 188.665 | 0.0299 | 12889569.106 | Pipeline Natural Gas | Diesel Oil | Combined cycle |  | Dry Low NOx Burners,Water Injection,Selective Catalytic Reduction |  |  | ARP | 634 4B | 2008-11-05 | 2610 | Y | 0.22324 | 56.38%
FL | P L Bartow | 634 | 4C |  | 2023 | 6932 | 6895.98 | 1676271.38 |  | 3.692 | 0.001 | 727583.849 | 0.059 | 196.814 | 0.0323 | 12243088.383 | Pipeline Natural Gas | Diesel Oil | Combined cycle |  | Dry Low NOx Burners,Water Injection,Selective Catalytic Reduction |  |  | ARP | 634 4C | 2008-11-19 | 2610 | Y | 0.23482 | 53.55%
FL | P L Bartow | 634 | 4D |  | 2023 | 7654 | 7628.06 | 1735139.38 |  | 3.909 | 0.001 | 777104.652 | 0.059 | 196.627 | 0.0306 | 13076273.041 | Pipeline Natural Gas | Diesel Oil | Combined cycle |  | Dry Low NOx Burners,Water Injection,Selective Catalytic Reduction |  |  | ARP | 634 4D | 2008-12-20 | 2610 | Y | 0.22664 | 57.19%
FL | Gulf Clean Energy Center | 641 | 4 | CS45 | 2023 | 2650 | 2640.43 | 88297.04 |  | 0.317 | 0.001 | 62596.823 | 0.0594 | 52.586 | 0.0918 | 1052723.965 | Pipeline Natural Gas |  | Tangentially-fired |  |  |  |  | ARP | 641 4 | 1959-07-01 | 1097 |  | 1.1911 | 10.95%
FL | Gulf Clean Energy Center | 641 | 5 | CS45 | 2023 | 2588 | 2570.91 | 87507.75 |  | 0.313 | 0.001 | 61915.294 | 0.0592 | 52.927 | 0.0917 | 1041799.274 | Pipeline Natural Gas |  | Tangentially-fired |  |  |  |  | ARP | 641 5 | 1961-06-01 | 1097 |  | 1.2097 | 10.84%
FL | Gulf Clean Energy Center | 641 | 6 | CS67 | 2023 | 5495 | 5468.76 | 588975.75 |  | 1.967 | 0.001 | 389524.738 | 0.0591 | 357.003 | 0.1028 | 6554553.926 | Pipeline Natural Gas |  | Dry bottom wall-fired boiler |  |  |  |  | ARP | 641 6 | 1970-05-01 | 3705 |  | 1.2123 | 20.2%
FL | Gulf Clean Energy Center | 641 | 7 | CS67 | 2023 | 5737 | 5721.18 | 1359593.48 |  | 4.519 | 0.001 | 895235.251 | 0.059 | 921.736 | 0.1211 | 15063972.277 | Pipeline Natural Gas |  | Dry bottom wall-fired boiler |  |  |  |  | ARP | 641 7 | 1973-08-01 | 6406 |  | 1.3559 | 26.84%
FL | Gulf Clean Energy Center | 641 | 8A |  | 2023 | 657 | 565.63 | 86706.53 |  | 0.277 | 0.001 | 54184.229 | 0.0594 | 12.632 | 0.0319 | 907913.39 | Pipeline Natural Gas | Diesel Oil | Combustion turbine |  | Dry Low NOx Burners,Water Injection |  |  | ARP | 641 8A | 2021-10-23 | 2474.4 |  | 0.29137 | 4.189%
FL | Gulf Clean Energy Center | 641 | 8B |  | 2023 | 853 | 736.55 | 113250.87 |  | 0.362 | 0.001 | 70642.65 | 0.0593 | 17.032 | 0.0327 | 1183377.146 | Pipeline Natural Gas | Diesel Oil | Combustion turbine |  | Dry Low NOx Burners,Water Injection |  |  | ARP | 641 8B | 2021-10-01 | 2474.4 |  | 0.30078 | 5.459%
FL | Gulf Clean Energy Center | 641 | 8C |  | 2023 | 774 | 672.88 | 96830.71 |  | 0.314 | 0.001 | 61546.708 | 0.0593 | 15.625 | 0.0332 | 1031647.984 | Pipeline Natural Gas | Diesel Oil | Combustion turbine |  | Dry Low NOx Burners,Water Injection |  |  | ARP | 641 8C | 2021-09-17 | 2474.4 |  | 0.32273 | 4.759%
FL | Gulf Clean Energy Center | 641 | 8D |  | 2023 | 801 | 696.05 | 100239.86 |  | 0.328 | 0.001 | 64209.545 | 0.0594 | 15.259 | 0.0324 | 1076116.518 | Pipeline Natural Gas | Diesel Oil | Combustion turbine |  | Dry Low NOx Burners,Water Injection |  |  | ARP | 641 8D | 2021-11-07 | 2474.4 |  | 0.30445 | 4.965%
FL | Lansing Smith Generating Plant | 643 | 4 |  | 2023 | 7218 | 7149.38 | 2090482.45 |  | 4.367 | 0.001 | 865005.461 | 0.059 | 196.611 | 0.0292 | 14555394.525 | Pipeline Natural Gas |  | Combined cycle |  | Dry Low NOx Burners |  |  | ARP | 643 4 | 2002-01-16 | 2918.3 |  | 0.1881 | 56.94%
FL | Lansing Smith Generating Plant | 643 | 5 |  | 2023 | 7434 | 7398.83 | 2181484.76 |  | 4.541 | 0.001 | 899523.957 | 0.059 | 208.102 | 0.029 | 15136275.966 | Pipeline Natural Gas |  | Combined cycle |  | Dry Low NOx Burners |  |  | ARP | 643 5 | 2002-01-12 | 2918.3 |  | 0.19079 | 59.21%
FL | Big Bend | 645 | BB03 |  | 2023 | 1530 | 1523.05 | 226600 |  | 32.928 | 0.0318 | 172717.655 | 0.0589 | 98.293 | 0.0625 | 2913557.694 | Pipeline Natural Gas | Coal | Wet bottom turbo-fired boiler | Wet Limestone (Retired Apr 26, 2023) | Other,Ammonia Injection,Selective Catalytic Reduction (Retired Apr 26, 2023) | Electrostatic Precipitator (Retired Apr 26, 2023) |  | ARP, MATS | 645 BB03 | 1976-05-01 | 5600 | Y | 0.86755 | 5.939%
FL | Big Bend | 645 | BB04 |  | 2023 | 4578 | 4552.11 | 1085667.28 |  | 572.702 | 0.0973 | 983472.464 | 0.0875 | 450.431 | 0.0794 | 10823642.495 | Coal | Pipeline Natural Gas | Tangentially-fired | Wet Limestone | Low NOx Burner Technology w/ Separated OFA,Ammonia Injection,Selective Catalytic Reduction | Electrostatic Precipitator |  | ARP, MATS | 645 BB04 | 1985-02-01 | 6300 | Y | 0.82978 | 19.61%
FL | Big Bend | 645 | BB05 |  | 2023 | 6747 | 6727.99 | 2711410.4 |  | 5.311 | 0.001 | 1052015.603 | 0.059 | 373.45 | 0.0427 | 17702223.974 | Pipeline Natural Gas |  | Combined cycle |  | Selective Catalytic Reduction,Dry Low NOx Burners |  |  | ARP, NSPS4T | 645 BB05 | 2021-09-28 | 3462 | Y | 0.27547 | 58.37%
FL | Big Bend | 645 | BB06 |  | 2023 | 6955 | 6934.38 | 2826206.64 |  | 5.501 | 0.001 | 1089789.922 | 0.059 | 367.498 | 0.0405 | 18337780.324 | Pipeline Natural Gas |  | Combined cycle |  | Selective Catalytic Reduction,Dry Low NOx Burners |  |  | ARP, NSPS4T | 645 BB06 | 2021-09-21 | 3462 | Y | 0.26006 | 60.47%
FL | Big Bend | 645 | CT4A |  | 2023 | 55 | 41.48 | 1005.32 |  | 0.003 | 0.001 | 670.541 | 0.0593 | 0.487 | 0.0919 | 11281.524 | Pipeline Natural Gas | Diesel Oil | Combustion turbine |  | Water Injection |  |  | ARP | 645 CT4A | 2009-08-06 | 572 |  | 0.96885 | 0.2251%
FL | Big Bend | 645 | CT4B |  | 2023 | 80 | 60.46 | 1415.23 |  | 0.005 | 0.001 | 935.946 | 0.0593 | 0.702 | 0.0927 | 15748.352 | Pipeline Natural Gas | Diesel Oil | Combustion turbine |  | Water Injection |  |  | ARP | 645 CT4B | 2009-08-06 | 572 |  | 0.99206 | 0.3143%
FL | Deerhaven | 663 | B1 |  | 2023 | 6711 | 6704.44 | 167376.76 |  | 0.602 | 0.001 | 119268.857 | 0.0593 | 124.58 | 0.1243 | 2006873.907 | Pipeline Natural Gas | Residual Oil | Dry bottom wall-fired boiler |  |  |  |  | ARP | 663 B1 | 1972-08-01 | 960 |  | 1.4886 | 23.86%
FL | Deerhaven | 663 | B2 |  | 2023 | 8735 | 8728.51 | 758936.54 |  | 68.277 | 0.0148 | 498877.464 | 0.0603 | 398.09 | 0.0899 | 8241738.946 | Coal | Pipeline Natural Gas | Dry bottom wall-fired boiler | Dry Lime FGD | Selective Catalytic Reduction,Overfire Air | Electrostatic Precipitator |  | ARP, MATS | 663 B2 | 1981-10-01 | 2700 | Y | 1.0491 | 34.85%
FL | Deerhaven | 663 | CT3 |  | 2023 | 34 | 25 | 1224.97 |  | 0.005 | 0.001 | 982.653 | 0.0591 | 0.265 | 0.0496 | 16533.176 | Pipeline Natural Gas | Diesel Oil | Combustion turbine |  | Dry Low NOx Burners,Water Injection |  |  | ARP | 663 CT3 | 1996-01-01 | 1100 |  | 0.43266 | 0.1716%
FL | J R Kelly | 664 | CC1 |  | 2023 | 6865 | 6851.25 | 749021.72 |  | 1.826 | 0.001 | 361597.185 | 0.059 | 75.801 | 0.0252 | 6084593.427 | Pipeline Natural Gas |  | Combined cycle |  | Dry Low NOx Burners |  |  | ARP | 664 CC1 | 2001-02-17 | 1121 |  | 0.2024 | 61.96%
FL | J D Kennedy | 666 | 7 |  | 2023 | 962 | 852.49 | 112928.29 |  | 0.363 | 0.001 | 68405.591 | 0.0592 | 21.2 | 0.0461 | 1148410.618 | Pipeline Natural Gas | Diesel Oil | Combustion turbine |  | Dry Low NOx Burners,Water Injection |  |  | ARP | 666 7 | 2000-07-30 | 1822 |  | 0.37546 | 7.195%
FL | J D Kennedy | 666 | CT8 |  | 2023 | 664 | 592.67 | 75250.94 |  | 0.234 | 0.001 | 45156.659 | 0.0592 | 13.903 | 0.0437 | 758662.569 | Pipeline Natural Gas | Diesel Oil | Combustion turbine |  | Dry Low NOx Burners,Water Injection |  |  | ARP | 666 CT8 | 2009-04-18 | 1989 |  | 0.36951 | 4.354%
FL | Northside | 667 | 1A |  | 2023 | 3831 | 3824.96 | 714827.06 |  | 613.137 | 0.1489 | 809948.551 | 0.0991 | 219.267 | 0.0517 | 8134805.36 | Coal | Petroleum Coke, Wood | Circulating fluidized bed boiler | Dry Lime FGD | Selective Non-catalytic Reduction | Baghouse |  | ARP, MATS | 667 1A | 2002-04-22 | 3523.9 | Y | 0.61348 | 26.35%
FL | Northside | 667 | 2A |  | 2023 | 5797 | 5795.33 | 1039722.21 |  | 803.949 | 0.1467 | 1082263.296 | 0.0981 | 207.396 | 0.0368 | 10968103.297 | Coal | Petroleum Coke, Wood | Circulating fluidized bed boiler | Dry Lime FGD | Selective Non-catalytic Reduction | Baghouse |  | ARP, MATS | 667 2A | 2002-02-19 | 3273.2 | Y | 0.39895 | 38.25%
FL | Northside | 667 | 3 |  | 2023 | 6693 | 6675.44 | 1796429.49 |  | 88.593 | 0.0065 | 1228425.263 | 0.0591 | 1812.048 | 0.1503 | 20677179.015 | Pipeline Natural Gas | Other Gas, Residual Oil | Dry bottom wall-fired boiler |  | Low NOx Burner Technology (Dry Bottom only) |  |  | ARP | 667 3 | 1977-06-28 | 5925 |  | 2.0174 | 39.84%
FL | Tom G Smith | 673 | S-3 |  | 2023 | 17 | 15.53 | 83.8 |  | 0 | 0.0008 | 37.895 | 0.0524 | 0.045 | 0.0859 | 636.873 | Pipeline Natural Gas | Residual Oil | Dry bottom wall-fired boiler |  |  |  |  | ARP | 673 S-3 | 1967-11-01 | 357 |  | 1.074 | 0.02036%
FL | Charles Larsen Memorial Power Plant | 675 | **8 |  | 2023 | 3102 | 3017.92 | 171090.16 |  | 0.688 | 0.001 | 134849.794 | 0.0591 | 59.712 | 0.0521 | 2268837.194 | Pipeline Natural Gas | Diesel Oil | Combined cycle |  | Water Injection |  |  | ARP | 675 **8 | 1992-07-01 | 1055 |  | 0.69802 | 24.55%
FL | C D McIntosh Jr Power Plant | 676 | 5 |  | 2023 | 5746 | 5733.92 | 1139869.51 |  | 3.796 | 0.001 | 752020.252 | 0.059 | 151.207 | 0.024 | 12654197.454 | Pipeline Natural Gas |  | Combined cycle |  | Selective Catalytic Reduction |  |  | ARP | 676 5 | 1999-07-01 | 2798 | Y | 0.26531 | 51.63%
FL | C D McIntosh Jr Power Plant | 676 | MGT2 |  | 2023 | 330 | 284.88 | 24333.9 |  | 0.088 | 0.001 | 17451.783 | 0.0592 | 13.075 | 0.1038 | 293446.044 | Pipeline Natural Gas | Diesel Oil | Combustion turbine |  | Water Injection |  |  | ARP | 676 MGT2 | 2020-03-26 | 1776 |  | 1.0746 | 1.886%
FL | Indian River (683) | 683 | **C |  | 2023 | 1002 | 850.47 | 47004.87 |  | 0.403 | 0.0018 | 40121.492 | 0.0591 | 21.99 | 0.0653 | 674986.564 | Pipeline Natural Gas | Diesel Oil | Combustion turbine |  | Water Injection |  |  | ARP | 683 **C | 1991-11-01 | 1354 |  | 0.93565 | 5.691%
FL | Indian River (683) | 683 | **D |  | 2023 | 679 | 585.97 | 32763 |  | 0.144 | 0.001 | 28516.071 | 0.059 | 15.677 | 0.0652 | 479839.912 | Pipeline Natural Gas | Diesel Oil | Combustion turbine |  | Water Injection |  |  | ARP | 683 **D | 1991-11-01 | 1354 |  | 0.95699 | 4.046%
FL | Arvah B Hopkins | 688 | 2A |  | 2023 | 8395 | 8385.9 | 1468081.02 |  | 3.34 | 0.001 | 661262.429 | 0.059 | 82.619 | 0.0154 | 11127037.078 | Pipeline Natural Gas | Diesel Oil | Combined cycle |  | Dry Low NOx Burners,Water Injection,Selective Catalytic Reduction |  |  | ARP | 688 2A | 2008-05-09 | 2844 | Y | 0.11255 | 44.66%
FL | Arvah B Hopkins | 688 | HC3 |  | 2023 | 582 | 495.09 | 15051.04 |  | 1.361 | 0.0156 | 9558.03 | 0.0597 | 1.198 | 0.0194 | 159839.807 | Pipeline Natural Gas | Diesel Oil | Combustion turbine |  | Water Injection,Selective Catalytic Reduction |  |  | ARP | 688 HC3 | 2005-08-02 | 500 | Y | 0.15919 | 3.649%
FL | Arvah B Hopkins | 688 | HC4 |  | 2023 | 562 | 486 | 15816.54 |  | 2.303 | 0.0275 | 9768.837 | 0.0597 | 1.318 | 0.0206 | 162735.487 | Pipeline Natural Gas | Diesel Oil | Combustion turbine |  | Water Injection,Selective Catalytic Reduction |  |  | ARP | 688 HC4 | 2005-09-29 | 500 | Y | 0.16666 | 3.715%
FL | S O Purdom | 689 | 8 |  | 2023 | 8323 | 8309.75 | 912036 |  | 3.293 | 0.001 | 650099.648 | 0.059 | 150.106 | 0.028 | 10939507.482 | Pipeline Natural Gas | Diesel Oil | Combined cycle |  | Dry Low NOx Burners,Water Injection |  |  | ARP | 689 8 | 2000-06-24 | 2044.2 |  | 0.32917 | 61.09%
GA | Bowen | 703 | 1BLR | MS1BYP, MS1FGD | 2023 | 4388 | 4382.62 | 2067732.38 |  | 1283.449 | 0.1237 | 2092290.513 | 0.103 | 928.085 | 0.0936 | 20392680.716 | Coal |  | Tangentially-fired | Wet Lime FGD | Low NOx Burner Technology w/ Separated OFA,Selective Catalytic Reduction | Electrostatic Precipitator | Additives to Enhance PAC and Existing Equipment Performance,Halogenated PAC Sorbent Injection | ARP, CSNOX, CSOSG1, CSSO2G2, MATS | 703 1BLR | 1971-10-21 | 8437 | Y | 0.89768 | 27.59%
GA | Bowen | 703 | 2BLR | MS2BYP, MS2FGD | 2023 | 5053 | 5044.55 | 2466051.66 |  | 1385.48 | 0.1135 | 2465969.148 | 0.103 | 1577 | 0.1334 | 24034766.367 | Coal |  | Tangentially-fired | Wet Lime FGD | Low NOx Burner Technology w/ Separated OFA,Selective Catalytic Reduction | Electrostatic Precipitator | Additives to Enhance PAC and Existing Equipment Performance,Halogenated PAC Sorbent Injection | ARP, CSNOX, CSOSG1, CSSO2G2, MATS | 703 2BLR | 1972-09-26 | 7917 | Y | 1.279 | 34.66%
GA | Bowen | 703 | 3BLR | MS3BYP, MS3FGD | 2023 | 5739 | 5735.11 | 3536096.78 |  | 2399.203 | 0.1386 | 3564879.39 | 0.103 | 1696.445 | 0.1001 | 34745415.018 | Coal |  | Tangentially-fired | Wet Lime FGD | Low NOx Burner Technology w/ Separated OFA,Selective Catalytic Reduction | Electrostatic Precipitator | Additives to Enhance PAC and Existing Equipment Performance | ARP, CSNOX, CSOSG1, CSSO2G2, MATS | 703 3BLR | 1974-12-11 | 9492 | Y | 0.9595 | 41.79%
GA | Bowen | 703 | 4BLR | MS4BYP, MS4FGD | 2023 | 5042 | 5036.81 | 3100756.68 |  | 2074.433 | 0.1372 | 3050784.384 | 0.103 | 1482.596 | 0.1019 | 29734779.502 | Coal |  | Tangentially-fired | Wet Lime FGD | Low NOx Burner Technology w/ Separated OFA,Selective Catalytic Reduction | Electrostatic Precipitator | Additives to Enhance PAC and Existing Equipment Performance,Halogenated PAC Sorbent Injection | ARP, CSNOX, CSOSG1, CSSO2G2, MATS | 703 4BLR | 1975-11-14 | 9446 | Y | 0.95628 | 35.93%
GA | Jack McDonough | 710 | 3AA |  | 2023 | 8 | 8 | 24 |  | 0.018 | 0.2503 |  |  | 0.105 | 0.95 | 248 | Diesel Oil | Pipeline Natural Gas | Combustion turbine |  |  |  |  | CSNOX, CSOSG1, CSSO2G2 | 710 3AA | 1971-05-29 | 252 |  | 8.75 | 0.01123%
GA | Jack McDonough | 710 | 3AB |  | 2023 | 7 | 7 | 12 |  | 0.005 | 0.167 |  |  | 0.068 | 0.8667 | 182 | Diesel Oil | Pipeline Natural Gas | Combustion turbine |  |  |  |  | CSNOX, CSOSG1, CSSO2G2 | 710 3AB | 1971-05-29 | 252 |  | 11.3333 | 0.008245%
GA | Jack McDonough | 710 | 3BA |  | 2023 | 11 | 11 | 17 |  | 0.028 | 0.201 |  |  | 0.15 | 0.8996 | 348 | Diesel Oil | Pipeline Natural Gas | Combustion turbine |  |  |  |  | CSNOX, CSOSG1, CSSO2G2 | 710 3BA | 1971-05-29 | 252 |  | 17.6471 | 0.01576%
GA | Jack McDonough | 710 | 3BB |  | 2023 | 8 | 8 | 18 |  | 0.029 | 0.2006 |  |  | 0.144 | 0.9002 | 328 | Diesel Oil | Pipeline Natural Gas | Combustion turbine |  |  |  |  | CSNOX, CSOSG1, CSSO2G2 | 710 3BB | 1971-05-29 | 252 |  | 16 | 0.01486%
GA | Jack McDonough | 710 | 4A |  | 2023 | 7214 | 7205.3 | 2869363.31 |  | 6.004 | 0.0011 | 1124094.188 | 0.059 | 79.942 | 0.0087 | 18914313.72 | Pipeline Natural Gas | Diesel Oil | Combined cycle |  | Dry Low NOx Burners,Water Injection,Selective Catalytic Reduction |  |  | ARP, CSNOX, CSOSG1, CSSO2G2 | 710 4A | 2011-07-12 | 3612 | Y | 0.055721 | 59.78%
GA | Jack McDonough | 710 | 4B |  | 2023 | 7453 | 7440.59 | 2961773.35 |  | 5.823 | 0.001 | 1153527.065 | 0.059 | 79.035 | 0.0084 | 19410295.616 | Pipeline Natural Gas |  | Combined cycle |  | Dry Low NOx Burners,Selective Catalytic Reduction |  |  | ARP, CSNOX, CSOSG1, CSSO2G2 | 710 4B | 2011-07-28 | 3612 | Y | 0.05337 | 61.35%
GA | Jack McDonough | 710 | 5A |  | 2023 | 7210 | 7197.43 | 2796399.23 |  | 5.568 | 0.001 | 1102936.291 | 0.059 | 74.484 | 0.0083 | 18559048.094 | Pipeline Natural Gas | Diesel Oil | Combined cycle |  | Dry Low NOx Burners,Water Injection,Selective Catalytic Reduction |  |  | ARP, CSNOX, CSOSG1, CSSO2G2 | 710 5A | 2012-02-24 | 3612 | Y | 0.053271 | 58.65%
GA | Jack McDonough | 710 | 5B |  | 2023 | 7130 | 7120.96 | 2763034.84 |  | 5.613 | 0.001 | 1111829.522 | 0.059 | 73.85 | 0.0081 | 18708685.688 | Pipeline Natural Gas |  | Combined cycle |  | Dry Low NOx Burners,Selective Catalytic Reduction |  |  | ARP, CSNOX, CSOSG1, CSSO2G2 | 710 5B | 2012-02-24 | 3612 | Y | 0.053456 | 59.13%
GA | Jack McDonough | 710 | 6A |  | 2023 | 8651 | 8644.69 | 3373486.44 |  | 6.706 | 0.001 | 1328430.621 | 0.059 | 80.592 | 0.0073 | 22353326.15 | Pipeline Natural Gas |  | Combined cycle |  | Dry Low NOx Burners,Selective Catalytic Reduction |  |  | ARP, CSNOX, CSOSG1, CSSO2G2 | 710 6A | 2012-06-15 | 3612 | Y | 0.04778 | 70.65%
GA | Jack McDonough | 710 | 6B |  | 2023 | 8594 | 8582.23 | 3302394.33 |  | 6.571 | 0.001 | 1301590.18 | 0.059 | 84.447 | 0.0079 | 21901761.163 | Pipeline Natural Gas |  | Combined cycle |  | Dry Low NOx Burners,Selective Catalytic Reduction |  |  | ARP, CSNOX, CSOSG1, CSSO2G2 | 710 6B | 2012-07-06 | 3612 | Y | 0.051143 | 69.22%
GA | McManus | 715 | 3A |  | 2023 | 14 | 14 | 364 |  | 1.153 | 0.5 |  |  | 2.766 | 1.1999 | 4609.9 | Diesel Oil |  | Combustion turbine |  |  |  |  | CSNOX, CSOSG1, CSSO2G2 | 715 3A | 1972-01-09 | 724 |  | 15.1978 | 0.07269%
GA | McManus | 715 | 3B |  | 2023 | 13 | 13 | 328 |  | 0.96 | 0.5001 |  |  | 2.304 | 1.2 | 3839.1 | Diesel Oil |  | Combustion turbine |  |  |  |  | CSNOX, CSOSG1, CSSO2G2 | 715 3B | 1972-01-13 | 724 |  | 14.0488 | 0.06053%
GA | McManus | 715 | 3C |  | 2023 | 38 | 38 | 334 |  | 1.193 | 0.5 |  |  | 2.862 | 1.2 | 4770.2 | Diesel Oil |  | Combustion turbine |  |  |  |  | CSNOX, CSOSG1, CSSO2G2 | 715 3C | 1972-01-28 | 724 |  | 17.1377 | 0.07521%
GA | McManus | 715 | 4A |  | 2023 | 8 | 8 | 94 |  | 0.347 | 0.5 |  |  | 0.833 | 1.2003 | 1389 | Diesel Oil |  | Combustion turbine |  |  |  |  | CSNOX, CSOSG1, CSSO2G2 | 715 4A | 1972-12-20 | 724 |  | 17.7234 | 0.0219%
GA | McManus | 715 | 4B |  | 2023 | 17 | 17 | 356 |  | 1.239 | 0.5003 |  |  | 2.974 | 1.2001 | 4955.8 | Diesel Oil |  | Combustion turbine |  |  |  |  | CSNOX, CSOSG1, CSSO2G2 | 715 4B | 1972-12-20 | 724 |  | 16.7079 | 0.07814%
GA | McManus | 715 | 4C |  | 2023 | 10 | 10 | 212 |  | 0.731 | 0.5003 |  |  | 1.755 | 1.1999 | 2925 | Diesel Oil |  | Combustion turbine |  |  |  |  | CSNOX, CSOSG1, CSSO2G2 | 715 4C | 1972-12-20 | 724 |  | 16.5566 | 0.04612%
GA | McManus | 715 | 4D |  | 2023 | 13 | 13 | 361 |  | 1.043 | 0.5002 |  |  | 2.503 | 1.2 | 4171.1 | Diesel Oil |  | Combustion turbine |  |  |  |  | CSNOX, CSOSG1, CSSO2G2 | 715 4D | 1972-12-20 | 724 |  | 13.867 | 0.06577%
GA | McManus | 715 | 4E |  | 2023 | 17 | 17 | 246 |  | 0.853 | 0.5003 |  |  | 2.047 | 1.2 | 3411 | Diesel Oil |  | Combustion turbine |  |  |  |  | CSNOX, CSOSG1, CSSO2G2 | 715 4E | 1972-12-20 | 724 |  | 16.6423 | 0.05378%
GA | McManus | 715 | 4F |  | 2023 | 16 | 16 | 345 |  | 1.047 | 0.5 |  |  | 2.512 | 1.1999 | 4185.9 | Diesel Oil |  | Combustion turbine |  |  |  |  | CSNOX, CSOSG1, CSSO2G2 | 715 4F | 1972-12-20 | 724 |  | 14.5623 | 0.066%
GA | Yates | 728 | Y6BR |  | 2023 | 6544 | 6533.73 | 1153613.29 |  | 3.532 | 0.001 | 699630.315 | 0.059 | 471.57 | 0.0809 | 11772623.07 | Pipeline Natural Gas |  | Tangentially-fired |  | Low NOx Burner Technology w/ Separated OFA,Other |  |  | ARP, CSNOX, CSOSG1, CSSO2G2 | 728 Y6BR | 1974-07-23 | 4183 |  | 0.81755 | 32.13%
GA | Yates | 728 | Y7BR |  | 2023 | 6926 | 6917.92 | 1227263.53 |  | 3.733 | 0.001 | 739379.254 | 0.059 | 494.114 | 0.0744 | 12441480.425 | Pipeline Natural Gas |  | Tangentially-fired |  | Low NOx Burner Technology w/ Separated OFA,Other |  |  | ARP, CSNOX, CSOSG1, CSSO2G2 | 728 Y7BR | 1974-04-08 | 3996 |  | 0.80523 | 35.54%
OK | Ponca | 762 | 2 |  | 2023 | 0 | 0 | [9 empty] | Pipeline Natural Gas |  | Dry bottom wall-fired boiler |  |  |  |  | ARP, CSOSG2 | 762 2 | 1977-10-01 | 493 |  |  | 0%
OK | Ponca | 762 | 3 |  | 2023 | 450 | 434.12 | 18834.62 |  | 0.048 | 0.001 | 9439.689 | 0.0592 | 5.884 | 0.079 | 158837.98 | Pipeline Natural Gas | Diesel Oil | Combined cycle |  | Water Injection |  |  | ARP, CSOSG2 | 762 3 | 1995-06-01 | 725 |  | 0.62481 | 2.501%
OK | Ponca | 762 | 4 |  | 2023 | 415 | 397.26 | 13020.45 |  | 0.04 | 0.001 | 7873.928 | 0.0593 | 5.972 | 0.09 | 132507.345 | Pipeline Natural Gas |  | Combustion turbine |  | Water Injection |  |  | ARP, CSOSG2 | 762 4 | 2003-06-06 | 409.8 |  | 0.91733 | 3.691%
IL | Grand Tower Energy Center, LLC | 862 | CT01 |  | 2023 | 0 | 0 | [9 empty] | Pipeline Natural Gas |  | Combined cycle |  | Dry Low NOx Burners |  |  | ARP, CSNOX, CSOSG3, CSSO2G1 | 862 CT01 | 2001-05-09 | 2347 |  |  | 0%
IL | Grand Tower Energy Center, LLC | 862 | CT02 |  | 2023 | 0 | 0 | [9 empty] | Pipeline Natural Gas |  | Combined cycle |  | Dry Low NOx Burners |  |  | ARP, CSNOX, CSOSG3, CSSO2G1 | 862 CT02 | 2001-08-08 | 2383 |  |  | 0%
IL | Joliet 9 | 874 | 5 |  | 2023 | 142 | 140.52 | 0 |  | 0 | 0 | 577.121 | 0.0592 | 0.052 | 0.0102 | 9748.448 | Pipeline Natural Gas |  | Cyclone boiler |  | Combustion Modification/Fuel Reburning,Overfire Air,Selective Non-catalytic Reduction | Electrostatic Precipitator |  | ARP, CSNOX, CSOSG3, CSSO2G1 | 874 5 | 1959-06-12 | 4239 | Y |  | 0.02625%
IL | Kincaid Generating Station | 876 | 1 | CS0102 | 2023 | 3180 | 3158.93 | 1024929.34 |  | 453.671 | 0.0837 | 1072260.737 | 0.105 | 166.572 | 0.0405 | 10223725.393 | Coal |  | Cyclone boiler | Dry Sorbent Injection | Overfire Air,Selective Catalytic Reduction | Electrostatic Precipitator | Additives to Enhance PAC and Existing Equipment Performance | ARP, CSNOX, CSOSG3, CSSO2G1, MATS | 876 1 | 1967-06-07 | 6634 | Y | 0.32504 | 17.59%
IL | Kincaid Generating Station | 876 | 2 | CS0102 | 2023 | 4363 | 4340.68 | 1458100.52 |  | 660.613 | 0.0852 | 1526481.43 | 0.105 | 227.831 | 0.0387 | 14554589.923 | Coal |  | Cyclone boiler | Dry Sorbent Injection | Overfire Air,Selective Catalytic Reduction | Electrostatic Precipitator | Additives to Enhance PAC and Existing Equipment Performance | ARP, CSNOX, CSOSG3, CSSO2G1, MATS | 876 2 | 1968-06-10 | 6406 | Y | 0.3125 | 25.94%
IL | Powerton | 879 | 51 | CS0506 | 2023 | 1668 | 1659.13 | 374140.4 |  | 216.951 | 0.0982 | 442725.72 | 0.105 | 171.785 | 0.0872 | 4221260.196 | Coal |  | Cyclone boiler |  | Overfire Air,Selective Non-catalytic Reduction | Electrostatic Precipitator | Halogenated PAC Sorbent Injection | ARP, CSNOX, CSOSG3, CSSO2G1, MATS | 879 51 | 1973-07-11 | 5400 | Y | 0.91829 | 8.924%
IL | Powerton | 879 | 52 | CS0506 | 2023 | 1757 | 1743.5 | 428373.26 |  | 245.769 | 0.0988 | 505447.997 | 0.105 | 186.136 | 0.0788 | 4819304.036 | Coal |  | Cyclone boiler |  | Overfire Air,Selective Non-catalytic Reduction | Electrostatic Precipitator | Halogenated PAC Sorbent Injection | ARP, CSNOX, CSOSG3, CSSO2G1, MATS | 879 52 | 1973-07-11 | 5400 | Y | 0.86904 | 10.19%
IL | Powerton | 879 | 61 | CS0506 | 2023 | 1860 | 1853.26 | 431967.28 |  | 249.54 | 0.0978 | 518668.879 | 0.105 | 208.325 | 0.0894 | 4945358.754 | Coal |  | Cyclone boiler | Dry Sorbent Injection | Overfire Air,Selective Non-catalytic Reduction | Electrostatic Precipitator | Halogenated PAC Sorbent Injection | ARP, CSNOX, CSOSG3, CSSO2G1, MATS | 879 61 | 1976-09-07 | 5400 | Y | 0.96454 | 10.45%
IL | Powerton | 879 | 62 | CS0506 | 2023 | 1413 | 1401.06 | 335835.34 |  | 190.506 | 0.0987 | 392552.442 | 0.105 | 147.769 | 0.0784 | 3742874.426 | Coal |  | Cyclone boiler | Dry Sorbent Injection | Overfire Air,Selective Non-catalytic Reduction | Electrostatic Precipitator | Halogenated PAC Sorbent Injection | ARP, CSNOX, CSOSG3, CSSO2G1, MATS | 879 62 | 1976-09-07 | 5400 | Y | 0.88001 | 7.912%
IL | Waukegan | 883 | 311 |  | 2023 | 26 | 9.5 |  |  | 0.482 | 0.2125 | 425.3 | 0.081 | 3.15 | 1.2 | 5249.6 | Diesel Oil |  | Combustion turbine |  |  |  |  | CSNOX, CSOSG3, CSSO2G1 | 883 311 | 1968-07-11 | 553 |  |  | 0.1084%
IL | Waukegan | 883 | 312 |  | 2023 | 24 | 9.39 |  |  | 0.472 | 0.2093 | 420.4 | 0.081 | 3.113 | 1.2 | 5188.9 | Diesel Oil |  | Combustion turbine |  |  |  |  | CSNOX, CSOSG3, CSSO2G1 | 883 312 | 1968-07-11 | 553 |  |  | 0.1071%
IL | Waukegan | 883 | 321 |  | 2023 | 24 | 9.4 |  |  | 0.48 | 0.1883 | 420.7 | 0.081 | 3.117 | 1.2 | 5194.5 | Diesel Oil |  | Combustion turbine |  |  |  |  | CSNOX, CSOSG3, CSSO2G1 | 883 321 | 1968-07-11 | 553 |  |  | 0.1072%
IL | Waukegan | 883 | 322 |  | 2023 | 30 | 10.84 |  |  | 0.582 | 0.2009 | 485 | 0.0809 | 3.594 | 1.2 | 5990 | Diesel Oil |  | Combustion turbine |  |  |  |  | CSNOX, CSOSG3, CSSO2G1 | 883 322 | 1968-07-11 | 553 |  |  | 0.1237%
IL | Fisk | 886 | 311 |  | 2023 | 33 | 11.26 |  |  | 0.655 | 0.2584 | 437 | 0.0809 | 3.238 | 1.2002 | 5396.8 | Diesel Oil |  | Combustion turbine |  |  |  |  | CSNOX, CSOSG3, CSSO2G1 | 886 311 | 1968-07-11 | 479.3 |  |  | 0.1285%
IL | Fisk | 886 | 312 |  | 2023 | 28 | 9.91 |  |  | 0.556 | 0.2685 | 384.6 | 0.0812 | 2.85 | 1.2003 | 4750 | Diesel Oil |  | Combustion turbine |  |  |  |  | CSNOX, CSOSG3, CSSO2G1 | 886 312 | 1968-07-11 | 479.3 |  |  | 0.1131%
IL | Fisk | 886 | 321 |  | 2023 | 28 | 9.11 |  |  | 0.444 | 0.215 | 353.5 | 0.0812 | 2.62 | 1.1999 | 4366.7 | Diesel Oil |  | Combustion turbine |  |  |  |  | CSNOX, CSOSG3, CSSO2G1 | 886 321 | 1968-07-11 | 479.3 |  |  | 0.104%
IL | Fisk | 886 | 322 |  | 2023 | 29 | 11.03 |  |  | 0.6 | 0.2251 | 428.1 | 0.081 | 3.172 | 1.2 | 5286.7 | Diesel Oil |  | Combustion turbine |  |  |  |  | CSNOX, CSOSG3, CSSO2G1 | 886 322 | 1968-07-11 | 479.3 |  |  | 0.1259%
IL | Fisk | 886 | 331 |  | 2023 | 23 | 8.8 |  |  | 0.45 | 0.2616 | 341.6 | 0.081 | 2.531 | 1.2 | 4218 | Diesel Oil |  | Combustion turbine |  |  |  |  | CSNOX, CSOSG3, CSSO2G1 | 886 331 | 1968-07-11 | 479.3 |  |  | 0.1005%
IL | Fisk | 886 | 332 |  | 2023 | 45 | 10.35 |  |  | 0.391 | 0.1563 | 402 | 0.0812 | 2.977 | 1.2001 | 4961.1 | Diesel Oil |  | Combustion turbine |  |  |  |  | CSNOX, CSOSG3, CSSO2G1 | 886 332 | 1968-07-11 | 479.3 |  |  | 0.1182%
IL | Fisk | 886 | 341 |  | 2023 | 0 | 0 | [9 empty] | Diesel Oil |  | Combustion turbine |  |  |  |  | CSNOX, CSOSG3, CSSO2G1 | 886 341 | 1968-07-11 | 479.3 |  |  | 0%
IL | Fisk | 886 | 342 |  | 2023 | 33 | 9.43 |  |  | 0.575 | 0.3036 | 366.1 | 0.0815 | 2.712 | 1.2003 | 4519.8 | Diesel Oil |  | Combustion turbine |  |  |  |  | CSNOX, CSOSG3, CSSO2G1 | 886 342 | 1968-07-11 | 479.3 |  |  | 0.1076%
IL | Baldwin Energy Complex | 889 | 1 |  | 2023 | 7079 | 7069.06 | 3276687.78 |  | 1151.613 | 0.0777 | 3228809.921 | 0.105 | 983.929 | 0.0671 | 30785758.088 | Coal | Residual Oil | Cyclone boiler | Dry Lime FGD | Overfire Air,Selective Catalytic Reduction | Baghouse,Electrostatic Precipitator |  | ARP, CSNOX, CSOSG3, CSSO2G1, MATS | 889 1 | 1970-07-13 | 7000 | Y | 0.60056 | 50.21%
IL | Baldwin Energy Complex | 889 | 2 |  | 2023 | 7099 | 7087.66 | 3215373.14 |  | 1261.948 | 0.0798 | 3415729.104 | 0.105 | 1095.212 | 0.0705 | 32567973.715 | Coal | Residual Oil | Cyclone boiler | Dry Lime FGD | Overfire Air,Selective Catalytic Reduction | Baghouse,Electrostatic Precipitator |  | ARP, CSNOX, CSOSG3, CSSO2G1, MATS | 889 2 | 1973-05-21 | 6500 | Y | 0.68123 | 57.2%
IL | Venice | 913 | CT03 |  | 2023 | 53 | 47.47 | 5753.55 |  | 0.018 | 0.001 | 3481.129 | 0.0591 | 1.302 | 0.0487 | 58578.524 | Pipeline Natural Gas |  | Combustion turbine |  | Dry Low NOx Burners,Water Injection |  |  | ARP, CSNOX, CSOSG3, CSSO2G1 | 913 CT03 | 2005-05-28 | 2121 |  | 0.45259 | 0.3153%
IL | Venice | 913 | CT04 |  | 2023 | 64 | 57.51 | 7245.88 |  | 0.022 | 0.001 | 4398.345 | 0.059 | 1.677 | 0.0509 | 74008.76 | Pipeline Natural Gas |  | Combustion turbine |  | Dry Low NOx Burners,Water Injection |  |  | ARP, CSNOX, CSOSG3, CSSO2G1 | 913 CT04 | 2005-05-24 | 2121 |  | 0.46288 | 0.3983%
IL | Venice | 913 | CT05 |  | 2023 | 13 | 7.8 | 435.54 |  | 0.002 | 0.0009 | 334.25 | 0.059 | 0.261 | 0.1286 | 5623.077 | Pipeline Natural Gas |  | Combustion turbine |  | Dry Low NOx Burners,Water Injection |  |  | ARP, CSNOX, CSOSG3, CSSO2G1 | 913 CT05 | 2005-10-19 | 1524 |  | 1.1985 | 0.04212%
IL | Venice | 913 | CT2A |  | 2023 | 45 | 31.89 | 561.49 |  | 0.002 | 0.0005 | 341.677 | 0.0595 | 0.277 | 0.1158 | 5750.174 | Pipeline Natural Gas | Diesel Oil | Combustion turbine |  | Water Injection |  |  | ARP, CSNOX, CSOSG3, CSSO2G1 | 913 CT2A | 2002-05-10 | 305 |  | 0.98666 | 0.2152%
IL | Venice | 913 | CT2B |  | 2023 | 38 | 23.63 | 376.08 |  | 0.001 | 0.0004 | 227.009 | 0.0563 | 0.182 | 0.1168 | 3818.771 | Pipeline Natural Gas | Diesel Oil | Combustion turbine |  | Water Injection |  |  | ARP, CSNOX, CSOSG3, CSSO2G1 | 913 CT2B | 2002-05-10 | 305 |  | 0.96788 | 0.1429%
IL | Dallman | 963 | 33 |  | 2023 | 0 | 0 | [9 empty] | Coal |  | Tangentially-fired | Wet Limestone | Selective Catalytic Reduction | Electrostatic Precipitator |  | ARP, CSNOX, CSOSG3, CSSO2G1, MATS | 963 33 | 1978-06-11 | 1900 | Y |  | 0%
IL | Dallman | 963 | 4 |  | 2023 | 6544 | 6529.54 | 766988.95 |  | 264.531 | 0.0632 | 820261.72 | 0.1016 | 287.261 | 0.0713 | 8024518.274 | Coal | Pipeline Natural Gas | Wet bottom wall-fired boiler | Wet Limestone | Selective Catalytic Reduction | Baghouse,Electrostatic Precipitator |  | ARP, CSNOX, CSOSG3, CSSO2G1, MATS | 963 4 | 2009-05-11 | 2291 | Y | 0.74906 | 39.98%
IL | Marion | 976 | 123 |  | 2023 | 7186 | 7178.46 | 694257.27 |  | 2345.907 | 0.4581 | 1084623.565 | 0.1059 | 414 | 0.0808 | 10259111.023 | Coal | Refuse, Wood | Circulating fluidized bed boiler | Fluidized Bed Limestone Injection | Selective Non-catalytic Reduction | Baghouse |  | ARP, CSNOX, CSOSG3, CSSO2G1, MATS | 976 123 | 2003-06-11 | 1805 | Y | 1.1926 | 64.88%
IL | Marion | 976 | 5 |  | 2023 | 661 | 611.71 | 38776.32 |  | 0.207 | 0.0017 | 32160.1 | 0.059 | 6.098 | 0.0238 | 545026.9 | Pipeline Natural Gas | Diesel Oil | Combustion turbine |  | Dry Low NOx Burners,Water Injection |  |  | ARP, CSNOX, CSOSG3, CSSO2G1 | 976 5 | 2003-05-26 | 856 |  | 0.31452 | 7.268%
IL | Marion | 976 | 6 |  | 2023 | 595 | 545.59 | 34147.98 |  | 0.351 | 0.0026 | 28954.9 | 0.0591 | 5.878 | 0.026 | 490404 | Pipeline Natural Gas | Diesel Oil | Combustion turbine |  | Dry Low NOx Burners,Water Injection |  |  | ARP, CSNOX, CSOSG3, CSSO2G1 | 976 6 | 2003-07-01 | 856 |  | 0.34427 | 6.54%
IN | Clifty Creek | 983 | 1 | CS013 | 2023 | 7268 | 7250 | 1050259.67 |  | 381.4 | 0.0707 | 1112760.096 | 0.103 | 861.132 | 0.1604 | 10845630.037 | Coal |  | Wet bottom wall-fired boiler | Wet Lime FGD,Wet Limestone | Overfire Air,Selective Catalytic Reduction | Electrostatic Precipitator,Wet Scrubber |  | ARP, CSNOX, CSOSG3, CSSO2G1, MATS | 983 1 | 1955-02-15 | 2800 | Y | 1.6398 | 44.22%
IN | Clifty Creek | 983 | 2 | CS013 | 2023 | 6986 | 6969.92 | 1001809.54 |  | 364.688 | 0.0798 | 1056764.176 | 0.103 | 913.987 | 0.1724 | 10299859.618 | Coal |  | Wet bottom wall-fired boiler | Wet Lime FGD,Wet Limestone | Overfire Air,Selective Catalytic Reduction | Electrostatic Precipitator,Wet Scrubber |  | ARP, CSNOX, CSOSG3, CSSO2G1, MATS | 983 2 | 1955-05-01 | 2800 | Y | 1.8247 | 41.99%
IN | Clifty Creek | 983 | 3 | CS013 | 2023 | 6480 | 6467.63 | 923396.33 |  | 338.965 | 0.0711 | 972121.133 | 0.103 | 804.277 | 0.1676 | 9474879.437 | Coal |  | Wet bottom wall-fired boiler | Wet Lime FGD,Wet Limestone | Overfire Air,Selective Catalytic Reduction | Electrostatic Precipitator,Wet Scrubber |  | ARP, CSNOX, CSOSG3, CSSO2G1, MATS | 983 3 | 1955-07-11 | 2800 | Y | 1.742 | 38.63%
IN | Clifty Creek | 983 | 4 | CS046 | 2023 | 7145 | 7126.97 | 1030369.56 |  | 638.64 | 0.1247 | 1053099.214 | 0.103 | 1013.65 | 0.1942 | 10264129.532 | Coal |  | Wet bottom wall-fired boiler | Wet Lime FGD,Wet Limestone | Overfire Air,Selective Catalytic Reduction | Electrostatic Precipitator,Wet Scrubber |  | ARP, CSNOX, CSOSG3, CSSO2G1, MATS | 983 4 | 1955-10-24 | 2800 | Y | 1.9675 | 41.85%
IN | Clifty Creek | 983 | 5 | CS046 | 2023 | 7374 | 7360 | 1061271.1 |  | 651.214 | 0.1224 | 1090042.62 | 0.103 | 1110.331 | 0.2025 | 10624201.899 | Coal |  | Wet bottom wall-fired boiler | Wet Lime FGD,Wet Limestone | Overfire Air,Selective Catalytic Reduction | Electrostatic Precipitator,Wet Scrubber |  | ARP, CSNOX, CSOSG3, CSSO2G1, MATS | 983 5 | 1955-11-30 | 2800 | Y | 2.0925 | 43.31%
IN | Clifty Creek | 983 | 6 | CS046 | 2023 | 4380 | 4344.99 | 489248.77 |  | 317.712 | 0.1257 | 512510.826 | 0.103 | 727.363 | 0.2852 | 4995228.748 | Coal |  | Wet bottom wall-fired boiler | Wet Lime FGD,Wet Limestone | Overfire Air | Electrostatic Precipitator,Wet Scrubber |  | ARP, CSNOX, CSOSG3, CSSO2G1, MATS | 983 6 | 1956-03-13 | 2800 |  | 2.9734 | 20.37%
IN | IPL - Harding Street Station (EW Stout) | 990 | 50 |  | 2023 | 7148 | 7117.17 | 451640.68 |  | 1.471 | 0.001 | 291444.825 | 0.0591 | 103.06 | 0.041 | 4904154.275 | Pipeline Natural Gas |  | Tangentially-fired |  | Low NOx Burner Technology w/ Separated OFA,Combustion Modification/Fuel Reburning |  |  | ARP, CSNOX, CSOSG3, CSSO2G1 | 990 50 | 1958-05-01 | 1162 |  | 0.45638 | 48.18%
IN | IPL - Harding Street Station (EW Stout) | 990 | 60 |  | 2023 | 5466 | 5451.48 | 352047.04 |  | 1.143 | 0.001 | 226376.222 | 0.0591 | 74.471 | 0.0377 | 3809190.765 | Pipeline Natural Gas |  | Tangentially-fired |  | Low NOx Burner Technology w/ Separated OFA,Combustion Modification/Fuel Reburning |  |  | ARP, CSNOX, CSOSG3, CSSO2G1 | 990 60 | 1961-04-01 | 1162 |  | 0.42307 | 37.42%
IN | IPL - Harding Street Station (EW Stout) | 990 | 70 |  | 2023 | 6432 | 6402.61 | 1971720.21 |  | 5.778 | 0.001 | 1144617.844 | 0.059 | 596.394 | 0.0605 | 19260450.773 | Pipeline Natural Gas |  | Tangentially-fired | Wet Limestone | Selective Catalytic Reduction,Combustion Modification/Fuel Reburning |  |  | ARP, CSNOX, CSOSG3, CSSO2G1 | 990 70 | 1973-07-01 | 4360 | Y | 0.60495 | 50.43%
IN | IPL - Harding Street Station (EW Stout) | 990 | GT4 |  | 2023 | 1553 | 1440.91 | 88017.22 |  | 0.401 | 0.0012 | 65314.108 | 0.0593 | 85.629 | 0.1531 | 1096288.604 | Pipeline Natural Gas | Diesel Oil | Combustion turbine |  | Water Injection |  |  | ARP, CSNOX, CSOSG3, CSSO2G1 | 990 GT4 | 1994-03-15 | 1124 |  | 1.9457 | 11.13%
IN | IPL - Harding Street Station (EW Stout) | 990 | GT5 |  | 2023 | 1627 | 1519.16 | 92565.65 |  | 0.349 | 0.001 | 69187.601 | 0.059 | 86.985 | 0.1483 | 1164187.159 | Pipeline Natural Gas | Diesel Oil | Combustion turbine |  | Water Injection |  |  | ARP, CSNOX, CSOSG3, CSSO2G1 | 990 GT5 | 1994-11-18 | 1124 |  | 1.8794 | 11.82%
IN | IPL - Harding Street Station (EW Stout) | 990 | GT6 |  | 2023 | 917 | 811.24 | 115069.73 |  | 0.346 | 0.001 | 68553.19 | 0.059 | 25.594 | 0.0524 | 1153544.709 | Pipeline Natural Gas |  | Combustion turbine |  | Dry Low NOx Burners |  |  | ARP, CSNOX, CSOSG3, CSSO2G1 | 990 GT6 | 2002-05-10 | 2000 |  | 0.44484 | 6.584%
IN | IPL - Eagle Valley Generating Station | 991 | GT1 |  | 2023 | 8142 | 8139.75 | 2711302.19 |  | 5.176 | 0.001 | 1025333.744 | 0.059 | 43.238 | 0.0051 | 17253236.459 | Pipeline Natural Gas |  | Combined cycle |  | Dry Low NOx Burners,Selective Catalytic Reduction |  |  | ARP, CSNOX, CSOSG3, CSSO2G1 | 991 GT1 | 2017-11-01 | 2542 | Y | 0.031895 | 77.48%
IN | IPL - Eagle Valley Generating Station | 991 | GT2 |  | 2023 | 8141 | 8139.42 | 2707475.98 |  | 5.14 | 0.001 | 1018155.53 | 0.059 | 42.94 | 0.0051 | 17132415.906 | Pipeline Natural Gas |  | Combined cycle |  | Dry Low NOx Burners,Selective Catalytic Reduction |  |  | ARP, CSNOX, CSOSG3, CSSO2G1 | 991 GT2 | 2017-11-13 | 2542 | Y | 0.03172 | 76.94%
IN | IPL - Petersburg Generating Station | 994 | 2 | MS2B, MS2S | 2023 | 1880 | 1869.72 | 653477.34 |  | 278.085 | 0.0654 | 825267.695 | 0.103 | 326.067 | 0.0825 | 8043522.095 | Coal |  | Tangentially-fired | Wet Limestone,Sodium Based | Low NOx Burner Technology w/ Closed-coupled/Separated OFA,Selective Catalytic Reduction | Baghouse | Additives to Enhance PAC and Existing Equipment Performance,Untreated PAC Sorbent Injection | ARP, CSNOX, CSOSG3, CSSO2G1, MATS | 994 2 | 1969-12-01 | 4144 | Y | 0.99794 | 22.16%
IN | IPL - Petersburg Generating Station | 994 | 3 |  | 2023 | 6127 | 6110.36 | 2140948.61 |  | 1341.93 | 0.1268 | 1987710.218 | 0.103 | 806.804 | 0.0854 | 19373420.521 | Coal |  | Tangentially-fired | Wet Limestone | Selective Catalytic Reduction,Low NOx Burner Technology w/ Closed-coupled OFA | Baghouse,Electrostatic Precipitator | Other (Non PAC) Sorbent Injection,Untreated PAC Sorbent Injection | ARP, CSNOX, CSOSG3, CSSO2G1, MATS | 994 3 | 1977-11-01 | 5540 | Y | 0.75369 | 39.92%
IN | IPL - Petersburg Generating Station | 994 | 4 |  | 2023 | 7028 | 7014.89 | 2494069.15 |  | 2036.764 | 0.1599 | 2522193.432 | 0.103 | 2428.563 | 0.1916 | 24582790.025 | Coal |  | Tangentially-fired | Wet Limestone | Low NOx Burner Technology w/ Closed-coupled/Separated OFA,Low NOx Burner Technology w/ Closed-coupled OFA | Electrostatic Precipitator | Other (Non PAC) Sorbent Injection,Untreated PAC Sorbent Injection | ARP, CSNOX, CSOSG3, CSSO2G1, MATS | 994 4 | 1986-04-01 | 5550 |  | 1.9475 | 50.56%
IN | Michigan City Generating Station | 997 | 12 |  | 2023 | 4786 | 4778.1 | 1581702.44 |  | 639.607 | 0.0881 | 1608225.203 | 0.105 | 683.838 | 0.0932 | 15333963.006 | Coal |  | Cyclone boiler | Dry Lime FGD | Overfire Air,Selective Catalytic Reduction | Electrostatic Precipitator |  | ARP, CSNOX, CSOSG3, CSSO2G1, MATS | 997 12 | 1974-05-31 | 5200 | Y | 0.86469 | 33.66%
IN | Cayuga | 1001 | 1 |  | 2023 | 6950 | 6935.2 | 2440893.66 |  | 1150.898 | 0.0973 | 2430029.021 | 0.1029 | 2658.228 | 0.2152 | 23684480.984 | Coal | Diesel Oil | Tangentially-fired | Wet Limestone | Low NOx Burner Technology w/ Separated OFA,Selective Catalytic Reduction | Wet Scrubber,Electrostatic Precipitator | Catalyst (gold, palladium, or other) used to oxidize mercury | ARP, CSNOX, CSOSG3, CSSO2G1, MATS | 1001 1 | 1970-10-04 | 5980 | Y | 2.1781 | 45.21%
IN | Cayuga | 1001 | 2 |  | 2023 | 6267 | 6249.15 | 2259710.68 |  | 1273.208 | 0.159 | 2134947.679 | 0.103 | 1924.5 | 0.1795 | 20808468.209 | Coal | Diesel Oil | Tangentially-fired | Wet Limestone | Low NOx Burner Technology w/ Separated OFA,Selective Catalytic Reduction | Wet Scrubber,Electrostatic Precipitator | Catalyst (gold, palladium, or other) used to oxidize mercury | ARP, CSNOX, CSOSG3, CSSO2G1, MATS | 1001 2 | 1972-06-22 | 5800 | Y | 1.7033 | 40.96%
IN | Cayuga | 1001 | 4 |  | 2023 | 297 | 243.61 | 17722.73 |  | 0.089 | 0.0012 | 14283.985 | 0.0594 | 6.002 | 0.0661 | 239066.636 | Pipeline Natural Gas | Diesel Oil | Combustion turbine |  | Dry Low NOx Burners |  |  | ARP, CSNOX, CSOSG3, CSSO2G1 | 1001 4 | 1993-06-29 | 1370 |  | 0.67732 | 1.992%
IN | Edwardsport Generating Station | 1004 | CTG1 |  | 2023 | 7992 | 7985.21 | 1646839.46 |  | 29.726 | 0.0046 | 1412018.317 | 0.1034 | 383.501 | 0.0561 | 13699546.848 | Coal | Pipeline Natural Gas | Integrated gasification combined cycle |  | Selective Catalytic Reduction (Began Jun 14, 2023) |  |  | ARP, CSNOX, CSOSG3, CSSO2G1, MATS | 1004 CTG1 | 2012-03-30 | 3200 | Y | 0.46574 | 48.87%
IN | Edwardsport Generating Station | 1004 | CTG2 |  | 2023 | 6845 | 6831.87 | 1440624.68 |  | 41.85 | 0.0063 | 1578158.762 | 0.1165 | 320.451 | 0.048 | 13517059.975 | Coal | Pipeline Natural Gas | Integrated gasification combined cycle |  | Selective Catalytic Reduction |  |  | ARP, CSNOX, CSOSG3, CSSO2G1, MATS | 1004 CTG2 | 2012-05-18 | 3200 | Y | 0.44488 | 48.22%
IN | Noblesville | 1007 | CT3 |  | 2023 | 5590 | 5578.99 | 355169.65 |  | 1.081 | 0.001 | 214121.351 | 0.059 | 24.012 | 0.0139 | 3603418.443 | Pipeline Natural Gas |  | Combined cycle |  | Dry Low NOx Burners,Selective Catalytic Reduction |  |  | ARP, CSNOX, CSOSG3, CSSO2G1 | 1007 CT3 | 2003-04-17 | 833.9 | Y | 0.13521 | 49.33%
IN | Noblesville | 1007 | CT4 |  | 2023 | 5560 | 5542.87 | 345942.55 |  | 1.092 | 0.001 | 216313.736 | 0.059 | 47.016 | 0.0266 | 3640383.25 | Pipeline Natural Gas |  | Combined cycle |  | Dry Low NOx Burners,Selective Catalytic Reduction |  |  | ARP, CSNOX, CSOSG3, CSSO2G1 | 1007 CT4 | 2003-04-24 | 833.9 | Y | 0.27181 | 49.83%
IN | Noblesville | 1007 | CT5 |  | 2023 | 3550 | 3536.39 | 219732.22 |  | 0.681 | 0.001 | 134925.563 | 0.059 | 17.171 | 0.0159 | 2270552.044 | Pipeline Natural Gas |  | Combined cycle |  | Dry Low NOx Burners,Selective Catalytic Reduction |  |  | ARP, CSNOX, CSOSG3, CSSO2G1 | 1007 CT5 | 2003-05-11 | 833.9 | Y | 0.15629 | 31.08%
IN | F B Culley Generating Station | 1012 | 2 | CS023, MS2 | 2023 | 3132 | 3110 | 207231.74 |  | 134.339 | 0.1126 | 300454.246 | 0.1028 | 409.41 | 0.2281 | 2935069.574 | Coal |  | Dry bottom wall-fired boiler | Wet Limestone | Low NOx Burner Technology (Dry Bottom only),Selective Catalytic Reduction | Electrostatic Precipitator |  | ARP, CSNOX, CSOSG3, CSSO2G1, MATS | 1012 2 | 1966-12-01 | 2735.2 | Y | 3.9512 | 12.25%
IN | F B Culley Generating Station | 1012 | 3 | CS023 | 2023 | 6471 | 6453.33 | 1434330.76 |  | 1198.833 | 0.1321 | 1623336.643 | 0.1026 | 848.218 | 0.1057 | 15853837.047 | Coal |  | Dry bottom wall-fired boiler | Wet Limestone | Low NOx Burner Technology (Dry Bottom only),Selective Catalytic Reduction | Baghouse | Sodium Based | ARP, CSNOX, CSOSG3, CSSO2G1, MATS | 1012 3 | 1973-04-01 | 3781 | Y | 1.1827 | 47.87%
NC | Butler-Warner Generation Plant | 1016 | GT-1 | CP1 | 2023 | 157 | 157 | 2894 |  | 0.013 | 0.0008 |  |  | 7.455 | 0.3244 | 45954.5 | Pipeline Natural Gas | Diesel Oil | Combined cycle |  | Water Injection |  |  | CSNOX, CSSO2G1, SIPNOX | 1016 GT-1 | 1976-12-01 | 341.1 |  | 5.152 | 1.538%
NC | Butler-Warner Generation Plant | 1016 | GT-2 | CP1 | 2023 | 121 | 121 | 1966 |  | 0.01 | 0.0009 |  |  | 5.138 | 0.3231 | 31784.7 | Pipeline Natural Gas | Diesel Oil | Combined cycle |  | Water Injection |  |  | CSNOX, CSSO2G1, SIPNOX | 1016 GT-2 | 1976-12-01 | 341.1 |  | 5.2269 | 1.064%
NC | Butler-Warner Generation Plant | 1016 | GT-3 | CP1 | 2023 | 141 | 141 | 2649 |  | 0.013 | 0.0008 |  |  | 6.798 | 0.3235 | 41960.8 | Pipeline Natural Gas | Diesel Oil | Combined cycle |  | Water Injection |  |  | CSNOX, CSSO2G1, SIPNOX | 1016 GT-3 | 1976-07-01 | 341.1 |  | 5.1325 | 1.404%
NC | Butler-Warner Generation Plant | 1016 | GT-4 | CP1 | 2023 | 107 | 107 | 2121 |  | 0.01 | 0.0008 |  |  | 4.914 | 0.2947 | 33308.7 | Pipeline Natural Gas | Diesel Oil | Combustion turbine |  | Water Injection |  |  | CSNOX, CSSO2G1, SIPNOX | 1016 GT-4 | 1976-07-01 | 341.1 |  | 4.6337 | 1.115%
NC | Butler-Warner Generation Plant | 1016 | GT-5 | CP1 | 2023 | 84 | 84 | 1658 |  | 0.008 | 0.0008 |  |  | 3.837 | 0.2961 | 25929.9 | Pipeline Natural Gas | Diesel Oil | Combustion turbine |  | Water Injection |  |  | CSNOX, CSSO2G1, SIPNOX | 1016 GT-5 | 1977-07-01 | 341.1 |  | 4.6285 | 0.8678%
NC | Butler-Warner Generation Plant | 1016 | GT-6 | CP1 | 2023 | 151 | 151 | 2783 |  | 0.013 | 0.0009 |  |  | 7.175 | 0.3244 | 44242.6 | Pipeline Natural Gas | Diesel Oil | Combined cycle |  | Water Injection |  |  | CSNOX, CSSO2G1, SIPNOX | 1016 GT-6 | 1978-06-01 | 341.1 |  | 5.1563 | 1.481%
NC | Butler-Warner Generation Plant | 1016 | GT-7 | CP1 | 2023 | 152 | 152 | 2910 |  | 0.013 | 0.0008 |  |  | 7.517 | 0.3247 | 46312 | Pipeline Natural Gas | Diesel Oil | Combined cycle |  | Water Injection |  |  | CSNOX, CSSO2G1, SIPNOX | 1016 GT-7 | 1979-06-01 | 341.1 |  | 5.1663 | 1.55%
NC | Butler-Warner Generation Plant | 1016 | GT-8 | CP1 | 2023 | 106 | 106 | 1865 |  | 0.008 | 0.0008 |  |  | 4.733 | 0.3217 | 29220 | Pipeline Natural Gas | Diesel Oil | Combined cycle |  | Water Injection |  |  | CSNOX, CSSO2G1, SIPNOX | 1016 GT-8 | 1980-06-01 | 341.1 |  | 5.0756 | 0.9779%
IN | Whitewater Valley | 1040 | 1 | CS12 | 2023 | 501 | 486.27 | 7844.63 |  | 170.556 | 3.5179 | 8974.712 | 0.1029 | 15.53 | 0.327 | 87479.709 | Coal | Diesel Oil | Dry bottom wall-fired boiler |  | Low NOx Burner Technology (Dry Bottom only),Ammonia Injection,Overfire Air | Electrostatic Precipitator,Baghouse | Halogenated PAC Sorbent Injection | ARP, CSNOX, CSOSG3, CSSO2G1, MATS | 1040 1 | 1955-03-13 | 425 |  | 3.9594 | 2.35%
IN | Whitewater Valley | 1040 | 2 | CS12 | 2023 | 498 | 491.27 | 15918.19 |  | 345.053 | 3.3311 | 18211.353 | 0.1029 | 32.682 | 0.3218 | 177509.028 | Coal | Diesel Oil | Tangentially-fired |  | Low NOx Burner Technology w/ Separated OFA,Ammonia Injection,Overfire Air | Baghouse,Electrostatic Precipitator | Halogenated PAC Sorbent Injection | ARP, CSNOX, CSOSG3, CSSO2G1, MATS | 1040 2 | 1973-05-16 | 729 |  | 4.1062 | 2.78%
IA | Lansing | 1047 | 4 |  | 2023 | 0 | 0 | [9 empty] | Coal |  | Dry bottom turbo-fired boiler | Dry Lime FGD | Low NOx Burner Technology (Dry Bottom only),Ammonia Injection,Selective Catalytic Reduction | Electrostatic Precipitator,Baghouse | Additives to Enhance PAC and Existing Equipment Performance | ARP, CSNOX, CSOSG2, CSSO2G1, MATS | 1047 4 | 1977-04-01 | 3386 | Y |  | 0%
IA | Marshalltown CTs | 1068 | 1A |  | 2023 | 41 | 33.05 | 922.26 |  | 0.004 | 0.001 |  |  | 1.564 | 0.2567 | 11810.922 | Pipeline Natural Gas |  | Combustion turbine |  |  |  |  | CSNOX, CSOSG2, CSSO2G1 | 1068 1A | 1978-06-15 | 505.9 |  | 3.3917 | 0.2665%
IA | Marshalltown CTs | 1068 | 1B |  | 2023 | 608 | 538.06 | 14015.52 |  | 0.059 | 0.001 |  |  | 26.163 | 0.2576 | 197589.067 | Pipeline Natural Gas |  | Combustion turbine |  |  |  |  | CSNOX, CSOSG2, CSSO2G1 | 1068 1B | 1978-06-15 | 505.9 |  | 3.7334 | 4.459%
IA | Marshalltown CTs | 1068 | 2A |  | 2023 | 1450 | 1292.43 | 32176.39 |  | 0.128 | 0.001 |  |  | 54.976 | 0.2487 | 425388.936 | Pipeline Natural Gas |  | Combustion turbine |  |  |  |  | CSNOX, CSOSG2, CSSO2G1 | 1068 2A | 1978-06-24 | 507.2 |  | 3.4172 | 9.574%
IA | Marshalltown CTs | 1068 | 2B |  | 2023 | 1501 | 1325.53 | 32290.45 |  | 0.128 | 0.001 |  |  | 56.89 | 0.2551 | 427375.567 | Pipeline Natural Gas |  | Combustion turbine |  |  |  |  | CSNOX, CSOSG2, CSSO2G1 | 1068 2B | 1978-06-24 | 507.2 |  | 3.5236 | 9.619%
IA | Marshalltown CTs | 1068 | 3A |  | 2023 | 595 | 531.33 | 12750.23 |  | 0.046 | 0.001 |  |  | 16.929 | 0.2121 | 153561.131 | Pipeline Natural Gas |  | Combustion turbine |  |  |  |  | CSNOX, CSOSG2, CSSO2G1 | 1068 3A | 1978-07-08 | 506 |  | 2.6555 | 3.464%
IA | Marshalltown CTs | 1068 | 3B |  | 2023 | 1234 | 1102.25 | 27591.49 |  | 0.104 | 0.001 |  |  | 46.715 | 0.2588 | 346256.267 | Pipeline Natural Gas |  | Combustion turbine |  |  |  |  | CSNOX, CSOSG2, CSSO2G1 | 1068 3B | 1978-07-08 | 506 |  | 3.3862 | 7.812%
IA | Prairie Creek | 1073 | 3 |  | 2023 | 7969 | 7957.97 |  | 1624390.25 | 714.811 | 0.5255 | 282302.679 | 0.1047 | 412.1 | 0.3068 | 2693908.23 | Coal | Other Gas, Pipeline Natural Gas | Dry bottom wall-fired boiler |  | Overfire Air | Electrostatic Precipitator | Additives to Enhance PAC and Existing Equipment Performance | ARP, CSNOX, CSOSG2, CSSO2G1, MATS | 1073 3 | 1958-08-01 | 600 |  |  | 51.25%
IA | Prairie Creek | 1073 | 4 |  | 2023 | 1011 | 987.47 |  | 307626.68 | 13.834 | 0.052 | 31602.464 | 0.059 | 57.744 | 0.1658 | 533113.837 | Natural Gas |  | Dry bottom wall-fired boiler |  | Low NOx Burner Technology w/ Overfire Air | Electrostatic Precipitator |  | ARP, CSNOX, CSOSG2, CSSO2G1 | 1073 4 | 1967-11-01 | 2185 |  |  | 2.785%
IA | Walter Scott Jr. Energy Center | 1082 | 3 |  | 2023 | 4394 | 4373.13 | 2593054.17 |  | 4709.239 | 0.351 | 2719852.73 | 0.105 | 2949.33 | 0.2063 | 25933035.841 | Coal | Diesel Oil | Dry bottom wall-fired boiler | Dry Lime FGD | Low NOx Burner Technology w/ Overfire Air | Baghouse | Halogenated PAC Sorbent Injection | ARP, CSNOX, CSOSG2, CSSO2G1, MATS | 1082 3 | 1978-12-01 | 8500 |  | 2.2748 | 34.83%
IA | Walter Scott Jr. Energy Center | 1082 | 4 |  | 2023 | 5905 | 5893.75 | 3659553.52 |  | 1347.666 | 0.0804 | 3565030.797 | 0.105 | 983.163 | 0.0564 | 33991549.79 | Coal |  | Dry bottom wall-fired boiler | Dry Lime FGD | Low NOx Burner Technology w/ Overfire Air,Selective Catalytic Reduction | Baghouse | Halogenated PAC Sorbent Injection | ARP, CSNOX, CSOSG2, CSSO2G1, MATS | 1082 4 | 2007-02-01 | 7994 | Y | 0.53731 | 48.54%
IA | George Neal North | 1091 | 3 |  | 2023 | 4149 | 4088.51 | 1409759.41 |  | 2508.792 | 0.3473 | 1444749.963 | 0.105 | 1816.786 | 0.2639 | 13775301.801 | Coal | Pipeline Natural Gas | Dry bottom wall-fired boiler | Dry Lime FGD | Low NOx Burner Technology w/ Overfire Air,Selective Non-catalytic Reduction | Baghouse,Electrostatic Precipitator |  | ARP, CSNOX, CSOSG2, CSSO2G1, MATS | 1091 3 | 1975-12-30 | 6050 | Y | 2.5774 | 25.99%
IA | Burlington (IA) | 1104 | 1 |  | 2023 | 295 | 287.21 | 16650.15 |  | 0.063 | 0.001 | 12479.215 | 0.0591 | 7.002 | 0.0533 | 209978.133 | Pipeline Natural Gas |  | Tangentially-fired |  | Low NOx Burner Technology w/ Closed-coupled/Separated OFA,Overfire Air |  |  | ARP, CSNOX, CSOSG2, CSSO2G1 | 1104 1 | 1968-06-09 | 2700 |  | 0.84107 | 0.8878%
IA | Ames | 1122 | 7 |  | 2023 | 3267 | 3256.77 | 97279.54 |  | 11.06 | 0.0168 | 77042.83 | 0.059 | 89.007 | 0.1383 | 1299671.933 | Natural Gas | Refuse | Tangentially-fired |  | Low NOx Burner Technology w/ Closed-coupled OFA | Electrostatic Precipitator |  | ARP, CSNOX, CSOSG2, CSSO2G1 | 1122 7 | 1968-08-01 | 574 |  | 1.8299 | 25.85%
IA | Ames | 1122 | 8 |  | 2023 | 5471 | 5458.25 | 257974.33 |  | 15.848 | 0.0101 | 200873.282 | 0.059 | 225.224 | 0.13 | 3388580.389 | Natural Gas | Refuse | Dry bottom wall-fired boiler |  | Low NOx Burner Technology w/ Overfire Air | Electrostatic Precipitator |  | ARP, CSNOX, CSOSG2, CSSO2G1 | 1122 8 | 1982-03-01 | 903.8 |  | 1.7461 | 42.8%
IA | Streeter Station | 1131 | 7 |  | 2023 | 989 | 969.66 | 7583.01 |  | 11.21 | 4.8273 | 7798.358 | 0.0656 | 19.289 | 0.2323 | 128129.592 | Pipeline Natural Gas | Coal | Dry bottom wall-fired boiler |  |  | Electrostatic Precipitator |  | ARP, CSNOX, CSOSG2, CSSO2G1, MATS | 1131 7 | 1973-03-01 | 500 |  | 5.0874 | 2.925%
IA | Muscatine | 1167 | 8 |  | 2023 | 927 | 915.19 | 37949.63 |  | 137.836 | 0.5499 | 49683.666 | 0.1049 | 186.508 | 0.7289 | 473723.925 | Coal | Natural Gas | Cyclone boiler |  | Overfire Air | Electrostatic Precipitator | Additives to Enhance PAC and Existing Equipment Performance | ARP, CSNOX, CSOSG2, CSSO2G1, MATS | 1167 8 | 1969-12-01 | 1080 |  | 9.8292 | 5.007%
IA | Muscatine | 1167 | 9 |  | 2023 | 7105 | 7086.24 | 577677.73 |  | 44.11 | 0.0217 | 687156.023 | 0.1048 | 633.449 | 0.2234 | 6551792.668 | Coal | Diesel Oil | Tangentially-fired | Wet Limestone | Overfire Air | Electrostatic Precipitator | Additives to Enhance PAC and Existing Equipment Performance | ARP, CSNOX, CSOSG2, CSSO2G1, MATS | 1167 9 | 1983-05-01 | 2200 |  | 2.1931 | 34%
IA | Summit Lake | 1206 | 1G |  | 2023 | 4 | 2.75 | 61.5 |  | 0 | 0.0008 | 62.9 | 0.0593 | 0.373 | 0.7 | 1066 | Pipeline Natural Gas | Diesel Oil | Combustion turbine |  |  |  |  | CSNOX, CSOSG2, CSSO2G1 | 1206 1G | 1973-07-01 | 485 |  | 12.1301 | 0.02509%
IA | Summit Lake | 1206 | 2G |  | 2023 | 310 | 275.08 | 6866.48 |  | 0.034 | 0.0007 | 6448.9 | 0.059 | 38.227 | 0.7001 | 109223.2 | Pipeline Natural Gas | Diesel Oil | Combustion turbine |  |  |  |  | CSNOX, CSOSG2, CSSO2G1 | 1206 2G | 1975-06-01 | 480 |  | 11.1344 | 2.598%
IA | Earl F Wisdom | 1217 | 1 |  | 2023 | 342 | 326.16 | 4830.54 |  | 0.02 | 0.001 | 3931.536 | 0.0601 | 3.142 | 0.0808 | 66156.983 | Pipeline Natural Gas | Diesel Oil | Dry bottom wall-fired boiler |  | Low NOx Burner Technology (Dry Bottom only) |  |  | ARP, CSNOX, CSOSG2, CSSO2G1 | 1217 1 | 1960-05-29 | 480 |  | 1.3009 | 1.573%
IA | Earl F Wisdom | 1217 | 2 |  | 2023 | 80 | 64.76 | 3210.93 |  | 0.017 | 0.0012 | 2670.641 | 0.0605 | 0.624 | 0.0424 | 44690.379 | Pipeline Natural Gas | Diesel Oil | Combustion turbine |  | Dry Low NOx Burners,Water Injection |  |  | ARP, CSNOX, CSOSG2, CSSO2G1 | 1217 2 | 2004-03-19 | 1096.9 |  | 0.38867 | 0.4651%
KS | Cimarron River | 1230 | 1 |  | 2023 | 960 | 926.88 | 26163.28 |  | 0.097 | 0.001 | 19179.726 | 0.0592 | 38.239 | 0.2168 | 322721.21 | Pipeline Natural Gas |  | Dry bottom wall-fired boiler |  |  |  |  | ARP, CSNOX, CSOSG2, CSSO2G2 | 1230 1 | 1963-10-03 | 764 |  | 2.9231 | 4.822%
KS | Fort Dodge aka Judson Large | 1233 | 4 |  | 2023 | 1724 | 1712.57 | 118567.95 |  | 0.385 | 0.001 | 76190.323 | 0.0591 | 95.241 | 0.1241 | 1282034.399 | Pipeline Natural Gas |  | Dry bottom wall-fired boiler |  |  |  |  | ARP, CSNOX, CSOSG2, CSSO2G2 | 1233 4 | 1969-06-01 | 1648 |  | 1.6065 | 8.881%
KS | Great Bend Station aka Arthur Mullergren | 1235 | 3 |  | 2023 | 1163 | 1147.04 | 37086.57 |  | 0.123 | 0.001 | 24362.913 | 0.0594 | 31.387 | 0.133 | 409898.902 | Pipeline Natural Gas |  | Dry bottom wall-fired boiler |  |  |  |  | ARP, CSNOX, CSOSG2, CSSO2G2 | 1235 3 | 1963-12-17 | 1046.2 |  | 1.6926 | 4.473%
KS | Riverton | 1239 | 12 |  | 2023 | 5502 | 5436.47 | 1188051.98 |  | 2.601 | 0.001 | 515238.882 | 0.059 | 112.455 | 0.0293 | 8669782.436 | Pipeline Natural Gas |  | Combined cycle |  | Selective Catalytic Reduction |  |  | ARP, CSNOX, CSOSG2, CSSO2G2 | 1239 12 | 2007-01-11 | 2085 | Y | 0.18931 | 47.47%
KS | Gordon Evans Energy Center | 1240 | E1CT |  | 2023 | 2012 | 1807.16 | 123442.8 |  | 0.499 | 0.0013 | 89508.037 | 0.0592 | 23.169 | 0.0404 | 1505170.548 | Pipeline Natural Gas | Diesel Oil | Combustion turbine |  |  |  |  | ARP, CSNOX, CSOSG2, CSSO2G2 | 1240 E1CT | 2000-06-08 | 975 |  | 0.37538 | 17.62%
KS | Gordon Evans Energy Center | 1240 | E2CT |  | 2023 | 1469 | 1312.97 | 82221.52 |  | 0.518 | 0.0014 | 61793.895 | 0.0593 | 19.87 | 0.0489 | 1035597.736 | Pipeline Natural Gas | Diesel Oil | Combustion turbine |  |  |  |  | ARP, CSNOX, CSOSG2, CSSO2G2 | 1240 E2CT | 2000-06-08 | 975 |  | 0.48333 | 12.13%
KS | Gordon Evans Energy Center | 1240 | E3CT |  | 2023 | 1952 | 1755.86 | 237634.18 |  | 1.119 | 0.0013 | 156576.304 | 0.0592 | 47.237 | 0.0474 | 2628016.411 | Pipeline Natural Gas | Diesel Oil | Combustion turbine |  |  |  |  | ARP, CSNOX, CSOSG2, CSSO2G2 | 1240 E3CT | 2001-06-21 | 1860 |  | 0.39756 | 16.13%
KS | La Cygne | 1241 | 1 |  | 2023 | 6690 | 6657.36 | 4146925.53 |  | 642.788 | 0.0312 | 4093079.918 | 0.105 | 1657.45 | 0.1021 | 39026600.965 | Coal |  | Cyclone boiler | Wet Limestone | Overfire Air,Selective Catalytic Reduction | Baghouse | Halogenated PAC Sorbent Injection | ARP, CSNOX, CSOSG2, CSSO2G2, MATS | 1241 1 | 1973-03-01 | 8850 | Y | 0.79936 | 50.34%
KS | La Cygne | 1241 | 2 |  | 2023 | 6018 | 6002.32 | 3132578.69 |  | 282.25 | 0.0165 | 3244494.936 | 0.1044 | 1042.535 | 0.0676 | 30943168.493 | Coal | Other Oil | Dry bottom wall-fired boiler | Wet Limestone | Low NOx Burner Technology w/ Overfire Air,Low NOx Burner Technology (Dry Bottom only),Overfire Air,Selective Catalytic Reduction | Baghouse | Halogenated PAC Sorbent Injection | ARP, CSNOX, CSOSG2, CSSO2G2, MATS | 1241 2 | 1977-02-01 | 7700 | Y | 0.66561 | 45.87%
KS | Hutchinson Energy Center | 1248 | CT-1 |  | 2023 | 635 | 531.55 | 6807.24 |  | 0.045 | 0.001 |  |  | 12.941 | 0.1644 | 148669.734 | Pipeline Natural Gas | Diesel Oil | Combustion turbine |  |  |  |  | CSNOX, CSOSG2, CSSO2G2 | 1248 CT-1 | 1974-05-30 | 775 |  | 3.8021 | 2.19%
KS | Hutchinson Energy Center | 1248 | CT-2 |  | 2023 | 704 | 594.22 | 7885.07 |  | 0.047 | 0.001 |  |  | 16.217 | 0.1991 | 152669.443 | Pipeline Natural Gas | Diesel Oil | Combustion turbine |  |  |  |  | CSNOX, CSOSG2, CSSO2G2 | 1248 CT-2 | 1974-05-18 | 775 |  | 4.1133 | 2.249%
KS | Hutchinson Energy Center | 1248 | CT-3 |  | 2023 | 650 | 536.98 | 6971.5 |  | 0.045 | 0.001 |  |  | 13.729 | 0.1754 | 147102.075 | Pipeline Natural Gas | Diesel Oil | Combustion turbine |  |  |  |  | CSNOX, CSOSG2, CSSO2G2 | 1248 CT-3 | 1974-05-11 | 775 |  | 3.9386 | 2.167%
KS | Hutchinson Energy Center | 1248 | CT-4 |  | 2023 | 222 | 184.25 | 3160 |  | 53.526 | 0.5 |  |  | 128.459 | 1.2 | 214098.7 | Diesel Oil |  | Combustion turbine |  |  |  |  | CSNOX, CSOSG2, CSSO2G2 | 1248 CT-4 | 1975-06-28 | 1162 |  | 81.3032 | 2.103%
KS | Lawrence Energy Center | 1250 | 4 | MS4N, MS4S | 2023 | 5325 | 5286.94 | 384590.99 |  | 47.168 | 0.0209 | 417157.783 | 0.1031 | 297.494 | 0.1458 | 3994620.35 | Coal | Pipeline Natural Gas | Tangentially-fired | Wet Limestone | Low NOx Burner Technology w/ Closed-coupled/Separated OFA | Baghouse,Wet Scrubber |  | ARP, CSNOX, CSOSG2, CSSO2G2, MATS | 1250 4 | 1960-03-11 | 1409 |  | 1.5471 | 32.36%
KS | Lawrence Energy Center | 1250 | 5 |  | 2023 | 7123 | 7080.7 | 1520288.17 |  | 225.247 | 0.0255 | 1584221.591 | 0.105 | 935.854 | 0.1167 | 15105083.566 | Coal | Pipeline Natural Gas | Tangentially-fired | Wet Limestone | Low NOx Burner Technology w/ Closed-coupled/Separated OFA | Baghouse,Wet Scrubber |  | ARP, CSNOX, CSOSG2, CSSO2G2, MATS | 1250 5 | 1971-05-31 | 4318 |  | 1.2312 | 39.93%
KS | Chanute 2 | 1268 | 14 |  | 2023 | 2123 | 2036.14 | 81122.89 |  | 0.312 | 0.001 | 61723.541 | 0.0588 | 44.547 | 0.0875 | 1038667.007 | Pipeline Natural Gas |  | Combustion turbine |  | Dry Low NOx Burners |  |  | ARP, CSNOX, CSOSG2, CSSO2G2 | 1268 14 | 2001-07-01 | 640 |  | 1.0983 | 18.53%
KS | Coffeyville | 1271 | 4 |  | 2023 | 770 | 712.07 | 11711.92 |  | 0.042 | 0.0009 | 8248.34 | 0.0561 | 9.744 | 0.124 | 138796.403 | Pipeline Natural Gas |  | Dry bottom wall-fired boiler |  |  |  |  | ARP, CSNOX, CSOSG2, CSSO2G2 | 1271 4 | 1973-01-01 | 510 |  | 1.6639 | 3.107%
KS | Quindaro | 1295 | CT2 |  | 2023 | 202 | 168.15 | 3292.63 |  | 0.068 | 0.0012 |  |  | 56.801 | 1.2 | 94668.6 | Diesel Oil |  | Combustion turbine |  |  |  |  | CSNOX, CSOSG2, CSSO2G2 | 1295 CT2 | 1969-10-01 | 563 |  | 34.5019 | 1.92%
KS | Quindaro | 1295 | CT3 |  | 2023 | 169 | 145.87 | 2974.61 |  | 0.058 | 0.0018 |  |  | 45.861 | 1.2 | 76436 | Diesel Oil |  | Combustion turbine |  |  |  |  | CSNOX, CSOSG2, CSSO2G2 | 1295 CT3 | 1977-08-01 | 524 |  | 30.835 | 1.665%
KS | McPherson 2 | 1305 | GT1 | CP001 | 2023 | 695 | 593.42 | 14620.02 |  | 0.086 | 0.0008 |  |  | 34.743 | 0.2646 | 263627.1 | Pipeline Natural Gas | Diesel Oil | Combustion turbine |  |  |  |  | CSNOX, CSOSG2, CSSO2G2 | 1305 GT1 | 1973-06-01 | 650 |  | 4.7528 | 4.63%
KS | McPherson 2 | 1305 | GT2 |  | 2023 | 402 | 348.06 | 7551.89 |  | 0.138 | 0.0019 |  |  | 38.375 | 0.5459 | 140571.7 | Diesel Oil |  | Combustion turbine |  |  |  |  | CSNOX, CSOSG2, CSSO2G2 | 1305 GT2 | 1976-06-01 | 650 |  | 10.163 | 2.469%
KS | McPherson 2 | 1305 | GT3 | CP001 | 2023 | 710 | 604.91 | 13914.71 |  | 0.073 | 0.0006 |  |  | 33.01 | 0.264 | 250690.3 | Pipeline Natural Gas | Diesel Oil | Combustion turbine |  |  |  |  | CSNOX, CSOSG2, CSSO2G2 | 1305 GT3 | 1979-06-01 | 650 |  | 4.7446 | 4.403%
KS | Garden City | 1336 | S-2 |  | 2023 | 1275 | 1261.6 | 56081.51 |  | 0.176 | 0.001 | 34854.311 | 0.0592 | 45.32 | 0.1247 | 586475.354 | Pipeline Natural Gas |  | Tangentially-fired |  |  |  |  | ARP, CSNOX, CSOSG2, CSSO2G2 | 1336 S-2 | 1973-04-01 | 1260 |  | 1.6162 | 5.313%
KS | Garden City | 1336 | S-4 |  | 2023 | 745 | 652.9 | 15843.9 |  | 0.075 | 0.001 |  |  | 27.472 | 0.2031 | 248485.701 | Pipeline Natural Gas |  | Combustion turbine |  |  |  |  | CSNOX, CSOSG2, CSSO2G2 | 1336 S-4 | 1976-05-15 | 723 |  | 3.4678 | 3.923%
KS | Garden City | 1336 | S-5 |  | 2023 | 685 | 588.5 | 15681.16 |  | 0.07 | 0.001 |  |  | 24.191 | 0.188 | 232737.378 | Pipeline Natural Gas |  | Combustion turbine |  | Water Injection |  |  | CSNOX, CSOSG2, CSSO2G2 | 1336 S-5 | 1979-07-16 | 720.2 |  | 3.0854 | 3.689%
KY | Big Sandy | 1353 | BSU1 |  | 2023 | 6653 | 6635.59 | 1227103.72 |  | 30.22 | 0.005 | 697438.371 | 0.059 | 981.078 | 0.1465 | 11735727.143 | Natural Gas |  | Dry bottom wall-fired boiler |  | Low NOx Burner Technology (Dry Bottom only),Overfire Air | Electrostatic Precipitator |  | ARP, CSNOX, CSOSG2E, CSSO2G1 | 1353 BSU1 | 1963-01-01 | 3000 |  | 1.599 | 44.66%
KY | E W Brown | 1355 | 10 |  | 2023 | 58 | 47.6 | 3611 |  | 0.097 | 0.01 | 2934.781 | 0.06 | 2.582 | 0.1076 | 49089.716 | Pipeline Natural Gas |  | Combustion turbine | Other | Water Injection |  |  | ARP, CSNOX, CSOSG2E, CSSO2G1 | 1355 10 | 1995-12-22 | 1830 |  | 1.4301 | 0.3062%
KY | E W Brown | 1355 | 11 |  | 2023 | 94 | 80.12 | 6632.24 |  | 0.119 | 0.0065 | 5270.025 | 0.0596 | 5.643 | 0.1303 | 88344.926 | Pipeline Natural Gas |  | Combustion turbine | Other | Water Injection |  |  | ARP, CSNOX, CSOSG2E, CSSO2G1 | 1355 11 | 1996-04-01 | 1625 |  | 1.7017 | 0.6206%
KY | E W Brown | 1355 | 3 |  | 2023 | 4668 | 4652.29 | 1035777.21 |  | 361.002 | 0.0608 | 1111633.894 | 0.103 | 233.735 | 0.043 | 10834663.028 | Coal |  | Tangentially-fired | Wet Limestone | Low NOx Burner Technology w/ Closed-coupled/Separated OFA,Selective Catalytic Reduction | Wet Scrubber,Baghouse | Additives to Enhance PAC and Existing Equipment Performance,Untreated PAC Sorbent Injection | ARP, CSNOX, CSOSG2E, CSSO2G1, MATS | 1355 3 | 1971-07-19 | 5000 | Y | 0.45132 | 24.74%
KY | E W Brown | 1355 | 5 |  | 2023 | 124 | 100.05 | 7311.27 |  | 0.03 | 0.001 | 5851.933 | 0.0591 | 4.131 | 0.0851 | 98472.893 | Pipeline Natural Gas |  | Combustion turbine |  | Water Injection |  |  | ARP, CSNOX, CSOSG2E, CSSO2G1 | 1355 5 | 2001-06-09 | 1600 |  | 1.13 | 0.7026%
KY | E W Brown | 1355 | 6 |  | 2023 | 202 | 167.86 | 20116.48 |  | 0.067 | 0.001 | 13229.988 | 0.059 | 3.54 | 0.0317 | 222620.427 | Pipeline Natural Gas |  | Combustion turbine |  | Dry Low NOx Burners,Water Injection |  |  | ARP, CSNOX, CSOSG2E, CSSO2G1 | 1355 6 | 1999-08-11 | 1970 |  | 0.35195 | 1.29%
KY | E W Brown | 1355 | 7 |  | 2023 | 234 | 199.64 | 24153.77 |  | 0.081 | 0.001 | 16031.595 | 0.059 | 7.845 | 0.058 | 269756.31 | Pipeline Natural Gas |  | Combustion turbine |  | Dry Low NOx Burners,Water Injection |  |  | ARP, CSNOX, CSOSG2E, CSSO2G1 | 1355 7 | 1999-08-08 | 1970 |  | 0.64959 | 1.563%
KY | E W Brown | 1355 | 8 |  | 2023 | 74 | 60.3 | 4374.05 |  | 0.107 | 0.0077 | 3577.253 | 0.0598 | 4.035 | 0.1361 | 59872.257 | Pipeline Natural Gas |  | Combustion turbine | Other | Water Injection |  |  | ARP, CSNOX, CSOSG2E, CSSO2G1 | 1355 8 | 1995-01-01 | 1552 |  | 1.845 | 0.4404%
KY | E W Brown | 1355 | 9 |  | 2023 | 80 | 67.1 | 5391.79 |  | 0.121 | 0.0073 | 4148.585 | 0.0598 | 4.124 | 0.119 | 69452.176 | Pipeline Natural Gas |  | Combustion turbine | Other | Water Injection |  |  | ARP, CSNOX, CSOSG2E, CSSO2G1 | 1355 9 | 1995-01-01 | 1610 |  | 1.5297 | 0.4924%
KY | Ghent | 1356 | 1 |  | 2023 | 7291 | 7279.98 | 2899443.55 |  | 770.845 | 0.0531 | 2868074.503 | 0.103 | 716.758 | 0.0503 | 27953962.014 | Coal |  | Tangentially-fired | Wet Limestone | Low NOx Burner Technology w/ Separated OFA,Selective Catalytic Reduction | Baghouse | Additives to Enhance PAC and Existing Equipment Performance,Untreated PAC Sorbent Injection | ARP, CSNOX, CSOSG2E, CSSO2G1, MATS | 1356 1 | 1974-02-19 | 5500 | Y | 0.49441 | 58.02%
KY | Ghent | 1356 | 2 | CS023 | 2023 | 7965 | 7961.44 | 2824410.28 |  | 3369.657 | 0.2368 | 2752506.929 | 0.103 | 3039.666 | 0.2163 | 26827573.854 | Coal |  | Tangentially-fired | Wet Limestone | Low NOx Burner Technology w/ Closed-coupled/Separated OFA | Baghouse | Untreated PAC Sorbent Injection,Additives to Enhance PAC and Existing Equipment Performance | ARP, CSNOX, CSOSG2E, CSSO2G1, MATS | 1356 2 | 1977-04-20 | 5800 |  | 2.1524 | 52.8%
KY | Ghent | 1356 | 3 | CS023 | 2023 | 6812 | 6804.42 | 2583570.77 |  | 2756.677 | 0.2176 | 2507216.2 | 0.103 | 2199.289 | 0.177 | 24436814.525 | Coal |  | Dry bottom wall-fired boiler | Wet Limestone | Low NOx Burner Technology w/ Overfire Air,Selective Catalytic Reduction | Baghouse,Electrostatic Precipitator | Untreated PAC Sorbent Injection,Additives to Enhance PAC and Existing Equipment Performance | ARP, CSNOX, CSOSG2E, CSSO2G1, MATS | 1356 3 | 1981-05-31 | 5800 | Y | 1.7025 | 48.1%
KY | Ghent | 1356 | 4 |  | 2023 | 7409 | 7404.69 | 2450092.22 |  | 850.295 | 0.0686 | 2454646.522 | 0.103 | 700.995 | 0.0576 | 23924431.528 | Coal |  | Dry bottom wall-fired boiler | Wet Limestone | Low NOx Burner Technology w/ Overfire Air,Selective Catalytic Reduction | Baghouse,Electrostatic Precipitator | Additives to Enhance PAC and Existing Equipment Performance,Untreated PAC Sorbent Injection | ARP, CSNOX, CSOSG2E, CSSO2G1, MATS | 1356 4 | 1984-08-18 | 5500 | Y | 0.57222 | 49.66%
KY | Cane Run | 1363 | 7A |  | 2023 | 7672 | 7659.58 | 2510383.48 |  | 5.104 | 0.001 | 1011124.322 | 0.059 | 230.189 | 0.0273 | 17014082.138 | Pipeline Natural Gas |  | Combined cycle |  | Dry Low NOx Burners |  |  | ARP, CSNOX, CSOSG2E, CSSO2G1 | 1363 7A | 2015-03-01 | 2524 |  | 0.18339 | 76.95%
KY | Cane Run | 1363 | 7B |  | 2023 | 7423 | 7414.15 | 2439187 |  | 4.936 | 0.001 | 977691.721 | 0.059 | 216.399 | 0.0265 | 16451615.706 | Pipeline Natural Gas |  | Combined cycle |  | Dry Low NOx Burners |  |  | ARP, CSNOX, CSOSG2E, CSSO2G1 | 1363 7B | 2015-03-09 | 2500 |  | 0.17744 | 75.12%
KY | Mill Creek | 1364 | 1 | CS12 | 2023 | 4761 | 4753.77 | 1167283.49 |  | 509.43 | 0.0905 | 1058935.61 | 0.1025 | 1494.342 | 0.2874 | 10327666.885 | Coal |  | Tangentially-fired | Wet Limestone | Low NOx Burner Technology w/ Separated OFA | Baghouse,Electrostatic Precipitator | Additives to Enhance PAC and Existing Equipment Performance,Untreated PAC Sorbent Injection | ARP, CSNOX, CSOSG2E, CSSO2G1, MATS | 1364 1 | 1972-07-11 | 3700 |  | 2.5604 | 31.86%
KY | Mill Creek | 1364 | 2 | CS12 | 2023 | 7565 | 7560.5 | 1842797.58 |  | 720.034 | 0.0826 | 1677713.728 | 0.1028 | 2277.958 | 0.2794 | 16356880.325 | Coal |  | Tangentially-fired | Wet Limestone | Low NOx Burner Technology w/ Separated OFA | Baghouse,Electrostatic Precipitator | Additives to Enhance PAC and Existing Equipment Performance,Untreated PAC Sorbent Injection | ARP, CSNOX, CSOSG2E, CSSO2G1, MATS | 1364 2 | 1974-06-11 | 3700 |  | 2.4723 | 50.47%
KY | Mill Creek | 1364 | 3 |  | 2023 | 8630 | 8626.25 | 2517512.62 |  | 828.402 | 0.0671 | 2462557.742 | 0.1026 | 963.318 | 0.0802 | 24037060.178 | Coal |  | Dry bottom wall-fired boiler | Wet Limestone | Low NOx Burner Technology (Dry Bottom only),Selective Catalytic Reduction | Baghouse,Electrostatic Precipitator,Wet Scrubber | Additives to Enhance PAC and Existing Equipment Performance,Untreated PAC Sorbent Injection | ARP, CSNOX, CSOSG2E, CSSO2G1, MATS | 1364 3 | 1978-06-28 | 4400 | Y | 0.76529 | 62.36%
KY | Mill Creek | 1364 | 4 |  | 2023 | 7433 | 7418.43 | 2760779.73 |  | 1201.275 | 0.0918 | 2688815.003 | 0.1021 | 939.86 | 0.0726 | 26251357.008 | Coal |  | Dry bottom wall-fired boiler | Wet Limestone | Low NOx Burner Technology (Dry Bottom only),Selective Catalytic Reduction | Baghouse,Electrostatic Precipitator,Wet Scrubber | Additives to Enhance PAC and Existing Equipment Performance,Untreated PAC Sorbent Injection | ARP, CSNOX, CSOSG2E, CSSO2G1, MATS | 1364 4 | 1982-07-15 | 5500 | Y | 0.68087 | 54.49%
KY | Paddy's Run | 1366 | 12 |  | 2023 | 2 | 2 |  |  | 0 | 0.001 |  |  | 0.307 | 0.7 | 876 | Pipeline Natural Gas |  | Combustion turbine |  |  |  |  | CSNOX, CSOSG2E, CSSO2G1 | 1366 12 | 1968-07-01 | 438 |  |  | 0.02283%
KY | Paddy's Run | 1366 | 13 |  | 2023 | 242 | 213.83 | 27884.25 |  | 0.088 | 0.001 | 17523.219 | 0.059 | 11.163 | 0.077 | 294858.034 | Pipeline Natural Gas |  | Combustion turbine |  | Dry Low NOx Burners |  |  | ARP, CSNOX, CSOSG2E, CSSO2G1 | 1366 13 | 2001-06-25 | 1861 |  | 0.80067 | 1.809%
KY | Paradise | 1378 | PCC1 |  | 2023 | 6832 | 6822.81 | 2051316.32 |  | 4.111 | 0.001 | 814302.811 | 0.059 | 119.736 | 0.0185 | 13702228.767 | Pipeline Natural Gas |  | Combined cycle |  | Dry Low NOx Burners,Selective Catalytic Reduction |  |  | ARP, CSNOX, CSOSG2E, CSSO2G1, NSPS4T | 1378 PCC1 | 2016-10-11 | 2700 | Y | 0.11674 | 57.93%
KY | Paradise | 1378 | PCC2 |  | 2023 | 8230 | 8222.52 | 2471605.91 |  | 4.974 | 0.001 | 985226.097 | 0.059 | 155.15 | 0.0195 | 16578278.724 | Pipeline Natural Gas |  | Combined cycle |  | Dry Low NOx Burners,Selective Catalytic Reduction |  |  | ARP, CSNOX, CSOSG2E, CSSO2G1, NSPS4T | 1378 PCC2 | 2016-10-17 | 2700 | Y | 0.12555 | 70.09%
KY | Paradise | 1378 | PCC3 |  | 2023 | 8247 | 8235.76 | 2469430.11 |  | 4.992 | 0.001 | 988786.44 | 0.059 | 159.136 | 0.0203 | 16638305.538 | Pipeline Natural Gas |  | Combined cycle |  | Dry Low NOx Burners,Selective Catalytic Reduction |  |  | ARP, CSNOX, CSOSG2E, CSSO2G1, NSPS4T | 1378 PCC3 | 2016-10-28 | 2700 | Y | 0.12888 | 70.35%
KY | Shawnee | 1379 | 1 | CSSH15 | 2023 | 7896 | 7892.38 | 587754.78 |  | 1000.89 | 0.3024 | 695184.352 | 0.105 | 567.143 | 0.1733 | 6628378.047 | Coal |  | Dry bottom wall-fired boiler | Dry Lime FGD | Low NOx Burner Technology (Dry Bottom only),Selective Catalytic Reduction | Baghouse |  | ARP, CSNOX, CSOSG2E, CSSO2G1, MATS | 1379 1 | 1953-04-06 | 2145 | Y | 1.9299 | 35.28%
KY | Shawnee | 1379 | 2 | CSSH15 | 2023 | 6963 | 6960.08 | 559811.73 |  | 980.556 | 0.3096 | 658680.427 | 0.105 | 546.852 | 0.1741 | 6280320.021 | Coal |  | Dry bottom wall-fired boiler |  | Low NOx Burner Technology (Dry Bottom only) | Baghouse |  | ARP, CSNOX, CSOSG2E, CSSO2G1, MATS | 1379 2 | 1953-06-18 | 2316 |  | 1.9537 | 30.96%
KY | Shawnee | 1379 | 3 | CSSH15 | 2023 | 7574 | 7572.14 | 571038.79 |  | 1003.439 | 0.311 | 672648.885 | 0.105 | 560.043 | 0.1763 | 6413512.434 | Coal |  | Dry bottom wall-fired boiler |  | Low NOx Burner Technology (Dry Bottom only) | Baghouse |  | ARP, CSNOX, CSOSG2E, CSSO2G1, MATS | 1379 3 | 1953-09-29 | 2296 |  | 1.9615 | 31.89%
KY | Shawnee | 1379 | 4 | CSSH15 | 2023 | 7895 | 7891.49 | 614446.13 |  | 1058.589 | 0.3062 | 724388.694 | 0.105 | 593.062 | 0.1744 | 6906836.784 | Coal |  | Dry bottom wall-fired boiler | Dry Lime FGD | Low NOx Burner Technology (Dry Bottom only),Selective Catalytic Reduction | Baghouse |  | ARP, CSNOX, CSOSG2E, CSSO2G1, MATS | 1379 4 | 1954-01-02 | 2112 | Y | 1.9304 | 37.33%
KY | Shawnee | 1379 | 5 | CSSH15 | 2023 | 7414 | 7411.05 | 535485.45 |  | 961.174 | 0.3124 | 638921.819 | 0.105 | 539.408 | 0.1785 | 6091935.105 | Coal |  | Dry bottom wall-fired boiler |  | Low NOx Burner Technology (Dry Bottom only) | Baghouse |  | ARP, CSNOX, CSOSG2E, CSSO2G1, MATS | 1379 5 | 1954-09-20 | 2284 |  | 2.0147 | 30.45%
KY | Shawnee | 1379 | 6 | CSSH60 | 2023 | 8426 | 8425.12 | 656831.28 |  | 1730.835 | 0.4637 | 776215.091 | 0.1049 | 876.524 | 0.2378 | 7400997.368 | Coal |  | Dry bottom wall-fired boiler |  | Low NOx Burner Technology (Dry Bottom only) | Baghouse |  | ARP, CSNOX, CSOSG2E, CSSO2G1, MATS | 1379 6 | 1954-10-26 | 1972 |  | 2.6689 | 42.84%
KY | Shawnee | 1379 | 7 | CSSH60 | 2023 | 8420 | 8416.56 | 661476.99 |  | 1750.629 | 0.4641 | 784518.665 | 0.1049 | 886.841 | 0.2383 | 7480170.646 | Coal |  | Dry bottom wall-fired boiler |  | Low NOx Burner Technology (Dry Bottom only) | Baghouse |  | ARP, CSNOX, CSOSG2E, CSSO2G1, MATS | 1379 7 | 1954-12-19 | 2589 |  | 2.6814 | 32.98%
KY | Shawnee | 1379 | 8 | CSSH60 | 2023 | 7610 | 7608 | 568814.91 |  | 1509.979 | 0.4641 | 677663.853 | 0.1049 | 765.795 | 0.2381 | 6461336.842 | Coal |  | Dry bottom wall-fired boiler |  | Low NOx Burner Technology (Dry Bottom only) | Baghouse |  | ARP, CSNOX, CSOSG2E, CSSO2G1, MATS | 1379 8 | 1955-02-10 | 2663 |  | 2.6926 | 27.7%
KY | Shawnee | 1379 | 9 | CSSH60 | 2023 | 8760 | 8760 | 630243 |  | 1664.137 | 0.4638 | 746502.066 | 0.1049 | 842.581 | 0.238 | 7117691 | Coal |  | Dry bottom wall-fired boiler |  | Low NOx Burner Technology (Dry Bottom only) | Baghouse |  | ARP, CSNOX, CSOSG2E, CSSO2G1, MATS | 1379 9 | 1955-06-24 | 2782 |  | 2.6738 | 29.21%
KY | Robert Reid | 1383 | RT |  | 2023 | 356 | 356 | 8152 |  | 2.616 | 0.06 |  |  | 30.503 | 0.7 | 87145.6 | Other Gas | Diesel Oil | Combustion turbine |  |  |  |  | CSNOX, CSOSG2E, CSSO2G1 | 1383 RT | 1976-03-01 | 803.5 |  | 7.4836 | 1.238%
KY | John S. Cooper | 1384 | 1 | CS1 | 2023 | 1107 | 1086.33 | 78897.45 |  | 61.124 | 0.1459 | 79614.43 | 0.103 | 68.812 | 0.1539 | 775971.957 | Coal |  | Dry bottom wall-fired boiler | Dry Lime FGD | Low NOx Burner Technology (Dry Bottom only) | Electrostatic Precipitator,Baghouse |  | ARP, CSNOX, CSOSG2E, CSSO2G1, MATS | 1384 1 | 1965-02-09 | 1381 |  | 1.7443 | 6.414%
KY | John S. Cooper | 1384 | 2 | CS1 | 2023 | 2971 | 2951.23 | 460238.11 |  | 87.961 | 0.0608 | 451215.658 | 0.1029 | 171.989 | 0.0808 | 4397797.859 | Coal |  | Dry bottom wall-fired boiler | Dry Lime FGD | Low NOx Burner Technology (Dry Bottom only),Selective Catalytic Reduction | Baghouse |  | ARP, CSNOX, CSOSG2E, CSSO2G1, MATS | 1384 2 | 1969-10-28 | 2418 | Y | 0.74739 | 20.76%
LA | Louisiana 1 | 1391 | 1A |  | 2023 | 8432 | 8428.09 | 806644.46 |  | 1.468 | 0.0013 | 156936.148 | 0.0593 | 110.584 | 0.0844 | 2640681.016 | Process Gas | Diesel Oil | Tangentially-fired |  | Low NOx Burner Technology w/ Closed-coupled OFA |  |  | ARP, CSOSG2E | 1391 1A | 1951-09-01 | 845 |  | 0.27418 | 35.67%
LA | Louisiana 1 | 1391 | 2A |  | 2023 | 8451 | 8446.37 | 819810.49 |  | 1.642 | 0.0013 | 167932.964 | 0.0593 | 143.153 | 0.1027 | 2825815.69 | Process Gas | Diesel Oil | Tangentially-fired |  | Low NOx Burner Technology w/ Closed-coupled OFA |  |  | ARP, CSOSG2E | 1391 2A | 1951-09-01 | 950 |  | 0.34923 | 33.96%
LA | Louisiana 1 | 1391 | 3A |  | 2023 | 8671 | 8665.85 | 849074.23 |  | 1.672 | 0.0013 | 175646.043 | 0.0593 | 139.28 | 0.093 | 2955664.939 | Process Gas | Diesel Oil | Tangentially-fired |  | Low NOx Burner Technology w/ Closed-coupled OFA |  |  | ARP, CSOSG2E | 1391 3A | 1951-09-01 | 1050 |  | 0.32807 | 32.13%
LA | Louisiana 1 | 1391 | 4A |  | 2023 | 8235 | 8226.05 | 857768.38 |  | 6.103 | 0.0011 | 728675.686 | 0.059 | 469.928 | 0.0769 | 12261388.039 | Process Gas |  | Combined cycle |  | Water Injection |  |  | ARP, CSOSG2E | 1391 4A | 1988-01-01 | 2550 |  | 1.0957 | 54.89%
LA | Louisiana 1 | 1391 | 5A |  | 2023 | 8368 | 8361.86 |  | 7747434.8 | 9.281 | 0.0012 | 1061050.741 | 0.059 | 367.671 | 0.0414 | 17854291.876 | Process Gas |  | Combined cycle |  | Dry Low NOx Burners |  |  | ARP, CSOSG2E | 1391 5A | 1999-04-01 | 2665 |  |  | 76.48%
LA | R S Nelson | 1393 | 6 |  | 2023 | 4423 | 4414.51 | 1608801.83 |  | 4592.114 | 0.4903 | 1917858.676 | 0.105 | 1442.875 | 0.1765 | 18286228.186 | Coal | Residual Oil | Tangentially-fired |  | Low NOx Burner Technology w/ Separated OFA | Electrostatic Precipitator | Additives to Enhance PAC and Existing Equipment Performance | ARP, CSOSG2E, MATS | 1393 6 | 1982-05-31 | 6790 |  | 1.7937 | 30.74%
LA | Coughlin Power Station | 1396 | 2024-06-01 |  | 2023 | 6678 | 6654.46 | 1331483.73 |  | 2.966 | 0.001 | 587450.96 | 0.059 | 162.602 | 0.0332 | 9884954.6 | Pipeline Natural Gas |  | Combined cycle |  | Dry Low NOx Burners,Selective Catalytic Reduction |  |  | ARP, CSOSG2E | 1396 45444 | 2000-02-23 | 2099 | Y | 0.24424 | 53.76%
LA | Coughlin Power Station | 1396 | 2024-07-01 |  | 2023 | 6915 | 6894.64 | 1351618.65 |  | 3.03 | 0.001 | 600179.636 | 0.059 | 167.555 | 0.0333 | 10099070.497 | Pipeline Natural Gas |  | Combined cycle |  | Dry Low NOx Burners,Selective Catalytic Reduction |  |  | ARP, CSOSG2E | 1396 45474 | 2000-02-23 | 1978 | Y | 0.24793 | 58.28%
LA | Coughlin Power Station | 1396 | 2024-07-02 |  | 2023 | 7006 | 6989.35 | 1362951.92 |  | 3.042 | 0.001 | 602548.659 | 0.059 | 158.43 | 0.0312 | 10139071.603 | Pipeline Natural Gas |  | Combined cycle |  | Dry Low NOx Burners,Selective Catalytic Reduction |  |  | ARP, CSOSG2E | 1396 45475 | 2000-03-27 | 1978 | Y | 0.23248 | 58.52%
LA | Teche Power Station | 1400 | 3 |  | 2023 | 1405 | 1391.2 | 181604.77 |  | 0.583 | 0.001 | 115410.644 | 0.059 | 205.303 | 0.184 | 1942012.767 | Pipeline Natural Gas | Diesel Oil | Dry bottom wall-fired boiler |  |  |  |  | ARP, CSOSG2E | 1400 3 | 1971-03-09 | 3733 |  | 2.261 | 5.939%
LA | Teche Power Station | 1400 | 4 |  | 2023 | 60 | 50.83 | 1425.96 |  | 0.005 | 0.0008 | 1018.7 | 0.059 | 0.147 | 0.0171 | 17273.7 | Pipeline Natural Gas |  | Combustion turbine |  | Dry Low NOx Burners |  |  | ARP, CSOSG2E | 1400 4 | 2011-04-01 | 449.4 |  | 0.20618 | 0.4388%
LA | Little Gypsy | 1402 | 2 |  | 2023 | 200 | 190.28 | 13079.72 |  | 0.045 | 0.001 | 8945.543 | 0.0598 | 14.374 | 0.0659 | 150482.554 | Pipeline Natural Gas | Diesel Oil | Dry bottom wall-fired boiler |  | Combustion Modification/Fuel Reburning |  |  | ARP, CSOSG2E | 1402 2 | 1965-12-01 | 4755 |  | 2.1979 | 0.3613%
LA | Little Gypsy | 1402 | 3 |  | 2023 | 2199 | 2185.67 | 588349.54 |  | 1.903 | 0.001 | 376890.495 | 0.0588 | 948.498 | 0.2356 | 6341923.96 | Pipeline Natural Gas |  | Dry bottom wall-fired boiler |  | Combustion Modification/Fuel Reburning |  |  | ARP, CSOSG2E | 1402 3 | 1969-02-01 | 6350 |  | 3.2243 | 11.4%
LA | Ninemile Point | 1403 | 4 |  | 2023 | 4034 | 4029.22 | 1569653.18 |  | 4.722 | 0.001 | 935458.589 | 0.059 | 1693.693 | 0.1576 | 15740819.505 | Pipeline Natural Gas | Diesel Oil | Tangentially-fired |  | Combustion Modification/Fuel Reburning |  |  | ARP, CSOSG2E | 1403 4 | 1971-01-01 | 7405 |  | 2.158 | 24.27%
LA | Ninemile Point | 1403 | 5 |  | 2023 | 5875 | 5863.18 | 2302469.6 |  | 6.835 | 0.001 | 1353900.909 | 0.059 | 2725.271 | 0.1756 | 22782011.309 | Pipeline Natural Gas | Diesel Oil | Tangentially-fired |  | Combustion Modification/Fuel Reburning |  |  | ARP, CSOSG2E | 1403 5 | 1973-01-01 | 7450 |  | 2.3673 | 34.91%
LA | Ninemile Point | 1403 | 6A |  | 2023 | 8283 | 8273.48 | 2189428.06 |  | 4.522 | 0.001 | 895537.197 | 0.059 | 101.673 | 0.0139 | 15066086.912 | Pipeline Natural Gas | Diesel Oil | Combined cycle |  | Water Injection,Selective Catalytic Reduction |  |  | ARP, CSOSG2E | 1403 6A | 2014-08-14 | 2200 | Y | 0.092876 | 78.18%
LA | Ninemile Point | 1403 | 6B |  | 2023 | 8300 | 8292.06 | 2198997 |  | 4.54 | 0.001 | 899186.752 | 0.059 | 94.081 | 0.0127 | 15128874.152 | Pipeline Natural Gas | Diesel Oil | Combined cycle |  | Water Injection,Selective Catalytic Reduction |  |  | ARP, CSOSG2E | 1403 6B | 2014-09-04 | 3000 | Y | 0.085567 | 57.57%
LA | Sterlington | 1404 | 7AB |  | 2023 | 0 | 0 | [9 empty] | Pipeline Natural Gas | Diesel Oil | Combined cycle |  |  |  |  | ARP, CSOSG2E | 1404 7AB | 1974-08-01 | 1072 |  |  | 0%
LA | Arsenal Hill Power Plant | 1416 | 5A |  | 2023 | 3709 | 3692.53 | 189481.82 |  | 0.676 | 0.001 | 133864.33 | 0.0592 | 149.569 | 0.114 | 2252533.059 | Pipeline Natural Gas |  | Tangentially-fired |  |  |  |  | ARP, CSOSG2E | 1416 5A | 1960-03-01 | 1274 |  | 1.5787 | 20.18%
LA | Arsenal Hill Power Plant | 1416 | CTG-6A |  | 2023 | 7399 | 7391.2 | 1115730.79 |  | 3.606 | 0.001 | 714222.499 | 0.059 | 61.573 | 0.0104 | 12018097.479 | Pipeline Natural Gas |  | Combined cycle |  | Dry Low NOx Burners,Selective Catalytic Reduction |  |  | ARP, CSOSG2E | 1416 CTG-6A | 2010-02-28 | 2110 | Y | 0.11037 | 65.02%
LA | Arsenal Hill Power Plant | 1416 | CTG-6B |  | 2023 | 7660 | 7653.69 | 1158891.97 |  | 3.716 | 0.001 | 736152.286 | 0.059 | 64.738 | 0.0106 | 12387204.506 | Pipeline Natural Gas |  | Combined cycle |  | Dry Low NOx Burners,Selective Catalytic Reduction |  |  | ARP, CSOSG2E | 1416 CTG-6B | 2010-03-05 | 2110 | Y | 0.11172 | 67.02%
LA | Lieberman Power Plant | 1417 | 3 |  | 2023 | 2011 | 1986.98 | 76189.45 |  | 0.268 | 0.001 | 53105.549 | 0.0611 | 82.819 | 0.1705 | 893527.234 | Pipeline Natural Gas |  | Tangentially-fired |  |  |  |  | ARP, CSOSG2E | 1417 3 | 1957-05-01 | 1170 |  | 2.174 | 8.718%
LA | Lieberman Power Plant | 1417 | 4 |  | 2023 | 1710 | 1691.13 | 69212.24 |  | 0.231 | 0.001 | 45734.657 | 0.0594 | 76.292 | 0.1808 | 769575.627 | Pipeline Natural Gas |  | Tangentially-fired |  |  |  |  | ARP, CSOSG2E | 1417 4 | 1959-04-01 | 1150 |  | 2.2046 | 7.639%
LA | Houma | 1439 | 15 |  | 2023 | 0 | 0 | [9 empty] | Pipeline Natural Gas |  | Dry bottom wall-fired boiler |  |  |  |  | ARP, CSOSG2E | 1439 15 | 1969-05-01 | 450 |  |  | 0%
LA | Houma | 1439 | 16 |  | 2023 | 0 | 0 | [9 empty] | Pipeline Natural Gas |  | Tangentially-fired |  |  |  |  | ARP, CSOSG2E | 1439 16 | 1976-05-01 | 550 |  |  | 0%
LA | Big Cajun 1 | 1464 | 1B1 |  | 2023 | 2301 | 2275.32 | 100071.33 |  | 0.34 | 0.001 | 68061.456 | 0.0601 | 49.602 | 0.0857 | 1131819.612 | Pipeline Natural Gas | Diesel Oil | Dry bottom wall-fired boiler |  | Low NOx Burner Technology (Dry Bottom only),Other |  |  | ARP, CSOSG2E | 1464 1B1 | 1972-05-01 | 1250 |  | 0.99133 | 10.34%
LA | Big Cajun 1 | 1464 | 1B2 |  | 2023 | 1531 | 1511.21 | 64270.58 |  | 0.234 | 0.001 | 46829.914 | 0.06 | 29.546 | 0.0725 | 779145.713 | Pipeline Natural Gas | Diesel Oil | Dry bottom wall-fired boiler |  | Low NOx Burner Technology (Dry Bottom only),Other |  |  | ARP, CSOSG2E | 1464 1B2 | 1972-02-01 | 1250 |  | 0.91943 | 7.115%
LA | Big Cajun 1 | 1464 | CTG1 |  | 2023 | 857 | 769.01 | 56238.19 |  | 0.228 | 0.001 | 45742.566 | 0.0599 | 25.682 | 0.0776 | 761453.965 | Pipeline Natural Gas |  | Combustion turbine |  | Dry Low NOx Burners |  |  | ARP, CSOSG2E | 1464 CTG1 | 2001-06-01 | 1638 |  | 0.91333 | 5.307%
LA | Big Cajun 1 | 1464 | CTG2 |  | 2023 | 891 | 807.73 | 57596.26 |  | 0.234 | 0.001 | 46931.26 | 0.0601 | 26.368 | 0.0827 | 779707.75 | Pipeline Natural Gas |  | Combustion turbine |  | Dry Low NOx Burners |  |  | ARP, CSOSG2E | 1464 CTG2 | 2001-07-01 | 1638 |  | 0.91562 | 5.434%
ME | William F Wyman | 1507 | 3 |  | 2023 | 309 | 291.94 | 3164.94 |  | 13.999 | 0.5193 | 4523.441 | 0.1144 | 3.015 | 0.0803 | 53301.325 | Residual Oil |  | Tangentially-fired |  | Other | Cyclone |  | ARP, MATS, RGGI | 1507 3 | 1965-01-01 | 1190 |  | 1.9052 | 0.5113%
ME | William F Wyman | 1507 | 4 |  | 2023 | 235 | 224 | 38861.17 |  | 122.018 | 0.4809 | 39652.32 | 0.5964 | 40.013 | 0.1351 | 464931.068 | Residual Oil |  | Dry bottom wall-fired boiler |  | Combustion Modification/Fuel Reburning | Electrostatic Precipitator |  | ARP, MATS, RGGI | 1507 4 | 1978-12-05 | 6290 |  | 2.0593 | 0.8438%
MD | Herbert A Wagner | 1554 | 1 |  | 2023 | 404 | 393.07 | 9591.04 |  | 1.634 | 0.1058 | 2404.947 | 0.0701 | 1.491 | 0.0875 | 34931.975 | Pipeline Natural Gas | Other Oil | Dry bottom wall-fired boiler |  |  | Electrostatic Precipitator |  | ARP, CSNOX, CSOSG3, CSSO2G1, MATS, RGGI | 1554 1 | 1955-12-01 | 1504 |  | 0.31092 | 0.2651%
MD | Herbert A Wagner | 1554 | 2 |  | 2023 | 1597 | 1584.48 |  |  | 0.038 | 0.001 | 7479.236 | 0.0595 | 1.533 | 0.0241 | 125828.331 | Pipeline Natural Gas |  | Dry bottom wall-fired boiler |  | Low NOx Burner Technology (Dry Bottom only),Selective Non-catalytic Reduction | Electrostatic Precipitator |  | ARP, CSNOX, CSOSG3, CSSO2G1, RGGI | 1554 2 | 1958-12-01 | 250 | Y |  | 5.746%
MD | Herbert A Wagner | 1554 | 3 |  | 2023 | 598 | 588.41 | 57291.2 |  | 280.202 | 0.6801 | 71880.126 | 0.1019 | 26.895 | 0.1065 | 700591.16 | Coal |  | Dry bottom wall-fired boiler |  | Low NOx Burner Technology w/ Overfire Air,Selective Catalytic Reduction | Electrostatic Precipitator |  | ARP, CSNOX, CSOSG3, CSSO2G1, MATS, RGGI | 1554 3 | 1966-06-01 | 2740 | Y | 0.93889 | 2.919%
MD | Herbert A Wagner | 1554 | 4 |  | 2023 | 393 | 381.35 | 25306.75 |  | 5.589 | 0.158 | 5791.003 | 0.0735 | 10.207 | 0.2691 | 80563.52 | Other Oil | Pipeline Natural Gas | Dry bottom wall-fired boiler |  |  | Electrostatic Precipitator |  | ARP, CSNOX, CSOSG3, CSSO2G1, MATS, RGGI | 1554 4 | 1972-06-01 | 4800 |  | 0.80666 | 0.1916%
MD | Perryman | 1556 | **51 |  | 2023 | 1201 | 1021.64 | 136831.13 |  | 0.477 | 0.001 | 93676.604 | 0.0594 | 34.577 | 0.0602 | 1570871.93 | Pipeline Natural Gas | Diesel Oil | Combustion turbine |  | Water Injection |  |  | ARP, CSNOX, CSOSG3, CSSO2G1, RGGI | 1556 **51 | 1995-06-01 | 1900 |  | 0.5054 | 9.438%
MD | Perryman | 1556 | 2024-06-01 | CS6A | 2023 | 2047 | 1821.21 | 98007.61 |  | 0.296 | 0.001 | 58435.251 | 0.0593 | 5.21 | 0.0205 | 981598.328 | Pipeline Natural Gas | Diesel Oil | Combustion turbine |  | Water Injection,Selective Catalytic Reduction |  |  | ARP, CSNOX, CSOSG3, CSSO2G1, RGGI | 1556 45444 | 2015-05-09 | 633 | Y | 0.10632 | 17.7%
MD | Perryman | 1556 | 2024-06-02 | CS6A | 2023 | 359 | 303.76 | 16325.29 |  | 0.049 | 0.001 | 9692.466 | 0.0592 | 0.995 | 0.0249 | 163092.883 | Pipeline Natural Gas | Diesel Oil | Combustion turbine |  | Water Injection,Selective Catalytic Reduction |  |  | ARP, CSNOX, CSOSG3, CSSO2G1, RGGI | 1556 45445 | 2015-05-29 | 633.2 | Y | 0.1219 | 2.94%
MD | Perryman | 1556 | CT1 |  | 2023 | 76 | 53.75 | 1900.77 |  | 0.02 | 0.0013 | 2417.437 | 0.081 | 9.943 | 0.5722 | 29794.53 | Diesel Oil |  | Combustion turbine |  |  |  |  | CSNOX, CSOSG3, CSSO2G1, RGGI | 1556 CT1 | 1972-01-11 | 817 |  | 10.4621 | 0.4163%
MD | Perryman | 1556 | CT3 |  | 2023 | 73 | 51.22 | 1763.02 |  | 0.021 | 0.0014 | 2360.56 | 0.081 | 9.304 | 0.529 | 29092.527 | Diesel Oil |  | Combustion turbine |  |  |  |  | CSNOX, CSOSG3, CSSO2G1, RGGI | 1556 CT3 | 1972-04-29 | 830 |  | 10.5546 | 0.4001%
MD | Perryman | 1556 | CT4 |  | 2023 | 55 | 36.51 | 1219.56 |  | 0.012 | 0.0011 | 1595.631 | 0.081 | 5.012 | 0.4541 | 19663.47 | Diesel Oil |  | Combustion turbine |  |  |  |  | CSNOX, CSOSG3, CSSO2G1, RGGI | 1556 CT4 | 1970-09-25 | 830 |  | 8.2194 | 0.2704%
MD | Vienna | 1564 | 8 |  | 2023 | 175 | 163.64 | 6611.05 |  | 101.596 | 1.2145 | 12159.089 | 0.081 | 20.159 | 0.2301 | 149853.059 | Residual Oil |  | Tangentially-fired |  |  |  |  | ARP, CSNOX, CSOSG3, CSSO2G1, MATS, RGGI | 1564 8 | 1971-12-01 | 2400 |  | 6.0986 | 0.7128%
MD | Chalk Point | 1571 | 3 |  | 2023 | 1050 | 1035.64 | 424844.37 |  | 6.404 | 0.0502 | 268340.644 | 0.0578 | 236.241 | 0.0906 | 4526704.486 | Pipeline Natural Gas | Residual Oil | Tangentially-fired |  | Overfire Air |  |  | ARP, CSNOX, CSOSG3, CSSO2G1, MATS, RGGI | 1571 3 | 1975-06-01 | 7366 |  | 1.1121 | 7.015%
MD | Chalk Point | 1571 | 4 |  | 2023 | 871 | 852.22 | 330996.83 |  | 8.57 | 0.0555 | 227205.339 | 0.0586 | 211.43 | 0.0925 | 3832768.766 | Pipeline Natural Gas | Residual Oil | Tangentially-fired |  | Overfire Air |  |  | ARP, CSNOX, CSOSG3, CSSO2G1, MATS, RGGI | 1571 4 | 1981-12-01 | 9817 |  | 1.2775 | 4.457%
MD | Chalk Point | 1571 | GT2 |  | 2023 | 14 | 9.48 | 176.77 |  | 0.486 | 0.3099 | 259.8 | 0.0754 | 1.923 | 1.1999 | 3204.9 | Diesel Oil |  | Combustion turbine |  |  |  |  | CSNOX, CSOSG3, CSSO2G1, RGGI | 1571 GT2 | 1974-06-01 | 420 |  | 21.7571 | 0.08711%
MD | Chalk Point | 1571 | **GT3 |  | 2023 | 63 | 47.02 | 3375.41 |  | 0.991 | 0.0469 | 2997.6 | 0.0629 | 2.051 | 0.0865 | 47198.8 | Pipeline Natural Gas | Diesel Oil | Combustion turbine |  | Water Injection |  |  | ARP, CSNOX, CSOSG3, CSSO2G1, RGGI | 1571 **GT3 | 1991-06-01 | 1187 |  | 1.2153 | 0.4539%
MD | Chalk Point | 1571 | **GT4 |  | 2023 | 134 | 99.3 | 7115.66 |  | 0.457 | 0.0134 | 5746.2 | 0.059 | 3.789 | 0.0801 | 95810 | Pipeline Natural Gas | Diesel Oil | Combustion turbine |  | Water Injection |  |  | ARP, CSNOX, CSOSG3, CSSO2G1, RGGI | 1571 **GT4 | 1991-06-01 | 1187 |  | 1.065 | 0.9214%
MD | Chalk Point | 1571 | **GT5 |  | 2023 | 65 | 48.64 | 4511.64 |  | 1.237 | 0.0404 | 3732.2 | 0.0623 | 3.005 | 0.1002 | 58757.2 | Pipeline Natural Gas | Diesel Oil | Combustion turbine |  | Water Injection |  |  | ARP, CSNOX, CSOSG3, CSSO2G1, RGGI | 1571 **GT5 | 1991-06-01 | 1354 |  | 1.3321 | 0.4954%
MD | Chalk Point | 1571 | **GT6 |  | 2023 | 103 | 79.14 | 7756.47 |  | 0.031 | 0.0009 | 6088.7 | 0.0591 | 4.438 | 0.0868 | 103192.1 | Pipeline Natural Gas | Diesel Oil | Combustion turbine |  | Water Injection |  |  | ARP, CSNOX, CSOSG3, CSSO2G1, RGGI | 1571 **GT6 | 1991-06-01 | 1354 |  | 1.1443 | 0.87%
MD | Chalk Point | 1571 | SMECO |  | 2023 | 28 | 16.29 | 569.58 |  | 1.392 | 0.2781 | 837.2 | 0.0788 | 0.761 | 0.1458 | 10763.9 | Pipeline Natural Gas | Diesel Oil | Combustion turbine |  | Water Injection |  |  | CSNOX, CSOSG3, CSSO2G1, RGGI | 1571 SMECO | 1990-06-01 | 940 |  | 2.6721 | 0.1307%
MD | Dickerson | 1572 | GT2 |  | 2023 | 1438 | 1248.61 | 139751.93 |  | 0.579 | 0.0012 | 103632.088 | 0.0591 | 94.115 | 0.109 | 1742921.328 | Pipeline Natural Gas | Diesel Oil | Combustion turbine |  | Water Injection |  |  | ARP, CSNOX, CSOSG3, CSSO2G1, RGGI | 1572 GT2 | 1992-06-01 | 1850 |  | 1.3469 | 10.75%
MD | Dickerson | 1572 | GT3 |  | 2023 | 1553 | 1372.96 | 157641.97 |  | 0.64 | 0.0013 | 114662.192 | 0.0592 | 74.766 | 0.0776 | 1928500.382 | Pipeline Natural Gas | Diesel Oil | Combustion turbine |  | Water Injection |  |  | ARP, CSNOX, CSOSG3, CSSO2G1, RGGI | 1572 GT3 | 1993-06-01 | 1915 |  | 0.94855 | 11.5%
MD | Morgantown | 1573 | GT3 |  | 2023 | 21 | 9.57 | 242.94 |  | 0.486 | 0.3035 | 259.4 | 0.0808 | 0.832 | 0.5187 | 3204.9 | Diesel Oil |  | Combustion turbine |  |  |  |  | CSNOX, CSOSG3, CSSO2G1, RGGI | 1573 GT3 | 1973-06-01 | 705 |  | 6.8494 | 0.05189%
MD | Morgantown | 1573 | GT4 |  | 2023 | 12 | 6.75 | 214.09 |  | 0.482 | 0.303 | 257.7 | 0.0809 | 0.825 | 0.5192 | 3180 | Diesel Oil |  | Combustion turbine |  |  |  |  | CSNOX, CSOSG3, CSSO2G1, RGGI | 1573 GT4 | 1973-06-01 | 690 |  | 7.707 | 0.05261%
MD | Morgantown | 1573 | GT5 |  | 2023 | 0 | 0 | [9 empty] | Diesel Oil |  | Combustion turbine |  |  |  |  | CSNOX, CSOSG3, CSSO2G1, RGGI | 1573 GT5 | 1973-06-01 | 670 |  |  | 0%
MD | Morgantown | 1573 | GT6 |  | 2023 | 0 | 0 | [9 empty] | Diesel Oil |  | Combustion turbine |  |  |  |  | CSNOX, CSOSG3, CSSO2G1, RGGI | 1573 GT6 | 1973-06-01 | 654 |  |  | 0%
MA | Mystic | 1588 | 81 |  | 2023 | 1189 | 1172.36 | 332521.23 |  | 0.718 | 0.001 | 142316.944 | 0.0591 | 9.227 | 0.0115 | 2394750.295 | Pipeline Natural Gas |  | Combined cycle |  | Selective Catalytic Reduction |  |  | ARP, RGGI, SIPNOX | 1588 81 | 2002-09-11 | 3048 | Y | 0.055497 | 8.969%
MA | Mystic | 1588 | 82 |  | 2023 | 1210 | 1196.76 | 334200.86 |  | 0.726 | 0.001 | 143828.124 | 0.0591 | 9.554 | 0.0119 | 2420175.688 | Pipeline Natural Gas |  | Combined cycle |  | Selective Catalytic Reduction |  |  | ARP, RGGI, SIPNOX | 1588 82 | 2002-12-12 | 3005.1 | Y | 0.057175 | 9.194%
MA | Mystic | 1588 | 93 |  | 2023 | 1234 | 1217.45 | 337613.23 |  | 0.738 | 0.001 | 146251.056 | 0.059 | 9.001 | 0.0101 | 2460961.233 | Pipeline Natural Gas |  | Combined cycle |  | Selective Catalytic Reduction |  |  | ARP, RGGI, SIPNOX | 1588 93 | 2003-03-23 | 3107 | Y | 0.053321 | 9.042%
MA | Mystic | 1588 | 94 |  | 2023 | 1238 | 1223.29 | 333373.32 |  | 0.731 | 0.001 | 144889.105 | 0.059 | 9.102 | 0.0109 | 2438066.507 | Pipeline Natural Gas |  | Combined cycle |  | Selective Catalytic Reduction |  |  | ARP, RGGI, SIPNOX | 1588 94 | 2003-04-21 | 3086 | Y | 0.054605 | 9.019%
MA | Medway Station | 1592 | J1T1 |  | 2023 | 68 | 42.84 | 574.67 |  |  |  | 1361.7 | 0.081 | 4.534 | 0.5393 | 16806.1 | Diesel Oil | Pipeline Natural Gas | Combustion turbine |  |  |  |  | RGGI, SIPNOX | 1592 J1T1 | 1970-01-01 | 392 |  | 15.7795 | 0.4894%
MA | Medway Station | 1592 | J1T2 |  | 2023 | 64 | 36.72 | 447.01 |  |  |  | 1167.2 | 0.081 | 3.926 | 0.5451 | 14405.4 | Diesel Oil | Pipeline Natural Gas | Combustion turbine |  |  |  |  | RGGI, SIPNOX | 1592 J1T2 | 1970-01-01 | 392 |  | 17.5656 | 0.4195%
MA | Medway Station | 1592 | J2T1 |  | 2023 | 73 | 44.36 | 567 |  |  |  | 1410.1 | 0.081 | 4.132 | 0.4749 | 17402.5 | Diesel Oil | Pipeline Natural Gas | Combustion turbine |  |  |  |  | RGGI, SIPNOX | 1592 J2T1 | 1970-01-01 | 392 |  | 14.575 | 0.5068%
MA | Medway Station | 1592 | J2T2 |  | 2023 | 65 | 40.88 | 468.76 |  |  |  | 1299.3 | 0.081 | 3.969 | 0.4951 | 16037 | Diesel Oil | Pipeline Natural Gas | Combustion turbine |  |  |  |  | RGGI, SIPNOX | 1592 J2T2 | 1970-01-01 | 392 |  | 16.934 | 0.467%
MA | Medway Station | 1592 | J3T1 |  | 2023 | 122 | 74.99 | 832.91 |  |  |  | 2383.6 | 0.0811 | 6.986 | 0.475 | 29418.7 | Diesel Oil | Pipeline Natural Gas | Combustion turbine |  |  |  |  | RGGI, SIPNOX | 1592 J3T1 | 1970-01-01 | 392 |  | 16.7749 | 0.8567%
MA | Medway Station | 1592 | J3T2 |  | 2023 | 109 | 70.49 | 815.99 |  |  |  | 2240.6 | 0.081 | 6.983 | 0.5051 | 27653.7 | Diesel Oil | Pipeline Natural Gas | Combustion turbine |  |  |  |  | RGGI, SIPNOX | 1592 J3T2 | 1970-01-01 | 392 |  | 17.1154 | 0.8053%
MA | Kendall Green Energy LLC | 1595 | 2 |  | 2023 | 1317 | 841.89 |  | 23250.23 | 0.016 | 0.001 | 3092.964 | 0.0593 | 2.954 | 0.0742 | 52043.606 | Pipeline Natural Gas | Residual Oil | Dry bottom wall-fired boiler |  |  |  |  | ARP, RGGI, SIPNOX | 1595 2 | 1949-06-01 | 273 |  |  | 2.176%
MA | Kendall Green Energy LLC | 1595 | 3 |  | 2023 | 1684 | 1345.93 |  | 70532.26 | 0.037 | 0.001 | 7416.954 | 0.0594 | 4.917 | 0.0576 | 124779.921 | Pipeline Natural Gas | Residual Oil | Dry bottom wall-fired boiler |  | Low NOx Burner Technology (Dry Bottom only) |  |  | ARP, RGGI, SIPNOX | 1595 3 | 1954-11-01 | 409 |  |  | 3.483%
MA | Kendall Green Energy LLC | 1595 | 4 |  | 2023 | 8277 | 8267.03 | 2246107.61 |  | 4.326 | 0.001 | 855829.421 | 0.0591 | 46.599 | 0.0076 | 14377984.849 | Pipeline Natural Gas | Diesel Oil | Combined cycle |  | Dry Low NOx Burners,Selective Catalytic Reduction |  |  | ARP, RGGI, SIPNOX | 1595 4 | 2002-08-08 | 2450 | Y | 0.041493 | 66.99%
MA | Canal Station | 1599 | 1 |  | 2023 | 101 | 96.17 | 28780.14 |  | 42.471 | 0.3096 | 22270.035 | 0.081 | 21.575 | 0.1378 | 274448.842 | Residual Oil |  | Dry bottom wall-fired boiler |  | Low NOx Burner Technology w/ Overfire Air,Other,Selective Catalytic Reduction,Combustion Modification/Fuel Reburning | Electrostatic Precipitator |  | ARP, MATS, RGGI, SIPNOX | 1599 1 | 1968-07-01 | 5450 | Y | 1.4993 | 0.5749%
MA | Canal Station | 1599 | 2 |  | 2023 | 265 | 258.68 | 58696.53 |  | 34.341 | 0.0832 | 39780.665 | 0.065 | 35.357 | 0.0918 | 588570.01 | Pipeline Natural Gas | Residual Oil | Dry bottom wall-fired boiler |  | Low NOx Burner Technology w/ Overfire Air,Overfire Air,Combustion Modification/Fuel Reburning | Electrostatic Precipitator |  | ARP, MATS, RGGI, SIPNOX | 1599 2 | 1976-02-01 | 6213.1 |  | 1.2047 | 1.081%
MA | Canal Station | 1599 | 3 |  | 2023 | 9 | 6.53 | 1391.23 |  | 0.005 | 0.001 | 1142.372 | 0.0698 | 0.139 | 0.0238 | 15227.421 | Pipeline Natural Gas | Diesel Oil | Combustion turbine |  | Dry Low NOx Burners,Water Injection,Selective Catalytic Reduction |  |  | ARP, RGGI, SIPNOX | 1599 3 | 2019-04-05 | 3667.4 | Y | 0.19982 | 0.0474%
MA | Potter | 1660 | 3 |  | 2023 | 0 | 0 | [9 empty] | Pipeline Natural Gas | Diesel Oil | Combined cycle |  | Steam Injection |  |  | RGGI, SIPNOX | 1660 3 | 1977-04-01 | 975 |  |  | 0%
MA | Potter | 1660 | 4 |  | 2023 | 526 | 363.29 | 14792.29 |  | 0.046 | 0.001 | 9065.377 | 0.062 | 0.932 | 0.0177 | 146356.511 | Pipeline Natural Gas | Diesel Oil | Combustion turbine |  | Water Injection,Ammonia Injection,Selective Catalytic Reduction |  |  | ARP, RGGI, SIPNOX | 1660 4 | 2009-04-28 | 565 | Y | 0.12601 | 2.957%
MA | Potter | 1660 | 5 |  | 2023 | 647 | 442.93 | 17691.46 |  | 0.055 | 0.001 | 10972.448 | 0.0618 | 1.417 | 0.022 | 176757.378 | Pipeline Natural Gas | Diesel Oil | Combustion turbine |  | Water Injection,Ammonia Injection,Selective Catalytic Reduction |  |  | ARP, RGGI, SIPNOX | 1660 5 | 2009-04-21 | 565 | Y | 0.16019 | 3.571%
MA | Waters River | 1678 | 2 | CP1 | 2023 | 109 | 74.49 | 2191.19 |  |  |  | 1924.1 | 0.0715 | 6.374 | 0.6963 | 27420 | Pipeline Natural Gas | Diesel Oil | Combustion turbine |  | Water Injection |  |  | RGGI, SIPNOX | 1678 2 | 1990-11-05 | 485.9 |  | 5.8178 | 0.6442%
MA | Cleary Flood | 1682 | 9 |  | 2023 | 1020 | 902.34 | 52713.74 |  | 0.382 | 0.0019 | 33940.177 | 0.0603 | 45.314 | 0.1428 | 561871.236 | Pipeline Natural Gas | Diesel Oil | Other boiler |  | Low NOx Burner Technology w/ Overfire Air |  |  | ARP, RGGI, SIPNOX | 1682 9 | 1975-07-01 | 1334 |  | 1.7192 | 4.808%
MI | Dan E Karn | 1702 | 1 |  | 2023 | 2655 | 2650.61 | 489722.48 |  | 148.509 | 0.0575 | 542716.167 | 0.105 | 149.95 | 0.0588 | 5174620.282 | Coal | Diesel Oil | Tangentially-fired | Dry Lime FGD | Selective Catalytic Reduction | Baghouse | Halogenated PAC Sorbent Injection | ARP, CSNOX, CSOSG3, CSSO2G1, MATS | 1702 1 | 1956-07-01 | 3400 | Y | 0.61239 | 17.37%
MI | Dan E Karn | 1702 | 2 |  | 2023 | 811 | 810.03 | 186608.61 |  | 51.463 | 0.0557 | 195275.443 | 0.105 | 58.206 | 0.0628 | 1861881.789 | Coal | Diesel Oil | Dry bottom wall-fired boiler | Dry Lime FGD | Low NOx Burner Technology w/ Overfire Air,Selective Catalytic Reduction | Baghouse | Halogenated PAC Sorbent Injection | ARP, CSNOX, CSOSG3, CSSO2G1, MATS | 1702 2 | 1956-07-01 | 3100 | Y | 0.62383 | 6.856%
MI | Dan E Karn | 1702 | 3 | CS0009 | 2023 | 244 | 227.92 |  | 213201.16 | 34.668 | 0.0997 | 20718.538 | 0.0604 | 30.656 | 0.0821 | 323594.422 | Pipeline Natural Gas | Residual Oil | Dry bottom wall-fired boiler |  | Low NOx Burner Technology (Dry Bottom only) |  |  | ARP, CSNOX, CSOSG3, CSSO2G1 | 1702 3 | 1974-01-01 | 10856.4 |  |  | 0.3403%
MI | Dan E Karn | 1702 | 4 | CS0009 | 2023 | 389 | 375.32 |  | 280669.97 | 3.208 | 0.0253 | 24756.386 | 0.059 | 20.117 | 0.0745 | 417552.992 | Pipeline Natural Gas | Residual Oil | Dry bottom wall-fired boiler |  | Low NOx Burner Technology (Dry Bottom only) |  |  | ARP, CSNOX, CSOSG3, CSSO2G1 | 1702 4 | 1977-01-01 | 11475.5 |  |  | 0.4154%
MI | J H Campbell | 1710 | 1 |  | 2023 | 6427 | 6416.25 | 1343999.5 |  | 1825.247 | 0.2628 | 1426936.33 | 0.105 | 1066.561 | 0.1601 | 13605385.301 | Coal |  | Tangentially-fired | Dry Sorbent Injection | Low NOx Burner Technology w/ Closed-coupled/Separated OFA | Baghouse | Halogenated PAC Sorbent Injection | ARP, CSNOX, CSOSG3, CSSO2G1, MATS | 1710 1 | 1962-08-01 | 3237 |  | 1.5871 | 47.98%
MI | J H Campbell | 1710 | 2 |  | 2023 | 3842 | 3836.13 | 858609.6 |  | 1178.21 | 0.2728 | 892125.784 | 0.105 | 213.087 | 0.0515 | 8506133.552 | Coal |  | Cell burner boiler | Dry Sorbent Injection | Low NOx Cell Burner,Selective Catalytic Reduction | Baghouse | Halogenated PAC Sorbent Injection | ARP, CSNOX, CSOSG3, CSSO2G1, MATS | 1710 2 | 1967-05-01 | 4270 | Y | 0.49635 | 22.74%
MI | J H Campbell | 1710 | 3 |  | 2023 | 6553 | 6542.49 | 4949709.45 |  | 1217.085 | 0.0551 | 4995109.546 | 0.105 | 1254.203 | 0.0536 | 47626885.932 | Coal |  | Dry bottom wall-fired boiler | Dry Lime FGD | Low NOx Burner Technology w/ Overfire Air,Selective Catalytic Reduction | Baghouse | Halogenated PAC Sorbent Injection | ARP, CSNOX, CSOSG3, CSSO2G1, MATS | 1710 3 | 1980-06-01 | 9909.7 | Y | 0.50678 | 54.86%
MI | Delray | 1728 | CTG111 |  | 2023 | 212 | 186.66 | 12064.76 |  | 0.044 | 0.001 | 8636.918 | 0.0591 | 2.355 | 0.0327 | 145332.825 | Pipeline Natural Gas |  | Combustion turbine |  | Dry Low NOx Burners |  |  | ARP, CSNOX, CSOSG3, CSSO2G1 | 1728 CTG111 | 1999-09-03 | 1000 |  | 0.39039 | 1.659%
MI | Delray | 1728 | CTG121 |  | 2023 | 183 | 166.19 | 10770.92 |  | 0.035 | 0.001 | 6934.589 | 0.059 | 2.519 | 0.0433 | 116677.862 | Pipeline Natural Gas |  | Combustion turbine |  | Dry Low NOx Burners |  |  | ARP, CSNOX, CSOSG3, CSSO2G1 | 1728 CTG121 | 1999-12-14 | 950 |  | 0.46774 | 1.402%
MI | Hancock Peakers | 1730 | CTG121 |  | 2023 | 38 | 31.84 | 1184.16 |  | 0.005 | 0.0008 | 990.4 | 0.0574 | 5.877 | 0.7004 | 16790.5 | Pipeline Natural Gas |  | Combustion turbine |  |  |  |  | CSNOX, CSOSG3, CSSO2G1 | 1730 CTG121 | 1970-05-21 | 514.1 |  | 9.926 | 0.3728%
MI | Hancock Peakers | 1730 | CTG122 |  | 2023 | 42 | 34.05 | 1266.93 |  | 0.005 | 0.0008 | 1075.2 | 0.059 | 6.378 | 0.7002 | 18220.4 | Pipeline Natural Gas |  | Combustion turbine |  |  |  |  | CSNOX, CSOSG3, CSSO2G1 | 1730 CTG122 | 1966-04-30 | 514.1 |  | 10.0684 | 0.4046%
MI | Monroe | 1733 | 1 |  | 2023 | 4777 | 4764.72 | 2581033.15 |  | 670.284 | 0.0513 | 2616719.419 | 0.105 | 752.313 | 0.0652 | 24949238.368 | Coal | Diesel Oil | Cell burner boiler | Wet Limestone | Low NOx Cell Burner,Selective Catalytic Reduction | Electrostatic Precipitator |  | ARP, CSNOX, CSOSG3, CSSO2G1, MATS | 1733 1 | 1971-03-01 | 8000 | Y | 0.58295 | 35.6%
MI | Monroe | 1733 | 2 |  | 2023 | 7782 | 7774.43 | 4052737.05 |  | 754.274 | 0.0373 | 4180434.525 | 0.105 | 1303.847 | 0.0677 | 39859248.904 | Coal | Diesel Oil | Cell burner boiler | Wet Limestone | Low NOx Cell Burner,Selective Catalytic Reduction | Electrostatic Precipitator |  | ARP, CSNOX, CSOSG3, CSSO2G1, MATS | 1733 2 | 1972-12-01 | 8220 | Y | 0.64344 | 55.35%
MI | Monroe | 1733 | 3 |  | 2023 | 6623 | 6602.17 | 3321869.2 |  | 800.14 | 0.0601 | 3213600.145 | 0.1049 | 960.752 | 0.0669 | 30624081.407 | Coal | Diesel Oil | Cell burner boiler | Wet Limestone | Low NOx Cell Burner,Selective Catalytic Reduction | Electrostatic Precipitator |  | ARP, CSNOX, CSOSG3, CSSO2G1, MATS | 1733 3 | 1973-02-01 | 8200 | Y | 0.57844 | 42.63%
MI | Monroe | 1733 | 4 |  | 2023 | 5341 | 5323.79 | 2571451.43 |  | 611.17 | 0.0552 | 2465466.826 | 0.105 | 807.972 | 0.0768 | 23494723.535 | Coal | Diesel Oil | Cell burner boiler | Wet Limestone | Low NOx Cell Burner,Selective Catalytic Reduction | Electrostatic Precipitator |  | ARP, CSNOX, CSOSG3, CSSO2G1, MATS | 1733 4 | 1974-02-01 | 8005 | Y | 0.62842 | 33.5%
MI | Wyandotte | 1866 | 5 |  | 2023 | 0 | 0 | [9 empty] | Pipeline Natural Gas |  | Stoker |  |  |  |  | ARP, CSNOX, CSOSG3, CSSO2G1 | 1866 5 | 1958-06-01 | 260 |  |  | 0%
MI | Wyandotte | 1866 | 7 |  | 2023 | 0 | 0 | [9 empty] | Pipeline Natural Gas |  | Dry bottom wall-fired boiler |  | Low NOx Burner Technology (Dry Bottom only) | Electrostatic Precipitator |  | ARP, CSNOX, CSOSG3, CSSO2G1 | 1866 7 | 1982-07-15 | 439 |  |  | 0%
MN | Laskin Energy Center | 1891 | 1 | CS0001 | 2023 | 2275 | 2248.74 | 59763.53 |  | 0.645 | 0.002 | 45623.399 | 0.0593 | 35.684 | 0.0946 | 767697.829 | Natural Gas |  | Tangentially-fired |  | Low NOx Burner Technology w/ Separated OFA |  |  | ARP, CSNOX, CSSO2G2 | 1891 1 | 1953-04-29 | 660 |  | 1.1942 | 13.28%
MN | Laskin Energy Center | 1891 | 2 | CS0001 | 2023 | 1908 | 1884.26 | 49543.33 |  | 0.544 | 0.002 | 38491.779 | 0.0592 | 31.114 | 0.0979 | 647716.151 | Natural Gas |  | Tangentially-fired |  | Low NOx Burner Technology w/ Separated OFA |  |  | ARP, CSNOX, CSSO2G2 | 1891 2 | 1953-08-29 | 660 |  | 1.256 | 11.2%
MN | Boswell Energy Center | 1893 | 3 |  | 2023 | 7762 | 7741.47 | 2335890.93 |  | 170.832 | 0.0161 | 2464472.846 | 0.1038 | 648.701 | 0.054 | 23522734.159 | Coal | Pipeline Natural Gas | Tangentially-fired | Wet Limestone | Low NOx Burner Technology w/ Separated OFA,Ammonia Injection,Selective Catalytic Reduction | Baghouse | Untreated PAC Sorbent Injection | ARP, CSNOX, CSSO2G2, MATS | 1893 3 | 1973-02-01 | 4500 | Y | 0.55542 | 59.67%
MN | Boswell Energy Center | 1893 | 4 |  | 2023 | 6589 | 6579.52 | 3167054.45 |  | 407.793 | 0.0271 | 3218145.5 | 0.104 | 1686.603 | 0.1071 | 30706645.935 | Coal |  | Tangentially-fired | Dry Sorbent Injection | Selective Non-catalytic Reduction,Low NOx Burner Technology w/ Closed-coupled/Separated OFA | Baghouse | Halogenated PAC Sorbent Injection | ARP, CSNOX, CSSO2G2, MATS | 1893 4 | 1980-05-01 | 7000 | Y | 1.0651 | 50.08%
MN | Hibbard Energy Center | 1897 | 3 | CS0001 | 2023 | 3150 | 3119.66 |  | 500889.83 | 21.531 | 0.0475 | 88736.528 | 0.1021 | 141.374 | 0.3196 | 853345.747 | Wood | Coal | Stoker |  |  | Electrostatic Precipitator |  | ARP, CSNOX, CSSO2G2 | 1897 3 | 1949-07-01 | 686 |  |  | 14.2%
MN | Hibbard Energy Center | 1897 | 4 | CS0001 | 2023 | 2233 | 2204.69 |  | 314691.83 | 14.61 | 0.0521 | 53211.813 | 0.1014 | 85.371 | 0.3153 | 512576.371 | Wood | Coal | Stoker |  |  | Electrostatic Precipitator |  | ARP, CSNOX, CSSO2G2 | 1897 4 | 1951-03-01 | 661 |  |  | 8.852%
MN | Black Dog | 1904 | 5 |  | 2023 | 5556 | 5493.59 | 1420854.76 |  | 3.258 | 0.001 | 638399.695 | 0.059 | 79.04 | 0.0187 | 10742291.129 | Pipeline Natural Gas |  | Combined cycle |  | Selective Catalytic Reduction |  |  | ARP, CSNOX, CSSO2G2 | 1904 5 | 2002-06-14 | 2900 | Y | 0.11126 | 42.29%
MN | Black Dog | 1904 | 6 |  | 2023 | 2595 | 2430.05 | 413243.43 |  | 1.352 | 0.001 | 267780.68 | 0.059 | 64.816 | 0.0311 | 4505877.331 | Pipeline Natural Gas |  | Combustion turbine |  |  |  |  | ARP, CSNOX, CSSO2G2 | 1904 6 | 2018-03-21 | 2420 |  | 0.31369 | 21.25%
MN | High Bridge | 1912 | 7 |  | 2023 | 5305 | 5260.37 | 1347939.82 |  | 2.972 | 0.001 | 588712.001 | 0.059 | 65.717 | 0.014 | 9906248.558 | Pipeline Natural Gas |  | Combined cycle |  | Dry Low NOx Burners,Selective Catalytic Reduction |  |  | ARP, CSNOX, CSSO2G2 | 1912 7 | 2008-02-13 | 2400 | Y | 0.097507 | 47.12%
MN | High Bridge | 1912 | 8 |  | 2023 | 4569 | 4528.53 | 1158463.4 |  | 2.532 | 0.001 | 501648.778 | 0.059 | 56.458 | 0.0144 | 8441126.127 | Pipeline Natural Gas |  | Combined cycle |  | Dry Low NOx Burners,Selective Catalytic Reduction |  |  | ARP, CSNOX, CSSO2G2 | 1912 8 | 2008-02-27 | 2400 | Y | 0.09747 | 40.15%
MN | Inver Hills | 1913 | 1 |  | 2023 | 391 | 333.77 | 6604.35 |  | 0.038 | 0.001 |  |  | 13.483 | 0.2064 | 125126.189 | Pipeline Natural Gas | Diesel Oil | Combustion turbine |  |  |  |  | CSNOX, CSSO2G2 | 1913 1 | 1972-01-01 | 852.5 |  | 4.0831 | 1.676%
MN | Inver Hills | 1913 | 2 |  | 2023 | 297 | 260.72 | 8159.95 |  | 0.083 | 0.0042 |  |  | 50.331 | 0.647 | 177759.2 | Pipeline Natural Gas | Diesel Oil | Combustion turbine |  |  |  |  | CSNOX, CSSO2G2 | 1913 2 | 1972-01-01 | 728.4 |  | 12.3361 | 2.786%
MN | Inver Hills | 1913 | 3 |  | 2023 | 358 | 303.6 | 9352.27 |  | 0.924 | 0.0154 |  |  | 31.044 | 0.4346 | 144551.2 | Pipeline Natural Gas | Diesel Oil | Combustion turbine |  |  |  |  | CSNOX, CSSO2G2 | 1913 3 | 1972-01-01 | 761.6 |  | 6.6388 | 2.167%
MN | Inver Hills | 1913 | 4 |  | 2023 | 487 | 424.52 | 12800.33 |  | 0.058 | 0.001 |  |  | 35.601 | 0.3548 | 195226.581 | Pipeline Natural Gas | Diesel Oil | Combustion turbine |  |  |  |  | CSNOX, CSSO2G2 | 1913 4 | 1972-01-01 | 779.3 |  | 5.5625 | 2.86%
MN | Inver Hills | 1913 | 5 |  | 2023 | 581 | 491.82 | 17199.22 |  | 0.243 | 0.0051 |  |  | 56.224 | 0.5494 | 220333.7 | Pipeline Natural Gas | Diesel Oil | Combustion turbine |  |  |  |  | CSNOX, CSSO2G2 | 1913 5 | 1972-01-01 | 727.5 |  | 6.538 | 3.457%
MN | Inver Hills | 1913 | 6 |  | 2023 | 686 | 612 | 19708.92 |  | 0.996 | 0.0081 |  |  | 78.897 | 0.5361 | 291927.2 | Pipeline Natural Gas | Diesel Oil | Combustion turbine |  |  |  |  | CSNOX, CSSO2G2 | 1913 6 | 1972-01-01 | 779.1 |  | 8.0062 | 4.277%
MN | Allen S King | 1915 | 1 |  | 2023 | 2357 | 2350.33 | 1052113.21 |  | 557.515 | 0.1162 | 1090211.399 | 0.1049 | 492.607 | 0.1058 | 10394871.612 | Coal |  | Cyclone boiler | Dry Lime FGD | Overfire Air,Selective Catalytic Reduction | Baghouse,Electrostatic Precipitator | Halogenated PAC Sorbent Injection | ARP, CSNOX, CSSO2G2, MATS | 1915 1 | 1968-02-01 | 7530 | Y | 0.93641 | 15.76%
MN | Riverside (1927) | 1927 | 10 |  | 2023 | 5550 | 5468.81 | 1205115.33 |  | 2.529 | 0.001 | 500931.677 | 0.059 | 79.685 | 0.0233 | 8429105.068 | Pipeline Natural Gas |  | Combined cycle |  | Dry Low NOx Burners,Selective Catalytic Reduction |  |  | ARP, CSNOX, CSSO2G2 | 1927 10 | 2008-12-13 | 1975 | Y | 0.13224 | 48.72%
MN | Riverside (1927) | 1927 | 9 |  | 2023 | 5946 | 5871.13 | 1313415.39 |  | 2.747 | 0.001 | 544209.998 | 0.059 | 77.266 | 0.0203 | 9157389.876 | Pipeline Natural Gas |  | Combined cycle |  | Dry Low NOx Burners,Selective Catalytic Reduction |  |  | ARP, CSNOX, CSSO2G2 | 1927 9 | 2008-12-17 | 1975 | Y | 0.11766 | 52.93%
MN | New Ulm | 2001 | 7 |  | 2023 | 16 | 7.01 | 177.25 |  | 0.417 | 0.3404 |  |  | 1.472 | 1.2 | 2453.5 | Diesel Oil |  | Combustion turbine |  | Water Injection |  |  | CSNOX, CSSO2G2 | 2001 7 | 2001-05-21 | 350 |  | 16.6093 | 0.08002%
MN | Cambridge Station | 2038 | 1 |  | 2023 | 23 | 16.37 | 197.35 |  | 0.002 | 0.0011 |  |  | 2.038 | 1.201 | 3397.1 | Diesel Oil |  | Combustion turbine |  |  |  |  | CSNOX, CSSO2G2 | 2038 1 | 1978-04-12 | 363.3 |  | 20.6537 | 0.1067%
MN | Cambridge Station | 2038 | 2 |  | 2023 | 569 | 471.13 | 49714.82 |  | 0.173 | 0.001 | 34318.547 | 0.059 | 13.346 | 0.0542 | 577473.677 | Pipeline Natural Gas |  | Combustion turbine |  | Dry Low NOx Burners |  |  | ARP, CSNOX, CSSO2G2 | 2038 2 | 2007-05-03 | 1885 |  | 0.5369 | 3.497%
MN | Elk River | 2039 | ERPS11 |  | 2023 | 547 | 468.41 | 58015.12 |  | 0.205 | 0.001 | 40576.474 | 0.0591 | 10.764 | 0.0378 | 682188.959 | Pipeline Natural Gas | Diesel Oil | Combustion turbine |  | Dry Low NOx Burners |  |  | ARP, CSNOX, CSSO2G2 | 2039 ERPS11 | 2009-06-13 | 2269 |  | 0.37108 | 3.432%
MN | Maple Lake Station | 2042 | 1 |  | 2023 | 23 | 15.3 | 184.32 |  | 0.003 | 0.0012 |  |  | 2.051 | 1.2003 | 3419.1 | Diesel Oil |  | Combustion turbine |  |  |  |  | CSNOX, CSSO2G2 | 2042 1 | 1978-04-26 | 363.3 |  | 22.2548 | 0.1074%
MS | Chevron Cogenerating Station | 2047 | 5 |  | 2023 | 8361 | 8350.47 | 595735.51 |  | 2.09 | 0.001 | 413930.766 | 0.059 | 189.794 | 0.055 | 6965205.608 | Natural Gas |  | Combustion turbine |  | Dry Low NOx Burners |  |  | ARP, CSOSG2 | 2047 5 | 1994-05-14 | 1096 |  | 0.63718 | 72.55%
MS | Watson Electric Generating Plant | 2049 | 4 |  | 2023 | 7895 | 7886.69 | 1359016.86 |  | 3.873 | 0.001 | 767167.562 | 0.059 | 1341.548 | 0.1888 | 12909019.344 | Pipeline Natural Gas |  | Dry bottom wall-fired boiler |  | Low NOx Burner Technology (Dry Bottom only) | Electrostatic Precipitator |  | ARP, CSOSG2 | 2049 4 | 1968-07-20 | 2526 |  | 1.9743 | 58.34%
MS | Watson Electric Generating Plant | 2049 | 5 |  | 2023 | 8147 | 8140.21 | 2107967.19 |  | 6.343 | 0.001 | 1256370.482 | 0.059 | 2721.916 | 0.2446 | 21141213.158 | Pipeline Natural Gas |  | Dry bottom wall-fired boiler |  | Low NOx Burner Technology (Dry Bottom only) | Electrostatic Precipitator |  | ARP, CSOSG2 | 2049 5 | 1973-05-31 | 5095 |  | 2.5825 | 47.37%
MS | Baxter Wilson | 2050 | 1 |  | 2023 | 0 | 0 | [9 empty] | Pipeline Natural Gas | Residual Oil | Tangentially-fired |  |  |  |  | ARP | 2050 1 | 1966-10-01 | 5585 |  |  | 0%
MS | Moselle Generation Complex | 2070 | 3 |  | 2023 | 2415 | 2259.61 | 61465.98 |  | 0.2 | 0.001 | 39646.129 | 0.0593 | 139.701 | 0.3102 | 667144.268 | Pipeline Natural Gas | Diesel Oil | Dry bottom wall-fired boiler |  |  |  |  | ARP, CSOSG2 | 2070 3 | 1970-08-01 | 725 |  | 4.5456 | 10.5%
MS | Moselle Generation Complex | 2070 | **4 |  | 2023 | 1898 | 1748.13 | 120554.93 |  | 0.431 | 0.001 | 85410.95 | 0.059 | 25.429 | 0.0403 | 1437322.571 | Pipeline Natural Gas | Diesel Oil | Combustion turbine |  | Dry Low NOx Burners |  |  | ARP, CSOSG2 | 2070 **4 | 1997-06-01 | 1200 |  | 0.42187 | 13.67%
MS | Moselle Generation Complex | 2070 | 5 |  | 2023 | 2009 | 1841.2 | 127868.82 |  | 0.464 | 0.001 | 91918.955 | 0.059 | 17.99 | 0.0282 | 1546711.819 | Pipeline Natural Gas |  | Combustion turbine |  | Dry Low NOx Burners |  |  | ARP, CSOSG2 | 2070 5 | 2006-03-02 | 1143.3 |  | 0.28138 | 15.44%
MS | Moselle Generation Complex | 2070 | 6 |  | 2023 | 6583 | 6539.09 | 875444.9 |  | 2.099 | 0.001 | 415773.305 | 0.0591 | 23.134 | 0.0076 | 6995155.101 | Pipeline Natural Gas |  | Combined cycle |  | Dry Low NOx Burners,Selective Catalytic Reduction |  |  | ARP, CSOSG2 | 2070 6 | 2011-10-12 | 1540 | Y | 0.052851 | 51.85%
MS | Moselle Generation Complex | 2070 | 7 |  | 2023 | 7513 | 7491.13 | 1014877.46 |  | 2.52 | 0.001 | 499145.512 | 0.059 | 24.64 | 0.0069 | 8397459.511 | Pipeline Natural Gas |  | Combined cycle |  | Dry Low NOx Burners,Selective Catalytic Reduction |  |  | ARP, CSOSG2 | 2070 7 | 2011-09-24 | 1540 | Y | 0.048558 | 62.25%
MO | Hawthorn | 2079 | 5A |  | 2023 | 6074 | 6048.99 | 2386415.87 |  | 1293.885 | 0.1094 | 2404229.159 | 0.101 | 760.031 | 0.066 | 23303011.712 | Coal |  | Dry bottom wall-fired boiler | Dry Lime FGD | Low NOx Burner Technology w/ Overfire Air,Selective Catalytic Reduction | Baghouse | Halogenated PAC Sorbent Injection | ARP, CSNOX, CSOSG2, CSSO2G1, MATS | 2079 5A | 2001-05-11 | 7179 | Y | 0.63696 | 37.05%
MO | Hawthorn | 2079 | 6 |  | 2023 | 0 | 0 | [9 empty] | Pipeline Natural Gas |  | Combustion turbine |  | Other |  |  | ARP, CSNOX, CSOSG2, CSSO2G1 | 2079 6 | 1997-10-21 | 1602 |  |  | 0%
MO | Hawthorn | 2079 | 7 |  | 2023 | 1725 | 1552.18 | 93014.38 |  | 0.368 | 0.001 | 72974.569 | 0.059 | 17.599 | 0.0315 | 1227946.139 | Pipeline Natural Gas |  | Combustion turbine |  | Other |  |  | ARP, CSNOX, CSOSG2, CSSO2G1 | 2079 7 | 2000-05-31 | 925 |  | 0.37841 | 15.15%
MO | Hawthorn | 2079 | 8 |  | 2023 | 1863 | 1688.59 | 102075.11 |  | 0.353 | 0.001 | 69918.039 | 0.0591 | 15.248 | 0.0298 | 1176503.819 | Pipeline Natural Gas |  | Combustion turbine |  | Other |  |  | ARP, CSNOX, CSOSG2, CSSO2G1 | 2079 8 | 2000-06-14 | 925 |  | 0.29876 | 14.52%
MO | Hawthorn | 2079 | 9 |  | 2023 | 2011 | 1893.68 | 247655.18 |  | 0.633 | 0.001 | 125477.079 | 0.059 | 13.473 | 0.0156 | 2111386.55 | Pipeline Natural Gas |  | Combined cycle |  | Selective Catalytic Reduction |  |  | ARP, CSNOX, CSOSG2, CSSO2G1 | 2079 9 | 2000-07-15 | 2439 | Y | 0.1088 | 9.882%
MO | Northeast Generating Station | 2081 | 11 |  | 2023 | 318 | 266.82 | 3745.89 |  | 1.189 | 0.03 |  |  | 47.62 | 1.1999 | 79365.1 | Diesel Oil |  | Combustion turbine |  |  |  |  | CSNOX, CSOSG2, CSSO2G1 | 2081 11 | 1972-05-30 | 1000 |  | 25.4252 | 0.906%
MO | Northeast Generating Station | 2081 | 12 |  | 2023 | 273 | 233.23 | 2992.59 |  | 1.037 | 0.03 |  |  | 41.586 | 1.2 | 69314.9 | Diesel Oil |  | Combustion turbine |  |  |  |  | CSNOX, CSOSG2, CSSO2G1 | 2081 12 | 1972-05-30 | 1000 |  | 27.7926 | 0.7913%
MO | Northeast Generating Station | 2081 | 13 |  | 2023 | 160 | 132.29 | 1685.59 |  | 0.546 | 0.0302 |  |  | 21.835 | 1.2 | 36392.5 | Diesel Oil |  | Combustion turbine |  |  |  |  | CSNOX, CSOSG2, CSSO2G1 | 2081 13 | 1976-06-25 | 1000 |  | 25.9078 | 0.4154%
MO | Northeast Generating Station | 2081 | 14 |  | 2023 | 348 | 294.43 | 3936.59 |  | 1.255 | 0.03 |  |  | 50.235 | 1.2 | 83730.3 | Diesel Oil |  | Combustion turbine |  |  |  |  | CSNOX, CSOSG2, CSSO2G1 | 2081 14 | 1976-05-28 | 1000 |  | 25.5221 | 0.9558%
MO | Northeast Generating Station | 2081 | 15 |  | 2023 | 341 | 292.95 | 3874.84 |  | 1.244 | 0.0301 |  |  | 49.723 | 1.1999 | 82867.8 | Diesel Oil |  | Combustion turbine |  |  |  |  | CSNOX, CSOSG2, CSSO2G1 | 2081 15 | 1975-05-28 | 1000 |  | 25.6645 | 0.946%
MO | Northeast Generating Station | 2081 | 16 |  | 2023 | 301 | 261.24 | 3329.65 |  | 1.133 | 0.03 |  |  | 45.401 | 1.2 | 75671.8 | Diesel Oil |  | Combustion turbine |  |  |  |  | CSNOX, CSOSG2, CSSO2G1 | 2081 16 | 1975-05-28 | 1000 |  | 27.2707 | 0.8638%
MO | Northeast Generating Station | 2081 | 17 |  | 2023 | 355 | 304.78 | 4266.52 |  | 1.372 | 0.0301 |  |  | 54.893 | 1.2 | 91482.9 | Diesel Oil |  | Combustion turbine |  |  |  |  | CSNOX, CSOSG2, CSSO2G1 | 2081 17 | 1977-05-31 | 1000 |  | 25.732 | 1.044%
MO | Northeast Generating Station | 2081 | 18 |  | 2023 | 345 | 295.84 | 4070.21 |  | 1.297 | 0.03 |  |  | 51.904 | 1.2 | 86509 | Diesel Oil |  | Combustion turbine |  |  |  |  | CSNOX, CSOSG2, CSSO2G1 | 2081 18 | 1977-05-31 | 1000 |  | 25.5043 | 0.9875%
MO | Fairgrounds | 2082 | CT01 |  | 2023 | 9 | 3.19 | 57.88 |  | 0.711 | 0.5 |  |  | 1.706 | 1.2 | 2842.5 | Diesel Oil |  | Combustion turbine |  |  |  |  | CSNOX, CSOSG2, CSSO2G1 | 2082 CT01 | 1974-01-01 | 891 |  | 58.9496 | 0.03642%
MO | Ralph Green Station | 2092 | 3 |  | 2023 | 2391 | 2108.46 | 39654.11 |  | 0.249 | 0.001 |  |  | 100.08 | 0.2199 | 828923.505 | Pipeline Natural Gas |  | Combustion turbine |  | Water Injection |  |  | CSNOX, CSOSG2, CSSO2G1 | 2092 3 | 1981-06-01 | 1187 |  | 5.0476 | 7.972%
MO | Lake Road | 2098 | 6 |  | 2023 | 2238 | 2065.66 | 58279.42 |  | 0.551 | 0.0012 | 40950.366 | 0.0596 | 88.31 | 0.2188 | 676143.965 | Pipeline Natural Gas |  | Cyclone boiler |  | Overfire Air |  |  | ARP, CSNOX, CSOSG2, CSSO2G1 | 2098 6 | 1966-06-01 | 1571 |  | 3.0306 | 4.913%
MO | Lake Road | 2098 | GT5 |  | 2023 | 1040 | 925.66 | 15285.46 |  | 0.443 | 0.0011 |  |  | 84.154 | 0.3445 | 426544.879 | Pipeline Natural Gas | Diesel Oil | Combustion turbine |  |  |  |  | CSNOX, CSOSG2, CSSO2G1 | 2098 GT5 | 1973-06-15 | 867 |  | 11.011 | 5.616%
MO | Labadie | 2103 | 1 |  | 2023 | 8410 | 8402.06 | 4499455.05 |  | 10504.223 | 0.4775 | 4561012.369 | 0.105 | 2025.726 | 0.0928 | 43487898.526 | Coal |  | Tangentially-fired |  | Low NOx Burner Technology w/ Closed-coupled/Separated OFA | Electrostatic Precipitator | Halogenated PAC Sorbent Injection | ARP, CSNOX, CSOSG2, CSSO2G1, MATS | 2103 1 | 1970-05-01 | 6183 |  | 0.90043 | 80.29%
MO | Labadie | 2103 | 2 |  | 2023 | 8400 | 8390.9 | 4485606 |  | 10280.337 | 0.4805 | 4454176.102 | 0.105 | 1888.987 | 0.0883 | 42469239.14 | Coal |  | Tangentially-fired |  | Low NOx Burner Technology w/ Closed-coupled/Separated OFA | Electrostatic Precipitator | Halogenated PAC Sorbent Injection | ARP, CSNOX, CSOSG2, CSSO2G1, MATS | 2103 2 | 1971-04-01 | 6183 |  | 0.84224 | 78.41%
MO | Labadie | 2103 | 3 |  | 2023 | 7974 | 7965.11 | 4021243.4 |  | 9926.876 | 0.4901 | 4228222.455 | 0.105 | 1822.362 | 0.089 | 40314852.618 | Coal |  | Tangentially-fired |  | Low NOx Burner Technology w/ Closed-coupled/Separated OFA | Electrostatic Precipitator | Halogenated PAC Sorbent Injection | ARP, CSNOX, CSOSG2, CSSO2G1, MATS | 2103 3 | 1972-07-01 | 6107 |  | 0.90637 | 75.36%
MO | Labadie | 2103 | 4 |  | 2023 | 7062 | 7048.04 | 3637505.49 |  | 8534.216 | 0.4947 | 3586587.623 | 0.105 | 1518.531 | 0.0877 | 34197049.899 | Coal |  | Tangentially-fired |  | Low NOx Burner Technology w/ Closed-coupled/Separated OFA | Electrostatic Precipitator | Halogenated PAC Sorbent Injection | ARP, CSNOX, CSOSG2, CSSO2G1, MATS | 2103 4 | 1973-06-01 | 6107 |  | 0.83493 | 63.92%
MO | Sioux | 2107 | 1 |  | 2023 | 5088 | 5069.63 | 1715115.12 |  | 498.391 | 0.0547 | 1788684.761 | 0.105 | 1879.194 | 0.228 | 17054592.16 | Coal |  | Cyclone boiler | Wet Limestone | Overfire Air,Other | Wet Scrubber,Electrostatic Precipitator |  | ARP, CSNOX, CSOSG2, CSSO2G1, MATS | 2107 1 | 1967-03-01 | 4920 |  | 2.1913 | 39.57%
MO | Sioux | 2107 | 2 |  | 2023 | 4656 | 4641.66 | 1639343.01 |  | 403.496 | 0.0502 | 1744198.345 | 0.1049 | 1666.43 | 0.2069 | 16630433.501 | Coal |  | Cyclone boiler | Wet Limestone | Overfire Air,Other | Wet Scrubber,Electrostatic Precipitator |  | ARP, CSNOX, CSOSG2, CSSO2G1, MATS | 2107 2 | 1968-03-01 | 4920 |  | 2.033 | 38.59%
MO | Chillicothe | 2122 | GT1A | CP0 | 2023 | 0 | 0 | [9 empty] | Pipeline Natural Gas | Diesel Oil | Combustion turbine |  |  |  |  | CSNOX, CSOSG2, CSSO2G1 | 2122 GT1A | 1986-06-01 | 297 |  |  | 0%
MO | Chillicothe | 2122 | GT1B | CP0 | 2023 | 0 | 0 | [9 empty] | Pipeline Natural Gas | Diesel Oil | Combustion turbine |  |  |  |  | CSNOX, CSOSG2, CSSO2G1 | 2122 GT1B | 1986-06-01 | 297 |  |  | 0%
MO | Chillicothe | 2122 | GT2A | CP0 | 2023 | 351 | 351 | 4521 |  | 3.427 | 0.0918 |  |  | 28.493 | 0.7911 | 71682.6 | Pipeline Natural Gas | Diesel Oil | Combustion turbine |  |  |  |  | CSNOX, CSOSG2, CSSO2G1 | 2122 GT2A | 1986-06-01 | 297 |  | 12.6047 | 2.755%
MO | Chillicothe | 2122 | GT2B | CP0 | 2023 | 351 | 351 | 4523 |  | 3.435 | 0.0918 |  |  | 28.512 | 0.7911 | 71715.7 | Pipeline Natural Gas | Diesel Oil | Combustion turbine |  |  |  |  | CSNOX, CSOSG2, CSSO2G1 | 2122 GT2B | 1986-06-01 | 297 |  | 12.6076 | 2.756%
MO | Columbia | 2123 | 6 | CS5 | 2023 | 0 | 0 | [9 empty] | Coal |  | Stoker |  |  | Baghouse |  | ARP, CSNOX, CSOSG2, CSSO2G1, MATS | 2123 6 | 1957-01-01 | 260 |  |  | 0%
MO | Columbia | 2123 | 7 | CS5 | 2023 | 0 | 0 | [9 empty] | Coal |  | Stoker |  |  | Baghouse |  | ARP, CSNOX, CSOSG2, CSSO2G1, MATS | 2123 7 | 1965-01-01 | 345 |  |  | 0%
MO | Columbia | 2123 | 8 |  | 2023 | 409 | 396.01 |  | 41532.1 | 0.02 | 0.001 | 4014.792 | 0.0594 | 0.642 | 0.0221 | 67560.319 | Pipeline Natural Gas |  | Dry bottom wall-fired boiler |  |  |  |  | ARP, CSNOX, CSOSG2, CSSO2G1 | 2123 8 | 1970-01-01 | 490 |  |  | 1.574%
MO | Higginsville Municipal Power Plant | 2131 | 4A |  | 2023 | 108 | 79.05 | 1363.95 |  | 0.121 | 0.0193 |  |  | 7.944 | 0.7187 | 22371.3 | Pipeline Natural Gas | Diesel Oil | Combustion turbine |  | Water Injection |  |  | CSNOX, CSOSG2, CSSO2G1 | 2131 4A | 1996-01-01 | 283 |  | 11.6485 | 0.9024%
MO | Higginsville Municipal Power Plant | 2131 | 4B |  | 2023 | 103 | 71.47 | 1314.49 |  | 0.012 | 0.0055 |  |  | 7.085 | 0.705 | 20226.4 | Pipeline Natural Gas | Diesel Oil | Combustion turbine |  | Water Injection |  |  | CSNOX, CSOSG2, CSSO2G1 | 2131 4B | 1996-01-01 | 283 |  | 10.7798 | 0.8159%
MO | James River | 2161 | **GT1 |  | 2023 | 1315 | 1162.84 | 64001.27 |  | 0.358 | 0.001 | 50184.913 | 0.0591 | 67.023 | 0.1525 | 843803.976 | Natural Gas | Diesel Oil | Combustion turbine |  | Water Injection |  |  | CSNOX, CSOSG2, CSSO2G1 | 2161 **GT1 | 1989-04-01 | 991 |  | 2.0944 | 9.72%
MO | James River | 2161 | **GT2 |  | 2023 | 1536 | 1368.36 | 74159.95 |  | 0.423 | 0.001 | 59295.409 | 0.0594 | 72.548 | 0.1459 | 993555.035 | Natural Gas | Diesel Oil | Combustion turbine |  | Water Injection |  |  | ARP, CSNOX, CSOSG2, CSSO2G1 | 2161 **GT2 | 1992-04-01 | 973 |  | 1.9565 | 11.66%
MO | New Madrid Power Plant | 2167 | 1 |  | 2023 | 7616 | 7601.28 | 3091013.55 |  | 5197.589 | 0.3636 | 2970312.973 | 0.105 | 5319.221 | 0.3988 | 28321119.925 | Coal | Diesel Oil | Cyclone boiler |  | Selective Catalytic Reduction,Overfire Air | Electrostatic Precipitator | Additives to Enhance PAC and Existing Equipment Performance | ARP, CSNOX, CSOSG2, CSSO2G1, MATS | 2167 1 | 1972-12-01 | 6728 | Y | 3.4417 | 48.05%
MO | New Madrid Power Plant | 2167 | 2 |  | 2023 | 4832 | 4814.73 | 1888805.16 |  | 5615.397 | 0.662 | 1775234.409 | 0.1049 | 4699.354 | 0.5589 | 16929303.234 | Coal | Diesel Oil | Cyclone boiler |  | Selective Catalytic Reduction,Overfire Air | Electrostatic Precipitator | Additives to Enhance PAC and Existing Equipment Performance | ARP, CSNOX, CSOSG2, CSSO2G1, MATS | 2167 2 | 1977-06-01 | 6985 | Y | 4.976 | 27.67%
MO | Thomas Hill Energy Center | 2168 | MB1 |  | 2023 | 7271 | 7218.42 | 1083906.59 |  | 2053.509 | 0.3518 | 1196063.479 | 0.1045 | 2147.863 | 0.3828 | 11406282.966 | Coal | Diesel Oil | Cyclone boiler |  | Overfire Air,Selective Catalytic Reduction | Electrostatic Precipitator | Additives to Enhance PAC and Existing Equipment Performance | ARP, CSNOX, CSOSG2, CSSO2G1, MATS | 2168 MB1 | 1966-11-30 | 2065 | Y | 3.9632 | 63.06%
MO | Thomas Hill Energy Center | 2168 | MB2 |  | 2023 | 7332 | 7316.36 | 1841573.33 |  | 3138.772 | 0.3439 | 1907298.975 | 0.105 | 2520.183 | 0.2798 | 18185598.671 | Coal | Diesel Oil | Cyclone boiler |  | Overfire Air,Selective Catalytic Reduction | Electrostatic Precipitator | Additives to Enhance PAC and Existing Equipment Performance | ARP, CSNOX, CSOSG2, CSSO2G1, MATS | 2168 MB2 | 1969-03-01 | 3122 | Y | 2.737 | 66.5%
MO | Thomas Hill Energy Center | 2168 | MB3 |  | 2023 | 5109 | 5089.94 | 3259773.96 |  | 6096.894 | 0.3642 | 3429205.378 | 0.1048 | 3160.951 | 0.1889 | 32698524.753 | Coal | Diesel Oil | Dry bottom wall-fired boiler |  | Overfire Air,Low NOx Burner Technology (Dry Bottom only),Selective Catalytic Reduction | Electrostatic Precipitator | Additives to Enhance PAC and Existing Equipment Performance | ARP, CSNOX, CSOSG2, CSSO2G1, MATS | 2168 MB3 | 1982-06-01 | 7823 | Y | 1.9394 | 47.71%
MT | Glendive Generating Station | 2176 | GT-2 |  | 2023 | 116 | 99.77 | 1918.42 |  | 0.011 | 0.0012 | 1390.035 | 0.0604 | 1.733 | 0.1469 | 22820.626 | Pipeline Natural Gas | Diesel Oil | Combustion turbine |  | Dry Low NOx Burners |  |  | ARP | 2176 GT-2 | 2003-06-01 | 420.8 |  | 1.8067 | 0.6191%
NE | Canaday | 2226 | 1 |  | 2023 | 942 | 934.87 | 26021.16 |  | 0.102 | 0.0009 | 18436.7 | 0.0589 | 39.084 | 0.2501 | 312623.9 | Pipeline Natural Gas |  | Tangentially-fired |  |  |  |  | ARP, CSNOX, CSSO2G2 | 2226 1 | 1958-05-01 | 1275 |  | 3.004 | 2.799%
NE | Lon D Wright Power Plant | 2240 | 50T |  | 2023 | 445 | 391.65 | 13780.3 |  | 0.06 | 0.001 | 13355.9 | 0.059 | 79.271 | 0.7 | 226491.6 | Pipeline Natural Gas | Diesel Oil | Combustion turbine |  | Dry Low NOx Burners,Water Injection |  |  | ARP, CSNOX, CSSO2G2 | 2240 50T | 2003-10-17 | 578.3 |  | 11.505 | 4.471%
NE | Lon D Wright Power Plant | 2240 | 8 |  | 2023 | 7928 | 7924.84 | 426429.86 |  | 889.216 | 0.3788 | 481367.459 | 0.104 | 458.31 | 0.1957 | 4629704.034 | Coal | Pipeline Natural Gas | Dry bottom wall-fired boiler | Wet Limestone | Low NOx Burner Technology (Dry Bottom only) | Baghouse,Electrostatic Precipitator | Halogenated PAC Sorbent Injection | ARP, CSNOX, CSSO2G2, MATS | 2240 8 | 1976-07-15 | 1192 |  | 2.1495 | 44.34%
NE | C W Burdick | 2241 | GT-2 |  | 2023 | 73 | 60.47 | 1429.46 |  | 0.034 | 0.003 | 1359.734 | 0.0643 | 0.678 | 0.0604 | 20748.967 | Pipeline Natural Gas | Diesel Oil | Combustion turbine |  | Dry Low NOx Burners,Water Injection |  |  | ARP, CSNOX, CSSO2G2 | 2241 GT-2 | 2003-03-27 | 530 |  | 0.94861 | 0.4469%
NE | C W Burdick | 2241 | GT-3 |  | 2023 | 264 | 214.94 | 4703.76 |  | 0.043 | 0.0014 | 4270.196 | 0.0604 | 1.476 | 0.0409 | 70234.542 | Pipeline Natural Gas | Diesel Oil | Combustion turbine |  | Dry Low NOx Burners,Water Injection |  |  | ARP, CSNOX, CSSO2G2 | 2241 GT-3 | 2003-03-27 | 530 |  | 0.62758 | 1.513%
NE | J Street | 2250 | 1 |  | 2023 | 304 | 255.05 | 4937.84 |  | 0.235 | 0.0074 |  |  | 29.97 | 0.7165 | 84147.4 | Pipeline Natural Gas | Diesel Oil | Combustion turbine |  | Water Injection |  |  | CSNOX, CSSO2G2 | 2250 1 | 1972-06-01 | 548.8 |  | 12.1389 | 1.75%
NE | Hallam Peaking | 2265 | 1A |  | 2023 | 153 | 108.29 | 1509.63 |  | 5.996 | 0.4572 |  |  | 14.509 | 1.1555 | 24324.8 | Pipeline Natural Gas | Diesel Oil | Combustion turbine |  |  |  |  | CSNOX, CSSO2G2 | 2265 1A | 1973-06-01 | 487 |  | 19.2219 | 0.5702%
NE | Hallam Peaking | 2265 | 1B |  | 2023 | 89 | 53.58 | 665.13 |  | 2.919 | 0.4222 |  |  | 7.144 | 1.1235 | 12072.5 | Pipeline Natural Gas | Diesel Oil | Combustion turbine |  |  |  |  | CSNOX, CSSO2G2 | 2265 1B | 1973-06-01 | 487 |  | 21.4815 | 0.283%
NE | Hebron Peaking | 2266 | 1A |  | 2023 | 165 | 135.84 | 2098.91 |  | 8.055 | 0.5005 |  |  | 19.331 | 1.2003 | 32215.2 | Diesel Oil |  | Combustion turbine |  |  |  |  | CSNOX, CSSO2G2 | 2266 1A | 1973-06-01 | 477.7 |  | 18.42 | 0.7698%
NE | Hebron Peaking | 2266 | 1B |  | 2023 | 167 | 136.43 | 2098.98 |  | 7.7 | 0.5008 |  |  | 18.474 | 1.2003 | 30793.2 | Diesel Oil |  | Combustion turbine |  |  |  |  | CSNOX, CSSO2G2 | 2266 1B | 1973-06-01 | 477.7 |  | 17.6028 | 0.7359%
NE | McCook Peaking | 2271 | 1A |  | 2023 | 99 | 74.46 | 1069.11 |  | 4.122 | 0.5013 |  |  | 9.891 | 1.2002 | 16484.4 | Diesel Oil |  | Combustion turbine |  |  |  |  | CSNOX, CSSO2G2 | 2271 1A | 1973-06-01 | 454.8 |  | 18.5032 | 0.4138%
NE | McCook Peaking | 2271 | 1B |  | 2023 | 34 | 20.29 | 238.44 |  | 1.034 | 0.5016 |  |  | 2.482 | 1.2 | 4136.3 | Diesel Oil |  | Combustion turbine |  |  |  |  | CSNOX, CSSO2G2 | 2271 1B | 1973-06-01 | 454.8 |  | 20.8187 | 0.1038%
NE | Sheldon | 2277 | 1 |  | 2023 | 4853 | 4836.07 | 417716.36 |  | 1290.599 | 0.5649 | 468599.676 | 0.105 | 1095.843 | 0.491 | 4467957.819 | Coal | Pipeline Natural Gas | Cyclone boiler |  | Overfire Air | Baghouse |  | ARP, CSNOX, CSSO2G2, MATS | 2277 1 | 1968-07-01 | 1495.5 |  | 5.2468 | 34.11%
NE | Sheldon | 2277 | 2 |  | 2023 | 4276 | 4256.16 | 396330.9 |  | 1216.417 | 0.5648 | 433812.484 | 0.105 | 843.562 | 0.3914 | 4136281.95 | Coal | Pipeline Natural Gas | Cyclone boiler |  | Overfire Air | Baghouse |  | ARP, CSNOX, CSSO2G2, MATS | 2277 2 | 1961-07-01 | 1619.7 |  | 4.2569 | 29.15%
NE | Jones Street | 2290 | 1 | CP100 | 2023 | 376 | 306.97 | 6547.3 |  | 2.779 | 0.0501 |  |  | 66.024 | 1.1995 | 110039.5 | Diesel Oil |  | Combustion turbine |  |  |  |  | CSNOX, CSSO2G2 | 2290 1 | 1973-06-01 | 795 |  | 20.1683 | 1.58%
NE | Jones Street | 2290 | 2 | CP100 | 2023 | 235 | 182.64 | 4585.98 |  | 1.94 | 0.0496 |  |  | 46.116 | 1.1989 | 76860.7 | Diesel Oil |  | Combustion turbine |  |  |  |  | CSNOX, CSSO2G2 | 2290 2 | 1973-06-01 | 795 |  | 20.1117 | 1.104%
NE | North Omaha Station | 2291 | 1 | CS000A | 2023 | 394 | 384.93 | 10686.45 |  | 0.038 | 0.001 | 7513.412 | 0.059 | 3.502 | 0.0555 | 126747.609 | Pipeline Natural Gas |  | Tangentially-fired |  |  | Electrostatic Precipitator |  | ARP, CSNOX, CSSO2G2 | 2291 1 | 1954-07-01 | 1010 |  | 0.65541 | 1.433%
NE | North Omaha Station | 2291 | 2 | CS000A | 2023 | 662 | 650.24 | 27763.71 |  | 0.096 | 0.001 | 18904.153 | 0.059 | 10.245 | 0.0605 | 318907.287 | Pipeline Natural Gas |  | Tangentially-fired |  | Low NOx Burner Technology w/ Closed-coupled OFA | Electrostatic Precipitator |  | ARP, CSNOX, CSSO2G2 | 2291 2 | 1957-04-09 | 1511 |  | 0.73801 | 2.409%
NE | North Omaha Station | 2291 | 3 | CS000A | 2023 | 3202 | 3155.47 | 136742.02 |  | 0.478 | 0.0007 | 94172.972 | 0.0507 | 49.697 | 0.046 | 1589072.987 | Pipeline Natural Gas |  | Tangentially-fired |  | Low NOx Burner Technology w/ Closed-coupled OFA | Electrostatic Precipitator |  | ARP, CSNOX, CSSO2G2 | 2291 3 | 1959-04-11 | 1357 |  | 0.72687 | 13.37%
NE | North Omaha Station | 2291 | 4 |  | 2023 | 7010 | 6996.96 | 541543.19 |  | 1638.274 | 0.5742 | 611616.355 | 0.1022 | 912.126 | 0.3015 | 5842470.049 | Coal | Natural Gas | Tangentially-fired |  |  | Electrostatic Precipitator | Halogenated PAC Sorbent Injection | ARP, CSNOX, CSSO2G2, MATS | 2291 4 | 1963-03-15 | 1691 |  | 3.3686 | 39.44%
NE | North Omaha Station | 2291 | 5 |  | 2023 | 8222 | 8209.67 | 1007619.66 |  | 2675.655 | 0.5489 | 1005436.712 | 0.1041 | 1501.114 | 0.3143 | 9596058.988 | Coal | Natural Gas | Dry bottom wall-fired boiler |  | Low NOx Burner Technology (Dry Bottom only) | Electrostatic Precipitator | Halogenated PAC Sorbent Injection | ARP, CSNOX, CSSO2G2, MATS | 2291 5 | 1968-05-01 | 2586 |  | 2.9795 | 42.36%
NE | Sarpy County Station | 2292 | 1 |  | 2023 | 340 | 284.85 | 7507.02 |  | 0.04 | 0.001 |  |  | 16.581 | 0.263 | 122967.016 | Diesel Oil | Pipeline Natural Gas | Combustion turbine |  |  |  |  | CSNOX, CSSO2G2 | 2292 1 | 1972-06-01 | 1001 |  | 4.4175 | 1.402%
NE | Sarpy County Station | 2292 | 2 |  | 2023 | 1127 | 978.3 | 27317.48 |  | 0.133 | 0.001 |  |  | 63.062 | 0.2771 | 433322.537 | Pipeline Natural Gas | Diesel Oil | Combustion turbine |  |  |  |  | CSNOX, CSSO2G2 | 2292 2 | 1972-06-01 | 1001 |  | 4.617 | 4.942%
NE | Sarpy County Station | 2292 | CT3 |  | 2023 | 1568 | 1352.11 | 87838.18 |  | 0.348 | 0.001 | 68678.759 | 0.0595 | 30.813 | 0.0539 | 1145876.907 | Pipeline Natural Gas | Diesel Oil | Combustion turbine |  | Dry Low NOx Burners,Water Injection |  |  | ARP, CSNOX, CSSO2G2 | 2292 CT3 | 1996-06-01 | 1418 |  | 0.70159 | 9.225%
NE | Sarpy County Station | 2292 | CT4A |  | 2023 | 760 | 615.08 | 10572.37 |  | 0.037 | 0.001 | 7366.251 | 0.0603 | 4.695 | 0.0788 | 122421.877 | Pipeline Natural Gas | Diesel Oil | Combustion turbine |  | Water Injection |  |  | ARP, CSNOX, CSSO2G2 | 2292 CT4A | 2000-05-19 | 315 |  | 0.88816 | 4.437%
NE | Sarpy County Station | 2292 | CT4B |  | 2023 | 766 | 624.16 | 10404.79 |  | 0.036 | 0.001 | 7111.539 | 0.0604 | 4.867 | 0.0836 | 117947.505 | Pipeline Natural Gas | Diesel Oil | Combustion turbine |  | Water Injection |  |  | ARP, CSNOX, CSSO2G2 | 2292 CT4B | 2000-05-19 | 315 |  | 0.93553 | 4.274%
NE | Sarpy County Station | 2292 | CT5A |  | 2023 | 754 | 607.47 | 10369.16 |  | 0.037 | 0.001 | 7240.291 | 0.0608 | 4.56 | 0.0776 | 118965.188 | Pipeline Natural Gas | Diesel Oil | Combustion turbine |  | Water Injection |  |  | ARP, CSNOX, CSSO2G2 | 2292 CT5A | 2000-05-19 | 315 |  | 0.87953 | 4.311%
NE | Sarpy County Station | 2292 | CT5B |  | 2023 | 755 | 609.44 | 10680.29 |  | 0.038 | 0.001 | 7526.447 | 0.0607 | 4.897 | 0.0798 | 123760.119 | Pipeline Natural Gas | Diesel Oil | Combustion turbine |  | Water Injection |  |  | ARP, CSNOX, CSSO2G2 | 2292 CT5B | 2000-05-19 | 315 |  | 0.91702 | 4.485%
NV | Clark | 2322 | 11A | CS11 | 2023 | 339 | 221.58 | 4668.1 |  | 0.015 | 0.001 | 2890.831 | 0.0597 | 0.833 | 0.0646 | 48654.897 | Pipeline Natural Gas |  | Combustion turbine |  | Selective Catalytic Reduction |  |  | ARP | 2322 11A | 2008-07-23 | 328.4 | Y | 0.35689 | 1.691%
NV | Clark | 2322 | 11B | CS11 | 2023 | 339 | 221.81 | 4673.07 |  | 0.014 | 0.0009 | 2719.54 | 0.0624 | 0.691 | 0.0626 | 45744.894 | Pipeline Natural Gas |  | Combustion turbine |  | Selective Catalytic Reduction |  |  | ARP | 2322 11B | 2008-07-23 | 328.4 | Y | 0.29574 | 1.59%
NV | Clark | 2322 | 12A | CS12 | 2023 | 255 | 162.05 | 3314.4 |  | 0.011 | 0.001 | 2184.489 | 0.06 | 0.554 | 0.0511 | 36756.612 | Pipeline Natural Gas |  | Combustion turbine |  | Selective Catalytic Reduction |  |  | ARP | 2322 12A | 2008-07-23 | 328.4 | Y | 0.3343 | 1.278%
NV | Clark | 2322 | 12B | CS12 | 2023 | 256 | 163.74 | 3324.58 |  | 0.011 | 0.0009 | 2106.618 | 0.0594 | 0.533 | 0.0551 | 35449.766 | Pipeline Natural Gas |  | Combustion turbine |  | Selective Catalytic Reduction |  |  | ARP | 2322 12B | 2008-07-23 | 328.4 | Y | 0.32064 | 1.232%
NV | Clark | 2322 | 13A | CS13 | 2023 | 257 | 167.36 | 3647.23 |  | 0.012 | 0.001 | 2349.085 | 0.0596 | 0.624 | 0.062 | 39519.931 | Pipeline Natural Gas |  | Combustion turbine |  | Selective Catalytic Reduction |  |  | ARP | 2322 13A | 2008-07-29 | 328.4 | Y | 0.34218 | 1.374%
NV | Clark | 2322 | 13B | CS13 | 2023 | 252 | 163.96 | 3595.73 |  | 0.012 | 0.001 | 2293.872 | 0.0595 | 0.567 | 0.0625 | 38596.752 | Pipeline Natural Gas |  | Combustion turbine |  | Selective Catalytic Reduction |  |  | ARP | 2322 13B | 2008-07-29 | 328.4 | Y | 0.31537 | 1.342%
NV | Clark | 2322 | 14A | CS14 | 2023 | 282 | 180.74 | 3810.91 |  | 0.013 | 0.001 | 2500.714 | 0.0597 | 0.73 | 0.0659 | 42078.985 | Pipeline Natural Gas |  | Combustion turbine |  | Selective Catalytic Reduction |  |  | ARP | 2322 14A | 2008-07-23 | 328.4 | Y | 0.38311 | 1.463%
NV | Clark | 2322 | 14B | CS14 | 2023 | 281 | 182.13 | 3848.69 |  | 0.013 | 0.001 | 2483.431 | 0.0605 | 0.7 | 0.0656 | 41794.414 | Pipeline Natural Gas |  | Combustion turbine |  | Selective Catalytic Reduction |  |  | ARP | 2322 14B | 2008-07-23 | 328.4 | Y | 0.36376 | 1.453%
NV | Clark | 2322 | 15A | CS15 | 2023 | 633 | 470.4 | 10794.7 |  | 0.035 | 0.001 | 6945.151 | 0.0595 | 1.386 | 0.0417 | 116855.656 | Pipeline Natural Gas |  | Combustion turbine |  | Selective Catalytic Reduction |  |  | ARP | 2322 15A | 2008-05-12 | 328.4 | Y | 0.25679 | 4.062%
NV | Clark | 2322 | 15B | CS15 | 2023 | 628 | 466.38 | 10736.03 |  | 0.035 | 0.001 | 6916.533 | 0.0596 | 1.337 | 0.0423 | 116382.93 | Pipeline Natural Gas |  | Combustion turbine |  | Selective Catalytic Reduction |  |  | ARP | 2322 15B | 2008-05-12 | 328.4 | Y | 0.24907 | 4.046%
NV | Clark | 2322 | 16A | CS16 | 2023 | 578 | 441.52 | 10249.69 |  | 0.033 | 0.001 | 6492.085 | 0.0593 | 1.161 | 0.0366 | 109261.685 | Pipeline Natural Gas |  | Combustion turbine |  | Selective Catalytic Reduction |  |  | ARP | 2322 16A | 2008-05-22 | 328.4 | Y | 0.22654 | 3.798%
NV | Clark | 2322 | 16B | CS16 | 2023 | 566 | 431.98 | 10129.92 |  | 0.033 | 0.001 | 6543.777 | 0.0594 | 1.142 | 0.0367 | 110104.535 | Pipeline Natural Gas |  | Combustion turbine |  | Selective Catalytic Reduction |  |  | ARP | 2322 16B | 2008-05-22 | 328.4 | Y | 0.22547 | 3.827%
NV | Clark | 2322 | 17A | CS17 | 2023 | 538 | 411.13 | 9035.05 |  | 0.03 | 0.001 | 5950.225 | 0.0594 | 1.125 | 0.0403 | 100110.922 | Pipeline Natural Gas |  | Combustion turbine |  | Selective Catalytic Reduction |  |  | ARP | 2322 17A | 2008-05-22 | 328.4 | Y | 0.24903 | 3.48%
NV | Clark | 2322 | 17B | CS17 | 2023 | 537 | 410.16 | 9012.43 |  | 0.029 | 0.001 | 5760.778 | 0.0594 | 1.078 | 0.0409 | 96922.248 | Pipeline Natural Gas |  | Combustion turbine |  | Selective Catalytic Reduction |  |  | ARP | 2322 17B | 2008-05-22 | 328.4 | Y | 0.23923 | 3.369%
NV | Clark | 2322 | 18A | CS18 | 2023 | 515 | 388.89 | 8291.18 |  | 0.028 | 0.001 | 5575.497 | 0.0594 | 1.116 | 0.0432 | 93825.242 | Pipeline Natural Gas |  | Combustion turbine |  | Selective Catalytic Reduction |  |  | ARP | 2322 18A | 2008-05-12 | 328.4 | Y | 0.2692 | 3.261%
NV | Clark | 2322 | 18B | CS18 | 2023 | 511 | 383.53 | 8245.16 |  | 0.027 | 0.001 | 5304.257 | 0.0594 | 1.05 | 0.0434 | 89250.299 | Pipeline Natural Gas |  | Combustion turbine |  | Selective Catalytic Reduction |  |  | ARP | 2322 18B | 2008-05-12 | 328.4 | Y | 0.25469 | 3.102%
NV | Clark | 2322 | 19A | CS19 | 2023 | 287 | 193.22 | 4137.67 |  | 0.013 | 0.001 | 2664.631 | 0.0595 | 0.612 | 0.0523 | 44842.042 | Pipeline Natural Gas |  | Combustion turbine |  | Selective Catalytic Reduction |  |  | ARP | 2322 19A | 2008-04-11 | 328.4 | Y | 0.29582 | 1.559%
NV | Clark | 2322 | 19B | CS19 | 2023 | 278 | 190.54 | 4106 |  | 0.013 | 0.001 | 2668.588 | 0.0593 | 0.596 | 0.051 | 44905.254 | Pipeline Natural Gas |  | Combustion turbine |  | Selective Catalytic Reduction |  |  | ARP | 2322 19B | 2008-04-11 | 328.4 | Y | 0.29031 | 1.561%
NV | Clark | 2322 | 20A | CS20 | 2023 | 231 | 148.24 | 3062.03 |  | 0.01 | 0.001 | 2014.176 | 0.0594 | 0.477 | 0.056 | 33890.039 | Pipeline Natural Gas |  | Combustion turbine |  | Selective Catalytic Reduction |  |  | ARP | 2322 20A | 2008-04-10 | 328.4 | Y | 0.31156 | 1.178%
NV | Clark | 2322 | 20B | CS20 | 2023 | 225 | 148.59 | 3085.41 |  | 0.01 | 0.001 | 2062.426 | 0.0597 | 0.453 | 0.0549 | 34709.908 | Pipeline Natural Gas |  | Combustion turbine |  | Selective Catalytic Reduction |  |  | ARP | 2322 20B | 2008-04-10 | 328.4 | Y | 0.29364 | 1.207%
NV | Clark | 2322 | 21A | CS21 | 2023 | 292 | 202.73 | 4506.62 |  | 0.015 | 0.001 | 3054.723 | 0.06 | 0.677 | 0.0477 | 51403.912 | Pipeline Natural Gas |  | Combustion turbine |  | Selective Catalytic Reduction |  |  | ARP | 2322 21A | 2008-04-20 | 328.4 | Y | 0.30045 | 1.787%
NV | Clark | 2322 | 21B | CS21 | 2023 | 286 | 199.62 | 4461.61 |  | 0.014 | 0.001 | 2825.195 | 0.0597 | 0.598 | 0.0477 | 47524.347 | Pipeline Natural Gas |  | Combustion turbine |  | Selective Catalytic Reduction |  |  | ARP | 2322 21B | 2008-04-20 | 328.4 | Y | 0.26806 | 1.652%
NV | Clark | 2322 | 22A | CS22 | 2023 | 161 | 117.15 | 2679.78 |  | 0.009 | 0.001 | 1699.729 | 0.0593 | 0.32 | 0.0351 | 28600.847 | Pipeline Natural Gas |  | Combustion turbine |  | Selective Catalytic Reduction |  |  | ARP | 2322 22A | 2008-04-20 | 328.4 | Y | 0.23883 | 0.9942%
NV | Clark | 2322 | 22B | CS22 | 2023 | 163 | 117.8 | 2688.12 |  | 0.009 | 0.001 | 1748.984 | 0.0594 | 0.311 | 0.0348 | 29420.673 | Pipeline Natural Gas |  | Combustion turbine |  | Selective Catalytic Reduction |  |  | ARP | 2322 22B | 2008-04-20 | 328.4 | Y | 0.23139 | 1.023%
NV | Fort Churchill | 2330 | 1 |  | 2023 | 5385 | 5300.5 | 223058.74 |  | 0.758 | 0.001 | 150113.62 | 0.0592 | 177.587 | 0.1406 | 2525952.944 | Pipeline Natural Gas |  | Dry bottom wall-fired boiler |  | Low NOx Burner Technology w/ Overfire Air |  |  | ARP | 2330 1 | 1968-07-01 | 1319.8 |  | 1.5923 | 21.85%
NV | Fort Churchill | 2330 | 2 |  | 2023 | 5035 | 4913.4 | 219035.3 |  | 0.729 | 0.001 | 144463.274 | 0.0591 | 149.302 | 0.1241 | 2430880.733 | Pipeline Natural Gas |  | Dry bottom wall-fired boiler |  |  |  |  | ARP | 2330 2 | 1971-06-01 | 1320 |  | 1.3633 | 21.02%
NV | Tracy | 2336 | 3 |  | 2023 | 881 | 840.52 | 42154.29 |  | 0.148 | 0.001 | 29291.621 | 0.0592 | 32.601 | 0.1201 | 492879.977 | Pipeline Natural Gas |  | Dry bottom wall-fired boiler |  |  |  |  | ARP | 2336 3 | 1974-12-14 | 1150 |  | 1.5467 | 4.893%
NV | Tracy | 2336 | 4 |  | 2023 | 1095 | 976.58 | 46012.27 |  | 0.187 | 0.001 | 37137.016 | 0.059 | 9.557 | 0.0371 | 624901.628 | Pipeline Natural Gas | Diesel Oil | Combustion turbine |  | Dry Low NOx Burners |  |  | ARP | 2336 4 | 1994-06-17 | 1011 |  | 0.41541 | 7.056%
NV | Tracy | 2336 | 5 |  | 2023 | 1793 | 1690.55 | 75875.76 |  | 0.312 | 0.001 | 61878.186 | 0.059 | 13.949 | 0.0287 | 1041237.423 | Pipeline Natural Gas | Diesel Oil | Combustion turbine |  | Dry Low NOx Burners |  |  | ARP | 2336 5 | 1994-06-17 | 1011 |  | 0.36768 | 11.76%
NV | Tracy | 2336 | 6 |  | 2023 | 5780 | 5658.36 | 398620.61 |  | 0.978 | 0.001 | 193733.116 | 0.0591 | 249.408 | 0.1523 | 3259931.461 | Pipeline Natural Gas |  | Combined cycle |  | Other |  |  | ARP | 2336 6 | 1996-10-28 | 920 |  | 1.2514 | 40.45%
NV | Tracy | 2336 | 8 |  | 2023 | 8326 | 8291.45 | 1729068.95 |  | 3.859 | 0.001 | 764381.71 | 0.059 | 33.335 | 0.0059 | 12862204.436 | Pipeline Natural Gas |  | Combined cycle |  | Dry Low NOx Burners,Selective Catalytic Reduction |  |  | ARP | 2336 8 | 2008-02-02 | 2522 | Y | 0.038558 | 58.22%
NV | Tracy | 2336 | 9 |  | 2023 | 8089 | 8029.91 | 1699541.86 |  | 3.8 | 0.001 | 752657.932 | 0.059 | 33.155 | 0.006 | 12664796.613 | Pipeline Natural Gas |  | Combined cycle |  | Dry Low NOx Burners,Selective Catalytic Reduction |  |  | ARP | 2336 9 | 2008-02-13 | 2522 | Y | 0.039016 | 57.33%
NH | Merrimack | 2364 | 1 | CS001 | 2023 | 483 | 462.34 | 39884.79 |  | 29.684 | 0.1495 | 42281.94 | 0.103 | 49.745 | 0.2838 | 412099.782 | Coal |  | Cyclone boiler | Wet Lime FGD | Selective Catalytic Reduction | Electrostatic Precipitator |  | ARP, MATS, NHNOX, RGGI | 2364 1 | 1960-12-01 | 1400 | Y | 2.4944 | 3.36%
NH | Merrimack | 2364 | 2 | CS001 | 2023 | 721 | 708.31 | 140333.63 |  | 69.804 | 0.0893 | 143698.68 | 0.103 | 225.972 | 0.3959 | 1400554.98 | Coal |  | Cyclone boiler | Wet Lime FGD | Selective Catalytic Reduction | Electrostatic Precipitator |  | ARP, MATS, NHNOX, RGGI | 2364 2 | 1968-05-01 | 4090 | Y | 3.2205 | 3.909%
NH | Schiller | 2367 | 4 |  | 2023 | 0 | 0 | [9 empty] | Coal | Residual Oil | Dry bottom wall-fired boiler |  | Selective Non-catalytic Reduction,Low NOx Burner Technology w/ Overfire Air | Electrostatic Precipitator | Halogenated PAC Sorbent Injection,Sodium Based | ARP, MATS, NHNOX, RGGI | 2367 4 | 1952-10-01 | 619 | Y |  | 0%
NH | Schiller | 2367 | 5 |  | 2023 | 0 | 0 | [9 empty] | Wood | Coal, Pipeline Natural Gas | Circulating fluidized bed boiler | Fluidized Bed Limestone Injection | Selective Non-catalytic Reduction | Baghouse |  | ARP, NHNOX, RGGI | 2367 5 | 1955-05-01 | 775 | Y |  | 0%
NH | Schiller | 2367 | 6 |  | 2023 | 0 | 0 | [9 empty] | Coal | Residual Oil | Dry bottom wall-fired boiler |  | Selective Non-catalytic Reduction,Low NOx Burner Technology w/ Overfire Air | Electrostatic Precipitator | Halogenated PAC Sorbent Injection,Sodium Based | ARP, MATS, NHNOX, RGGI | 2367 6 | 1957-07-01 | 610 | Y |  | 0%
NJ | Carlls Corner Energy Center | 2379 | 2001 |  | 2023 | 118 | 93.91 | 2622.53 |  | 0.103 | 0.0093 | 2851 | 0.0596 | 3.802 | 0.1678 | 48177.4 | Pipeline Natural Gas | Diesel Oil | Combustion turbine |  | Water Injection |  |  | CSNOX, CSOSG3, CSSO2G1, RGGI | 2379 2001 | 1973-04-12 | 680 |  | 2.8995 | 0.8088%
NJ | Carlls Corner Energy Center | 2379 | 3001 |  | 2023 | 73 | 57.86 | 1594.76 |  | 0.104 | 0.0077 | 1687 | 0.0592 | 2.336 | 0.1641 | 28455.6 | Pipeline Natural Gas | Diesel Oil | Combustion turbine |  | Water Injection |  |  | CSNOX, CSOSG3, CSSO2G1, RGGI | 2379 3001 | 1973-04-30 | 680 |  | 2.9296 | 0.4777%
NJ | Sayreville | 2390 | 12001 |  | 2023 | 25 | 10.01 | 149.17 |  | 0.323 | 0.202 | 259.1 | 0.081 | 0.24 | 0.15 | 3200.9 | Pipeline Natural Gas | Diesel Oil | Combustion turbine |  | Water Injection,Selective Catalytic Reduction |  |  | CSNOX, CSOSG3, CSSO2G1, RGGI | 2390 12001 | 1973-10-01 | 858 | Y | 3.2178 | 0.04259%
NJ | Sayreville | 2390 | 14001 |  | 2023 | 21 | 11.4 | 266.59 |  | 0.426 | 0.1518 | 427.7 | 0.0756 | 0.426 | 0.1522 | 5679.1 | Pipeline Natural Gas | Diesel Oil | Combustion turbine |  | Water Injection,Selective Catalytic Reduction |  |  | CSNOX, CSOSG3, CSSO2G1, RGGI | 2390 14001 | 1972-06-01 | 858 | Y | 3.1959 | 0.07556%
NJ | Sayreville | 2390 | 15001 |  | 2023 | 6 | 3.83 | 103 |  | 0.001 | 0.001 | 119.5 | 0.059 | 0.152 | 0.15 | 2022.9 | Pipeline Natural Gas | Diesel Oil | Combustion turbine |  | Water Injection,Selective Catalytic Reduction |  |  | CSNOX, CSOSG3, CSSO2G1, RGGI | 2390 15001 | 1972-03-01 | 858 | Y | 2.9515 | 0.02691%
NJ | Sayreville | 2390 | 16001 |  | 2023 | 19 | 9.43 | 187 |  | 0.34 | 0.1246 | 402 | 0.0727 | 0.417 | 0.15 | 5559 | Pipeline Natural Gas | Diesel Oil | Combustion turbine |  | Water Injection,Selective Catalytic Reduction |  |  | CSNOX, CSOSG3, CSSO2G1, RGGI | 2390 16001 | 1972-03-01 | 858 | Y | 4.4599 | 0.07396%
NJ | Gilbert Generating Station | 2393 | 4 |  | 2023 | 139 | 115.99 | 5246.42 |  | 0.021 | 0.001 | 4147.14 | 0.0591 | 1.093 | 0.0475 | 69771.612 | Pipeline Natural Gas |  | Combined cycle |  | Dry Low NOx Burners |  |  | ARP, CSNOX, CSOSG3, CSSO2G1, RGGI | 2393 4 | 1974-01-08 | 915 |  | 0.41667 | 0.8705%
NJ | Gilbert Generating Station | 2393 | 5 |  | 2023 | 132 | 111.98 | 5212.89 |  | 0.021 | 0.001 | 4075.832 | 0.0591 | 0.953 | 0.0405 | 68586.683 | Pipeline Natural Gas |  | Combined cycle |  | Dry Low NOx Burners |  |  | ARP, CSNOX, CSOSG3, CSSO2G1, RGGI | 2393 5 | 1974-04-22 | 911 |  | 0.36563 | 0.8594%
NJ | Gilbert Generating Station | 2393 | 6 |  | 2023 | 142 | 122.89 | 5839.14 |  | 0.023 | 0.001 | 4561.396 | 0.0591 | 0.778 | 0.0351 | 76752.476 | Pipeline Natural Gas |  | Combined cycle |  | Dry Low NOx Burners |  |  | ARP, CSNOX, CSOSG3, CSSO2G1, RGGI | 2393 6 | 1974-04-22 | 952 |  | 0.26648 | 0.9203%
NJ | Gilbert Generating Station | 2393 | 7 |  | 2023 | 148 | 132.92 | 6345.5 |  | 0.025 | 0.001 | 4932.623 | 0.0591 | 1.182 | 0.0417 | 82995.591 | Pipeline Natural Gas |  | Combined cycle |  | Dry Low NOx Burners |  |  | ARP, CSNOX, CSOSG3, CSSO2G1, RGGI | 2393 7 | 1974-05-23 | 997 |  | 0.37255 | 0.9503%
NJ | Gilbert Generating Station | 2393 | 9 |  | 2023 | 97 | 77.22 | 9089.17 |  | 0.032 | 0.0016 | 5747.091 | 0.0617 | 4.527 | 0.1831 | 96663.727 | Pipeline Natural Gas | Diesel Oil | Combustion turbine |  | Dry Low NOx Burners,Water Injection |  |  | ARP, CSNOX, CSOSG3, CSSO2G1, RGGI | 2393 9 | 1996-03-19 | 1835 |  | 0.99613 | 0.6013%
NJ | Bergen Generating Station | 2398 | 1101 |  | 2023 | 1157 | 1056.78 | 117512.26 |  | 0.296 | 0.001 | 58633.565 | 0.0591 | 16.656 | 0.0409 | 986021.066 | Pipeline Natural Gas | Diesel Oil | Combined cycle |  | Dry Low NOx Burners,Water Injection |  |  | ARP, CSNOX, CSOSG3, CSSO2G1, RGGI | 2398 1101 | 1995-06-01 | 1515 |  | 0.28348 | 7.43%
NJ | Bergen Generating Station | 2398 | 1201 |  | 2023 | 1842 | 1698.5 | 200203.57 |  | 0.493 | 0.001 | 97643.624 | 0.0591 | 27.052 | 0.0396 | 1641839.247 | Pipeline Natural Gas | Diesel Oil | Combined cycle |  | Dry Low NOx Burners,Water Injection |  |  | ARP, CSNOX, CSOSG3, CSSO2G1, RGGI | 2398 1201 | 1995-06-01 | 1515 |  | 0.27024 | 12.37%
NJ | Bergen Generating Station | 2398 | 1301 |  | 2023 | 2621 | 2525.32 | 291904.25 |  | 0.711 | 0.001 | 140869.11 | 0.059 | 29.955 | 0.027 | 2369696.395 | Pipeline Natural Gas | Diesel Oil | Combined cycle |  | Dry Low NOx Burners,Water Injection |  |  | ARP, CSNOX, CSOSG3, CSSO2G1, RGGI | 2398 1301 | 1995-06-01 | 1515 |  | 0.20524 | 17.86%
NJ | Bergen Generating Station | 2398 | 1401 |  | 2023 | 2427 | 2330.11 | 299494.91 |  | 0.73 | 0.001 | 145078.818 | 0.0592 | 42.019 | 0.0364 | 2434544.671 | Pipeline Natural Gas | Diesel Oil | Combined cycle |  | Dry Low NOx Burners,Water Injection |  |  | ARP, CSNOX, CSOSG3, CSSO2G1, RGGI | 2398 1401 | 1995-06-01 | 1515 |  | 0.2806 | 18.34%
NJ | Bergen Generating Station | 2398 | 2101 |  | 2023 | 4448 | 4273.23 | 871536.84 |  | 1.865 | 0.001 | 370354.608 | 0.0592 | 29.017 | 0.0181 | 6219116.455 | Pipeline Natural Gas | Diesel Oil | Combined cycle |  | Dry Low NOx Burners,Water Injection,Selective Catalytic Reduction |  |  | ARP, CSNOX, CSOSG3, CSSO2G1, RGGI | 2398 2101 | 2002-05-01 | 2450 | Y | 0.066588 | 28.98%
NJ | Bergen Generating Station | 2398 | 2201 |  | 2023 | 4658 | 4529.76 | 966313.47 |  | 2.052 | 0.001 | 406502.257 | 0.059 | 27.557 | 0.0148 | 6839481.909 | Pipeline Natural Gas | Diesel Oil | Combined cycle |  | Dry Low NOx Burners,Water Injection,Selective Catalytic Reduction |  |  | ARP, CSNOX, CSOSG3, CSSO2G1, RGGI | 2398 2201 | 2002-05-01 | 2450 | Y | 0.057035 | 31.87%
NJ | Burlington Generating Station | 2399 | 121 |  | 2023 | 316 | 186.07 | 6873.39 |  | 0.02 | 0.001 | 3918.782 | 0.0597 | 3.257 | 0.149 | 65462.485 | Pipeline Natural Gas | Diesel Oil | Combustion turbine |  | Water Injection |  |  | ARP, CSNOX, CSOSG3, CSSO2G1, RGGI | 2399 121 | 2000-05-12 | 463 |  | 0.94771 | 1.614%
NJ | Burlington Generating Station | 2399 | 122 |  | 2023 | 295 | 179.38 | 6789.08 |  | 0.02 | 0.001 | 3852.732 | 0.0598 | 3.024 | 0.1384 | 64346.823 | Pipeline Natural Gas | Diesel Oil | Combustion turbine |  | Water Injection |  |  | ARP, CSNOX, CSOSG3, CSSO2G1, RGGI | 2399 122 | 2000-05-16 | 463 |  | 0.89084 | 1.587%
NJ | Burlington Generating Station | 2399 | 123 |  | 2023 | 316 | 179.6 | 6789.21 |  | 0.02 | 0.001 | 3766.479 | 0.0597 | 3.064 | 0.1486 | 62857.78 | Pipeline Natural Gas | Diesel Oil | Combustion turbine |  | Water Injection |  |  | ARP, CSNOX, CSOSG3, CSSO2G1, RGGI | 2399 123 | 2000-06-12 | 463 |  | 0.90261 | 1.55%
NJ | Burlington Generating Station | 2399 | 124 |  | 2023 | 334 | 193.79 | 7125.27 |  | 0.022 | 0.001 | 4250.477 | 0.0598 | 3.458 | 0.1515 | 71178.662 | Pipeline Natural Gas | Diesel Oil | Combustion turbine |  | Water Injection |  |  | ARP, CSNOX, CSOSG3, CSSO2G1, RGGI | 2399 124 | 2000-06-16 | 463 |  | 0.97063 | 1.755%
NJ | Kearny Generating Station | 2404 | 121 |  | 2023 | 702 | 506.66 | 13972.35 |  | 0.047 | 0.001 | 9342.926 | 0.0594 | 7.049 | 0.1169 | 156909.441 | Pipeline Natural Gas | Diesel Oil | Combustion turbine |  | Water Injection |  |  | ARP, CSNOX, CSOSG3, CSSO2G1, RGGI | 2404 121 | 2001-06-01 | 463 |  | 1.009 | 3.869%
NJ | Kearny Generating Station | 2404 | 122 |  | 2023 | 396 | 223.14 | 6343.81 |  | 0.021 | 0.001 | 4205.759 | 0.0595 | 3.128 | 0.1386 | 70570.165 | Pipeline Natural Gas | Diesel Oil | Combustion turbine |  | Water Injection |  |  | ARP, CSNOX, CSOSG3, CSSO2G1, RGGI | 2404 122 | 2001-05-31 | 463 |  | 0.98616 | 1.74%
NJ | Kearny Generating Station | 2404 | 123 |  | 2023 | 690 | 502.72 | 13794.83 |  | 0.049 | 0.001 | 9711.814 | 0.0594 | 7.093 | 0.1081 | 163154.31 | Pipeline Natural Gas | Diesel Oil | Combustion turbine |  | Water Injection |  |  | ARP, CSNOX, CSOSG3, CSSO2G1, RGGI | 2404 123 | 2001-06-01 | 463 |  | 1.0284 | 4.023%
NJ | Kearny Generating Station | 2404 | 124 |  | 2023 | 682 | 501.47 | 13702.33 |  | 0.101 | 0.0024 | 9076.457 | 0.0593 | 6.829 | 0.1141 | 152689.391 | Pipeline Natural Gas | Diesel Oil | Combustion turbine |  | Water Injection |  |  | ARP, CSNOX, CSOSG3, CSSO2G1, RGGI | 2404 124 | 2001-06-01 | 463 |  | 0.99676 | 3.765%
NJ | Kearny Generating Station | 2404 | 131 |  | 2023 | 521 | 337.31 | 10396.19 |  | 0.034 | 0.001 | 6770.001 | 0.0593 | 0.55 | 0.0244 | 113913.464 | Pipeline Natural Gas |  | Combustion turbine |  | Water Injection,Selective Catalytic Reduction |  |  | ARP, CSNOX, CSOSG3, CSSO2G1, RGGI | 2404 131 | 2012-04-24 | 490 | Y | 0.10581 | 2.654%
NJ | Kearny Generating Station | 2404 | 132 |  | 2023 | 379 | 213.09 | 6170.57 |  | 0.021 | 0.001 | 4103.956 | 0.0593 | 0.395 | 0.0308 | 69053.354 | Pipeline Natural Gas |  | Combustion turbine |  | Water Injection,Selective Catalytic Reduction |  |  | ARP, CSNOX, CSOSG3, CSSO2G1, RGGI | 2404 132 | 2012-05-05 | 490 | Y | 0.12803 | 1.609%
NJ | Kearny Generating Station | 2404 | 133 |  | 2023 | 541 | 352.12 | 10891.18 |  | 0.035 | 0.001 | 6931.557 | 0.0593 | 0.448 | 0.0148 | 116628.44 | Pipeline Natural Gas |  | Combustion turbine |  | Water Injection,Selective Catalytic Reduction |  |  | ARP, CSNOX, CSOSG3, CSSO2G1, RGGI | 2404 133 | 2012-05-09 | 490 | Y | 0.082268 | 2.717%
NJ | Kearny Generating Station | 2404 | 134 |  | 2023 | 440 | 276.08 | 8574.27 |  | 0.025 | 0.0009 | 5017.281 | 0.0538 | 0.449 | 0.0286 | 84423.521 | Pipeline Natural Gas |  | Combustion turbine |  | Water Injection,Selective Catalytic Reduction |  |  | ARP, CSNOX, CSOSG3, CSSO2G1, RGGI | 2404 134 | 2012-05-14 | 490 | Y | 0.10473 | 1.967%
NJ | Kearny Generating Station | 2404 | 141 |  | 2023 | 1295 | 1036.86 | 30861.89 |  | 0.102 | 0.001 | 20278.645 | 0.0593 | 1.201 | 0.0091 | 341216.928 | Pipeline Natural Gas |  | Combustion turbine |  | Water Injection,Selective Catalytic Reduction |  |  | ARP, CSNOX, CSOSG3, CSSO2G1, RGGI | 2404 141 | 2012-04-05 | 490 | Y | 0.077831 | 7.949%
NJ | Kearny Generating Station | 2404 | 142 |  | 2023 | 1196 | 967.52 | 29595.88 |  | 0.093 | 0.001 | 18404.535 | 0.0579 | 1.19 | 0.0104 | 309708.059 | Pipeline Natural Gas |  | Combustion turbine |  | Water Injection,Selective Catalytic Reduction |  |  | ARP, CSNOX, CSOSG3, CSSO2G1, RGGI | 2404 142 | 2012-04-12 | 490 | Y | 0.080417 | 7.215%
NJ | Linden Generating Station | 2406 | 1101 |  | 2023 | 4779 | 4690.92 | 1034364.31 |  | 2.225 | 0.001 | 438986.221 | 0.0592 | 27.113 | 0.0125 | 7370763.361 | Pipeline Natural Gas | Diesel Oil | Combined cycle |  | Dry Low NOx Burners,Water Injection,Selective Catalytic Reduction |  |  | ARP, CSNOX, CSOSG3, CSSO2G1, RGGI | 2406 1101 | 2005-05-10 | 2650 | Y | 0.052424 | 31.75%
NJ | Linden Generating Station | 2406 | 1201 |  | 2023 | 4607 | 4518.48 | 1009464.83 |  | 2.19 | 0.001 | 433546.227 | 0.0591 | 23.611 | 0.0111 | 7292761.535 | Pipeline Natural Gas | Diesel Oil | Combined cycle |  | Dry Low NOx Burners,Water Injection,Selective Catalytic Reduction |  |  | ARP, CSNOX, CSOSG3, CSSO2G1, RGGI | 2406 1201 | 2005-05-11 | 2650 | Y | 0.046779 | 31.42%
NJ | Linden Generating Station | 2406 | 2101 |  | 2023 | 6197 | 6032.97 | 1389213.65 |  | 3.704 | 0.0021 | 587717.412 | 0.0591 | 36.719 | 0.0131 | 9875491.892 | Pipeline Natural Gas | Diesel Oil | Combined cycle |  | Dry Low NOx Burners,Water Injection,Selective Catalytic Reduction |  |  | ARP, CSNOX, CSOSG3, CSSO2G1, RGGI | 2406 2101 | 2005-07-01 | 2650 | Y | 0.052863 | 42.54%
NJ | Linden Generating Station | 2406 | 2201 |  | 2023 | 6008 | 5868.03 | 1351909.71 |  | 2.88 | 0.001 | 570560.903 | 0.059 | 32.857 | 0.0119 | 9600748.637 | Pipeline Natural Gas | Diesel Oil | Combined cycle |  | Dry Low NOx Burners,Water Injection,Selective Catalytic Reduction |  |  | ARP, CSNOX, CSOSG3, CSSO2G1, RGGI | 2406 2201 | 2005-07-01 | 2650 | Y | 0.048608 | 41.36%
NJ | Linden Generating Station | 2406 | 5 |  | 2023 | 114 | 82.25 | 5134.17 |  | 0.018 | 0.001 | 3608.051 | 0.0582 | 1.371 | 0.0616 | 60447.909 | Pipeline Natural Gas | Diesel Oil | Combustion turbine |  | Dry Low NOx Burners,Water Injection |  |  | ARP, CSNOX, CSOSG3, CSSO2G1, RGGI | 2406 5 | 1999-10-28 | 1200 |  | 0.53407 | 0.575%
NJ | Linden Generating Station | 2406 | 6 |  | 2023 | 103 | 75.13 | 5175.77 |  | 0.018 | 0.001 | 3539.285 | 0.0599 | 1.44 | 0.0674 | 59033.552 | Pipeline Natural Gas | Diesel Oil | Combustion turbine |  | Dry Low NOx Burners,Water Injection |  |  | ARP, CSNOX, CSOSG3, CSSO2G1, RGGI | 2406 6 | 2000-04-11 | 1200 |  | 0.55644 | 0.5616%
NJ | Linden Generating Station | 2406 | 7 |  | 2023 | 147 | 114.89 | 7320.32 |  | 0.027 | 0.001 | 5208.573 | 0.0596 | 2.103 | 0.0625 | 87191.574 | Pipeline Natural Gas | Diesel Oil | Combustion turbine |  | Dry Low NOx Burners,Water Injection |  |  | ARP, CSNOX, CSOSG3, CSSO2G1, RGGI | 2406 7 | 1995-06-01 | 1150 |  | 0.57457 | 0.8655%
NJ | Linden Generating Station | 2406 | 8 |  | 2023 | 134 | 94.72 | 5917.64 |  | 0.022 | 0.001 | 4325.395 | 0.0588 | 1.715 | 0.0677 | 72438.217 | Pipeline Natural Gas | Diesel Oil | Combustion turbine |  | Dry Low NOx Burners,Water Injection |  |  | ARP, CSNOX, CSOSG3, CSSO2G1, RGGI | 2406 8 | 1995-06-01 | 1150 |  | 0.57962 | 0.7191%
NJ | Salem Generating Station | 2410 | 2001 |  | 2023 | 0 | 0 | [9 empty] | Diesel Oil |  | Combustion turbine |  |  |  |  | CSNOX, CSOSG3, CSSO2G1 | 2410 2001 | 1971-06-17 | 810 |  |  | 0%
NJ | Sewaren Generating Station | 2411 | 7 |  | 2023 | 7734 | 7716.19 | 3351747.81 |  | 6.673 | 0.001 | 1321921.114 | 0.0591 | 68.662 | 0.0063 | 22225226.031 | Pipeline Natural Gas | Diesel Oil | Combined cycle |  | Dry Low NOx Burners,Selective Catalytic Reduction |  |  | ARP, CSNOX, CSOSG3, CSSO2G1, RGGI | 2411 7 | 2018-04-27 | 4182 | Y | 0.040971 | 60.67%
NJ | Howard M Down | 2434 | U11 |  | 2023 | 1464 | 1276.59 | 71422.25 |  | 0.21 | 0.001 | 41615.554 | 0.0592 | 9.237 | 0.043 | 699870.105 | Natural Gas | Diesel Oil | Combustion turbine |  | Water Injection,Selective Catalytic Reduction |  |  | ARP, CSNOX, CSOSG3, CSSO2G1, RGGI | 2434 U11 | 2012-04-05 | 610 | Y | 0.25866 | 13.1%
NM | Four Corners Steam Elec Station | 2442 | 4 |  | 2023 | 5933 | 5920.43 | 4061492.86 |  | 788.759 | 0.0425 | 3927509.133 | 0.103 | 1313.775 | 0.0756 | 38279806.732 | Coal |  | Cell burner boiler | Wet Lime FGD | Low NOx Cell Burner,Selective Catalytic Reduction | Baghouse |  | ARP, MATS | 2442 4 | 1969-06-30 | 8612 | Y | 0.64694 | 50.74%
NM | Four Corners Steam Elec Station | 2442 | 5 |  | 2023 | 5712 | 5697.42 | 3944073.23 |  | 1024.624 | 0.0558 | 3925240.774 | 0.1029 | 1294.279 | 0.0779 | 38257694.065 | Coal |  | Cell burner boiler | Wet Lime FGD | Low NOx Cell Burner,Selective Catalytic Reduction | Baghouse |  | ARP, MATS | 2442 5 | 1970-05-01 | 8612 | Y | 0.65632 | 50.71%
NM | Rio Grande | 2444 | 6 |  | 2023 | 2842 | 2833.85 | 87433.91 |  | 0.148 | 0 | 62715.645 | 0.0592 | 105.896 | 0.1885 | 1055282.819 | Pipeline Natural Gas | Diesel Oil | Dry bottom wall-fired boiler |  |  |  |  | ARP | 2444 6 | 1957-01-01 | 610 |  | 2.4223 | 19.75%
NM | Rio Grande | 2444 | 7 |  | 2023 | 4156 | 4132.26 | 104218.42 |  | 0.183 | 0 | 77791.298 | 0.0588 | 52.307 | 0.077 | 1308985.017 | Pipeline Natural Gas | Diesel Oil | Dry bottom wall-fired boiler |  |  |  |  | ARP | 2444 7 | 1958-01-01 | 615 |  | 1.0038 | 24.3%
NM | Rio Grande | 2444 | 8 |  | 2023 | 7319 | 7287.85 | 699947.59 |  | 0.949 | 0 | 402802.592 | 0.059 | 807.681 | 0.2327 | 6777776.326 | Pipeline Natural Gas | Diesel Oil | Dry bottom wall-fired boiler |  |  |  |  | ARP | 2444 8 | 1968-01-01 | 1569 |  | 2.3078 | 49.31%
NM | Rio Grande | 2444 | 9 |  | 2023 | 1379 | 1172 | 76291.15 |  | 0.102 | 0 | 43423.269 | 0.0591 | 3.346 | 0.0125 | 730676.532 | Pipeline Natural Gas |  | Combustion turbine |  | Dry Low NOx Burners,Selective Catalytic Reduction |  |  | ARP | 2444 9 | 2013-04-17 | 888.1 | Y | 0.087717 | 9.392%
NM | Maddox | 2446 | 051B |  | 2023 | 7837 | 7825.68 | 502608.49 |  | 1.543 | 0.001 | 305706.218 | 0.0591 | 377.482 | 0.1338 | 5144081.956 | Pipeline Natural Gas |  | Tangentially-fired |  | Overfire Air |  |  | ARP | 2446 051B | 1967-07-01 | 2155 |  | 1.5021 | 27.25%
NM | Reeves Generating Station | 2450 | 1 |  | 2023 | 4926 | 4641.28 | 134570.23 |  | 0.487 | 0.001 | 96437.302 | 0.0592 | 203.593 | 0.2203 | 1622772.418 | Pipeline Natural Gas |  | Dry bottom wall-fired boiler |  |  |  |  | ARP | 2450 1 | 1960-10-01 | 623.4 |  | 3.0258 | 29.72%
NM | Reeves Generating Station | 2450 | 2 |  | 2023 | 3354 | 3168.62 | 90483.99 |  | 0.336 | 0.001 | 66568.377 | 0.0593 | 135.151 | 0.2159 | 1120087.136 | Pipeline Natural Gas |  | Dry bottom wall-fired boiler |  |  |  |  | ARP | 2450 2 | 1958-10-01 | 623.4 |  | 2.9873 | 20.51%
NM | Reeves Generating Station | 2450 | 3 |  | 2023 | 5310 | 5046.38 | 225156.05 |  | 0.786 | 0.001 | 155701.954 | 0.0591 | 310.569 | 0.2227 | 2620053.649 | Pipeline Natural Gas |  | Dry bottom wall-fired boiler |  |  |  |  | ARP | 2450 3 | 1962-10-01 | 872 |  | 2.7587 | 34.3%
NM | Cunningham | 2454 | 121B |  | 2023 | 0 | 0 | [9 empty] | Pipeline Natural Gas |  | Tangentially-fired |  | Overfire Air |  |  | ARP | 2454 121B | 1957-07-01 | 1000 |  |  | 0%
NM | Cunningham | 2454 | 122B |  | 2023 | 5581 | 5566.14 | 660594.36 |  | 1.94 | 0.001 | 384219.354 | 0.059 | 532.106 | 0.1518 | 6465244.31 | Pipeline Natural Gas | Other Oil | Tangentially-fired |  | Overfire Air |  |  | ARP | 2454 122B | 1965-07-01 | 1902 |  | 1.611 | 38.8%
NM | Cunningham | 2454 | 123T |  | 2023 | 4949 | 4876.12 | 455090.22 |  | 1.593 | 0.001 | 315465.381 | 0.059 | 155.079 | 0.0589 | 5308325.273 | Pipeline Natural Gas |  | Combustion turbine |  | Dry Low NOx Burners |  |  | ARP | 2454 123T | 1998-06-22 | 1246 |  | 0.68153 | 48.63%
NM | Cunningham | 2454 | 124T |  | 2023 | 4064 | 4008.77 | 358025.96 |  | 1.284 | 0.001 | 254283.257 | 0.059 | 122.939 | 0.0581 | 4278746.68 | Pipeline Natural Gas |  | Combustion turbine |  | Dry Low NOx Burners |  |  | ARP | 2454 124T | 1998-06-15 | 1282 |  | 0.68676 | 38.1%
NY | Danskammer Generating Station | 2480 | 1 |  | 2023 | 72 | 67.14 | 1582.16 |  | 0.007 | 0.0008 | 1375.56 | 0.0591 | 0.943 | 0.0563 | 23203.442 | Pipeline Natural Gas | Residual Oil | Tangentially-fired |  |  |  |  | ARP, CSNOX, CSOSG3, CSSO2G1, RGGI | 2480 1 | 1951-01-01 | 1654 |  | 1.192 | 0.1601%
NY | Danskammer Generating Station | 2480 | 2 |  | 2023 | 53 | 47.05 | 1404.42 |  | 0.006 | 0.0008 | 1089.178 | 0.0591 | 0.817 | 0.0698 | 18378.245 | Pipeline Natural Gas | Residual Oil | Tangentially-fired |  |  |  |  | ARP, CSNOX, CSOSG3, CSSO2G1, RGGI | 2480 2 | 1954-01-01 | 1100 |  | 1.1635 | 0.1907%
NY | Danskammer Generating Station | 2480 | 3 |  | 2023 | 99 | 95.68 | 4826.24 |  | 0.015 | 0.0008 | 2872.604 | 0.0591 | 1.977 | 0.0621 | 48459.489 | Pipeline Natural Gas |  | Tangentially-fired |  | Low NOx Burner Technology w/ Separated OFA | Electrostatic Precipitator |  | ARP, CSNOX, CSOSG3, CSSO2G1, RGGI | 2480 3 | 1959-10-01 | 3260 |  | 0.81927 | 0.1697%
NY | Danskammer Generating Station | 2480 | 4 |  | 2023 | 201 | 195.17 | 12189.06 |  | 0.039 | 0.0009 | 7522.67 | 0.0588 | 4.161 | 0.0544 | 126906.986 | Pipeline Natural Gas |  | Tangentially-fired |  | Low NOx Burner Technology w/ Separated OFA | Electrostatic Precipitator |  | ARP, CSNOX, CSOSG3, CSSO2G1, RGGI | 2480 4 | 1967-09-01 | 2419 |  | 0.68274 | 0.5989%
NY | Arthur Kill | 2490 | 20 | CS0002 | 2023 | 6438 | 6415.99 | 869132.14 |  | 2.719 | 0.001 | 538586.836 | 0.059 | 300.994 | 0.061 | 9062772.443 | Pipeline Natural Gas |  | Dry bottom wall-fired boiler |  |  |  |  | ARP, CSNOX, CSOSG3, CSSO2G1, RGGI | 2490 20 | 1959-08-01 | 3717 |  | 0.69263 | 27.83%
NY | Arthur Kill | 2490 | 30 | CS0002 | 2023 | 1385 | 1368.2 | 248256.59 |  | 0.807 | 0.001 | 159931.1 | 0.0591 | 107.328 | 0.071 | 2691165.023 | Pipeline Natural Gas |  | Tangentially-fired |  |  |  |  | ARP, CSNOX, CSOSG3, CSSO2G1, RGGI | 2490 30 | 1969-06-01 | 5502 |  | 0.86465 | 5.584%
NY | Arthur Kill | 2490 | CT0001 |  | 2023 | 83 | 59.39 | 619.34 |  |  |  | 825.4 | 0.0592 | 2.269 | 0.325 | 13957.7 | Pipeline Natural Gas |  | Combustion turbine |  |  |  |  | RGGI, SIPNOX | 2490 CT0001 | 1970-06-01 | 235 |  | 7.3272 | 0.678%
NY | East River | 2493 | 1 |  | 2023 | 7373 | 7356.25 | 1087150 |  | 3.556 | 0.001 | 694026.85 | 0.059 | 40.265 | 0.0071 | 11676993 | Pipeline Natural Gas |  | Combined cycle |  | Ammonia Injection,Selective Catalytic Reduction |  |  | ARP, CSNOX, CSOSG3, CSSO2G1, RGGI | 2493 1 | 2005-03-08 | 3165 | Y | 0.074074 | 42.12%
NY | East River | 2493 | 2 |  | 2023 | 7033 | 7023.25 | 1045461 |  | 3.349 | 0.001 | 655700.45 | 0.059 | 40.041 | 0.0079 | 11032476.325 | Pipeline Natural Gas |  | Combined cycle |  | Ammonia Injection,Selective Catalytic Reduction |  |  | ARP, CSNOX, CSOSG3, CSSO2G1, RGGI | 2493 2 | 2005-03-13 | 3165 | Y | 0.0766 | 39.79%
NY | East River | 2493 | 60 |  | 2023 | 5587 | 5577.5 |  | 4675727.75 | 10.291 | 0.0034 | 399722.725 | 0.0592 | 446.543 | 0.1266 | 6706140.25 | Pipeline Natural Gas | Residual Oil | Dry bottom wall-fired boiler |  |  |  |  | ARP, CSNOX, CSOSG3, CSSO2G1, MATS, RGGI | 2493 60 | 1951-09-01 | 1930 |  |  | 39.67%
NY | East River | 2493 | 70 |  | 2023 | 5609 | 5604.25 |  | 4745934 | 11.538 | 0.0039 | 412754.275 | 0.0592 | 399.177 | 0.1129 | 6922906.325 | Pipeline Natural Gas | Residual Oil | Dry bottom wall-fired boiler |  |  |  |  | ARP, CSNOX, CSOSG3, CSSO2G1, MATS, RGGI | 2493 70 | 1955-01-01 | 1982 |  |  | 39.87%
NY | Gowanus Generating Station | 2494 | CT01-1 | CP0001 | 2023 | 0 | 0 | [9 empty] | Diesel Oil |  | Combustion turbine |  |  |  |  | RGGI, SIPNOX | 2494 CT01-1 | 1971-06-01 | 299 |  |  | 0%
NY | Gowanus Generating Station | 2494 | CT01-2 | CP0001 | 2023 | 0 | 0 | [9 empty] | Diesel Oil |  | Combustion turbine |  |  |  |  | RGGI, SIPNOX | 2494 CT01-2 | 1971-06-01 | 299 |  |  | 0%
NY | Gowanus Generating Station | 2494 | CT01-3 | CP0001 | 2023 | 0 | 0 | [9 empty] | Diesel Oil |  | Combustion turbine |  |  |  |  | RGGI, SIPNOX | 2494 CT01-3 | 1971-06-01 | 299 |  |  | 0%
NY | Gowanus Generating Station | 2494 | CT01-4 | CP0001 | 2023 | 0 | 0 | [9 empty] | Diesel Oil |  | Combustion turbine |  |  |  |  | RGGI, SIPNOX | 2494 CT01-4 | 1971-06-01 | 299 |  |  | 0%
NY | Gowanus Generating Station | 2494 | CT01-5 | CP0001 | 2023 | 0 | 0 | [9 empty] | Diesel Oil |  | Combustion turbine |  |  |  |  | RGGI, SIPNOX | 2494 CT01-5 | 1971-06-01 | 299 |  |  | 0%
NY | Gowanus Generating Station | 2494 | CT01-6 | CP0001 | 2023 | 0 | 0 | [9 empty] | Diesel Oil |  | Combustion turbine |  |  |  |  | RGGI, SIPNOX | 2494 CT01-6 | 1971-06-01 | 299 |  |  | 0%
NY | Gowanus Generating Station | 2494 | CT01-7 | CP0001 | 2023 | 0 | 0 | [9 empty] | Diesel Oil |  | Combustion turbine |  |  |  |  | RGGI, SIPNOX | 2494 CT01-7 | 1971-06-01 | 299 |  |  | 0%
NY | Gowanus Generating Station | 2494 | CT01-8 | CP0001 | 2023 | 0 | 0 | [9 empty] | Diesel Oil |  | Combustion turbine |  |  |  |  | RGGI, SIPNOX | 2494 CT01-8 | 1971-06-01 | 299 |  |  | 0%
NY | Gowanus Generating Station | 2494 | CT02-1 | CP0001 | 2023 | 35 | 26.1 | 392.1 |  |  |  | 398.6 | 0.059 | 1.039 | 0.3077 | 6765.7 | Diesel Oil | Pipeline Natural Gas | Combustion turbine |  |  |  |  | RGGI, SIPNOX | 2494 CT02-1 | 1971-06-01 | 299 |  | 5.2997 | 0.2583%
NY | Gowanus Generating Station | 2494 | CT02-2 | CP0001 | 2023 | 61 | 48.5 | 719.9 |  |  |  | 729.3 | 0.059 | 1.911 | 0.309 | 12380.1 | Diesel Oil | Pipeline Natural Gas | Combustion turbine |  |  |  |  | RGGI, SIPNOX | 2494 CT02-2 | 1971-06-01 | 299 |  | 5.3091 | 0.4727%
NY | Gowanus Generating Station | 2494 | CT02-3 | CP0001 | 2023 | 60 | 48.2 | 808 |  |  |  | 822.5 | 0.059 | 2.134 | 0.3063 | 13939.2 | Diesel Oil | Pipeline Natural Gas | Combustion turbine |  |  |  |  | RGGI, SIPNOX | 2494 CT02-3 | 1971-06-01 | 299 |  | 5.2822 | 0.5322%
NY | Gowanus Generating Station | 2494 | CT02-4 | CP0001 | 2023 | 58 | 44.3 | 622 |  |  |  | 633.2 | 0.059 | 1.645 | 0.3062 | 10729.3 | Diesel Oil | Pipeline Natural Gas | Combustion turbine |  |  |  |  | RGGI, SIPNOX | 2494 CT02-4 | 1971-06-01 | 299 |  | 5.2894 | 0.4096%
NY | Gowanus Generating Station | 2494 | CT02-5 | CP0001 | 2023 | 78 | 60.8 | 952.2 |  |  |  | 969.9 | 0.059 | 2.536 | 0.3086 | 16424.4 | Diesel Oil | Pipeline Natural Gas | Combustion turbine |  |  |  |  | RGGI, SIPNOX | 2494 CT02-5 | 1971-06-01 | 299 |  | 5.3266 | 0.6271%
NY | Gowanus Generating Station | 2494 | CT02-6 | CP0001 | 2023 | 58 | 46.4 | 761.5 |  |  |  | 775.7 | 0.059 | 2.013 | 0.3064 | 13142.4 | Diesel Oil | Pipeline Natural Gas | Combustion turbine |  |  |  |  | RGGI, SIPNOX | 2494 CT02-6 | 1971-06-01 | 299 |  | 5.2869 | 0.5018%
NY | Gowanus Generating Station | 2494 | CT02-7 | CP0001 | 2023 | 83 | 66.8 | 1107.5 |  |  |  | 1123.3 | 0.059 | 2.948 | 0.3102 | 19024.4 | Diesel Oil | Pipeline Natural Gas | Combustion turbine |  |  |  |  | RGGI, SIPNOX | 2494 CT02-7 | 1971-06-01 | 299 |  | 5.3237 | 0.7263%
NY | Gowanus Generating Station | 2494 | CT02-8 | CP0001 | 2023 | 75 | 57 | 814.3 |  |  |  | 829.1 | 0.059 | 2.183 | 0.3094 | 14056.6 | Diesel Oil | Pipeline Natural Gas | Combustion turbine |  |  |  |  | RGGI, SIPNOX | 2494 CT02-8 | 1971-06-01 | 299 |  | 5.3617 | 0.5367%
NY | Gowanus Generating Station | 2494 | CT03-1 | CP0001 | 2023 | 41 | 28.7 | 420.8 |  |  |  | 421.7 | 0.0588 | 1.109 | 0.3103 | 7147.7 | Diesel Oil | Pipeline Natural Gas | Combustion turbine |  |  |  |  | RGGI, SIPNOX | 2494 CT03-1 | 1971-06-01 | 299 |  | 5.2709 | 0.2729%
NY | Gowanus Generating Station | 2494 | CT03-2 | CP0001 | 2023 | 52 | 36.1 | 550.4 |  |  |  | 554.2 | 0.059 | 1.457 | 0.3096 | 9387.3 | Diesel Oil | Pipeline Natural Gas | Combustion turbine |  |  |  |  | RGGI, SIPNOX | 2494 CT03-2 | 1971-06-01 | 299 |  | 5.2943 | 0.3584%
NY | Gowanus Generating Station | 2494 | CT03-3 | CP0001 | 2023 | 36 | 24.1 | 403.2 |  |  |  | 408.3 | 0.059 | 1.084 | 0.313 | 6912 | Diesel Oil | Pipeline Natural Gas | Combustion turbine |  |  |  |  | RGGI, SIPNOX | 2494 CT03-3 | 1971-06-01 | 299 |  | 5.377 | 0.2639%
NY | Gowanus Generating Station | 2494 | CT03-4 | CP0001 | 2023 | 56 | 37.7 | 586 |  |  |  | 595.1 | 0.0589 | 1.559 | 0.309 | 10086.5 | Diesel Oil | Pipeline Natural Gas | Combustion turbine |  |  |  |  | RGGI, SIPNOX | 2494 CT03-4 | 1971-06-01 | 299 |  | 5.3208 | 0.3851%
NY | Gowanus Generating Station | 2494 | CT03-5 | CP0001 | 2023 | 41 | 27 | 447.6 |  |  |  | 455.4 | 0.059 | 1.203 | 0.3113 | 7715.5 | Diesel Oil | Pipeline Natural Gas | Combustion turbine |  |  |  |  | RGGI, SIPNOX | 2494 CT03-5 | 1971-06-01 | 299 |  | 5.3753 | 0.2946%
NY | Gowanus Generating Station | 2494 | CT03-6 | CP0001 | 2023 | 39 | 23.8 | 357.5 |  |  |  | 364.1 | 0.059 | 0.96 | 0.31 | 6173.9 | Diesel Oil | Pipeline Natural Gas | Combustion turbine |  |  |  |  | RGGI, SIPNOX | 2494 CT03-6 | 1971-06-01 | 299 |  | 5.3706 | 0.2357%
NY | Gowanus Generating Station | 2494 | CT03-7 | CP0001 | 2023 | 48 | 35.5 | 580.1 |  |  |  | 589.1 | 0.059 | 1.548 | 0.3099 | 9976.5 | Diesel Oil | Pipeline Natural Gas | Combustion turbine |  |  |  |  | RGGI, SIPNOX | 2494 CT03-7 | 1971-06-01 | 299 |  | 5.337 | 0.3809%
NY | Gowanus Generating Station | 2494 | CT03-8 | CP0001 | 2023 | 35 | 22.7 | 367.3 |  |  |  | 375.6 | 0.0591 | 0.989 | 0.3109 | 6359.5 | Diesel Oil | Pipeline Natural Gas | Combustion turbine |  |  |  |  | RGGI, SIPNOX | 2494 CT03-8 | 1971-06-01 | 299 |  | 5.3852 | 0.2428%
NY | Gowanus Generating Station | 2494 | CT04-1 | CP0001 | 2023 | 0 | 0 | [9 empty] | Diesel Oil |  | Combustion turbine |  |  |  |  | RGGI, SIPNOX | 2494 CT04-1 | 1971-06-01 | 299 |  |  | 0%
NY | Gowanus Generating Station | 2494 | CT04-2 | CP0001 | 2023 | 0 | 0 | [9 empty] | Diesel Oil |  | Combustion turbine |  |  |  |  | RGGI, SIPNOX | 2494 CT04-2 | 1971-06-01 | 299 |  |  | 0%
NY | Gowanus Generating Station | 2494 | CT04-3 | CP0001 | 2023 | 0 | 0 | [9 empty] | Diesel Oil |  | Combustion turbine |  |  |  |  | RGGI, SIPNOX | 2494 CT04-3 | 1971-06-01 | 299 |  |  | 0%
NY | Gowanus Generating Station | 2494 | CT04-4 | CP0001 | 2023 | 0 | 0 | [9 empty] | Diesel Oil |  | Combustion turbine |  |  |  |  | RGGI, SIPNOX | 2494 CT04-4 | 1971-06-01 | 299 |  |  | 0%
NY | Gowanus Generating Station | 2494 | CT04-5 | CP0001 | 2023 | 0 | 0 | [9 empty] | Diesel Oil |  | Combustion turbine |  |  |  |  | RGGI, SIPNOX | 2494 CT04-5 | 1971-06-01 | 299 |  |  | 0%
NY | Gowanus Generating Station | 2494 | CT04-6 | CP0001 | 2023 | 0 | 0 | [9 empty] | Diesel Oil |  | Combustion turbine |  |  |  |  | RGGI, SIPNOX | 2494 CT04-6 | 1971-06-01 | 299 |  |  | 0%
NY | Gowanus Generating Station | 2494 | CT04-7 | CP0001 | 2023 | 0 | 0 | [9 empty] | Diesel Oil |  | Combustion turbine |  |  |  |  | RGGI, SIPNOX | 2494 CT04-7 | 1971-06-01 | 299 |  |  | 0%
NY | Gowanus Generating Station | 2494 | CT04-8 | CP0001 | 2023 | 0 | 0 | [9 empty] | Diesel Oil |  | Combustion turbine |  |  |  |  | RGGI, SIPNOX | 2494 CT04-8 | 1971-06-01 | 299 |  |  | 0%
NY | Narrows Generating Station | 2499 | CT01-1 | CP0001 | 2023 | 145 | 124.4 | 2051.9 |  |  |  | 2078.8 | 0.0592 | 6.338 | 0.3611 | 35207.8 | Pipeline Natural Gas | Diesel Oil | Combustion turbine |  |  |  |  | RGGI, SIPNOX | 2499 CT01-1 | 1972-05-01 | 297 |  | 6.1777 | 1.353%
NY | Narrows Generating Station | 2499 | CT01-2 | CP0001 | 2023 | 63 | 49.7 | 754.7 |  |  |  | 766.6 | 0.0594 | 2.337 | 0.3627 | 12979.2 | Pipeline Natural Gas | Diesel Oil | Combustion turbine |  |  |  |  | RGGI, SIPNOX | 2499 CT01-2 | 1972-05-01 | 297 |  | 6.1932 | 0.4989%
NY | Narrows Generating Station | 2499 | CT01-3 | CP0001 | 2023 | 89 | 77 | 1181.1 |  |  |  | 1196 | 0.0593 | 3.646 | 0.3619 | 20248.2 | Pipeline Natural Gas | Diesel Oil | Combustion turbine |  |  |  |  | RGGI, SIPNOX | 2499 CT01-3 | 1972-05-01 | 297 |  | 6.1739 | 0.7783%
NY | Narrows Generating Station | 2499 | CT01-4 | CP0001 | 2023 | 130 | 109.3 | 1781.6 |  |  |  | 1803.9 | 0.0592 | 5.5 | 0.3612 | 30552.5 | Pipeline Natural Gas | Diesel Oil | Combustion turbine |  |  |  |  | RGGI, SIPNOX | 2499 CT01-4 | 1972-05-01 | 297 |  | 6.1742 | 1.174%
NY | Narrows Generating Station | 2499 | CT01-5 | CP0001 | 2023 | 194 | 163.8 | 2763.4 |  |  |  | 2804.4 | 0.0591 | 8.556 | 0.3609 | 47515.4 | Pipeline Natural Gas | Diesel Oil | Combustion turbine |  |  |  |  | RGGI, SIPNOX | 2499 CT01-5 | 1972-05-01 | 297 |  | 6.1924 | 1.826%
NY | Narrows Generating Station | 2499 | CT01-6 | CP0001 | 2023 | 60 | 49.6 | 690.5 |  |  |  | 700.8 | 0.0594 | 2.136 | 0.3628 | 11860.7 | Pipeline Natural Gas | Diesel Oil | Combustion turbine |  |  |  |  | RGGI, SIPNOX | 2499 CT01-6 | 1972-05-01 | 297 |  | 6.1868 | 0.4559%
NY | Narrows Generating Station | 2499 | CT01-7 | CP0001 | 2023 | 125 | 105.2 | 1744.7 |  |  |  | 1770.5 | 0.0592 | 5.399 | 0.3612 | 29988.8 | Pipeline Natural Gas | Diesel Oil | Combustion turbine |  |  |  |  | RGGI, SIPNOX | 2499 CT01-7 | 1972-05-01 | 297 |  | 6.189 | 1.153%
NY | Narrows Generating Station | 2499 | CT01-8 | CP0001 | 2023 | 80 | 67.7 | 988.7 |  |  |  | 1001.5 | 0.0593 | 3.054 | 0.3621 | 16957.5 | Pipeline Natural Gas | Diesel Oil | Combustion turbine |  |  |  |  | RGGI, SIPNOX | 2499 CT01-8 | 1972-05-01 | 297 |  | 6.1778 | 0.6518%
NY | Narrows Generating Station | 2499 | CT02-1 | CP0001 | 2023 | 182 | 149 | 2444.7 |  |  |  | 2496.9 | 0.059 | 7.614 | 0.3599 | 42296.6 | Pipeline Natural Gas | Diesel Oil | Combustion turbine |  |  |  |  | RGGI, SIPNOX | 2499 CT02-1 | 1972-05-01 | 297 |  | 6.229 | 1.626%
NY | Narrows Generating Station | 2499 | CT02-2 | CP0001 | 2023 | 111 | 90.5 | 1337.8 |  |  |  | 1370.5 | 0.0591 | 4.179 | 0.3615 | 23211.5 | Pipeline Natural Gas | Diesel Oil | Combustion turbine |  |  |  |  | RGGI, SIPNOX | 2499 CT02-2 | 1972-05-01 | 297 |  | 6.2476 | 0.8922%
NY | Narrows Generating Station | 2499 | CT02-3 | CP0001 | 2023 | 112 | 90.8 | 1405.2 |  |  |  | 1442 | 0.0589 | 4.397 | 0.36 | 24423.8 | Pipeline Natural Gas | Diesel Oil | Combustion turbine |  |  |  |  | RGGI, SIPNOX | 2499 CT02-3 | 1972-05-01 | 297 |  | 6.2582 | 0.9388%
NY | Narrows Generating Station | 2499 | CT02-4 | CP0001 | 2023 | 218 | 177.8 | 2986.8 |  |  |  | 3048.5 | 0.0591 | 9.299 | 0.3607 | 51649 | Pipeline Natural Gas | Diesel Oil | Combustion turbine |  |  |  |  | RGGI, SIPNOX | 2499 CT02-4 | 1972-05-01 | 297 |  | 6.2267 | 1.985%
NY | Narrows Generating Station | 2499 | CT02-5 | CP0001 | 2023 | 236 | 188.8 | 3213.1 |  |  |  | 3284.4 | 0.059 | 10.02 | 0.3599 | 55655.4 | Pipeline Natural Gas | Diesel Oil | Combustion turbine |  |  |  |  | RGGI, SIPNOX | 2499 CT02-5 | 1972-05-01 | 297 |  | 6.237 | 2.139%
NY | Narrows Generating Station | 2499 | CT02-6 | CP0001 | 2023 | 100 | 78.1 | 1136.6 |  |  |  | 1167 | 0.059 | 3.558 | 0.36 | 19763.8 | Pipeline Natural Gas | Diesel Oil | Combustion turbine |  |  |  |  | RGGI, SIPNOX | 2499 CT02-6 | 1972-05-01 | 297 |  | 6.2608 | 0.7596%
NY | Narrows Generating Station | 2499 | CT02-7 | CP0001 | 2023 | 157 | 125.4 | 2023.9 |  |  |  | 2067.4 | 0.059 | 6.304 | 0.3599 | 35021.1 | Pipeline Natural Gas | Diesel Oil | Combustion turbine |  |  |  |  | RGGI, SIPNOX | 2499 CT02-7 | 1972-05-01 | 297 |  | 6.2296 | 1.346%
NY | Narrows Generating Station | 2499 | CT02-8 | CP0001 | 2023 | 94 | 71.9 | 1029.2 |  |  |  | 1050.6 | 0.0589 | 3.203 | 0.3612 | 17791.9 | Pipeline Natural Gas | Diesel Oil | Combustion turbine |  |  |  |  | RGGI, SIPNOX | 2499 CT02-8 | 1972-05-01 | 297 |  | 6.2243 | 0.6839%
NY | Ravenswood Generating Station | 2500 | 10 |  | 2023 | 1862 | 1822.64 | 280870.55 |  | 12.696 | 0.0079 | 182796.115 | 0.0596 | 123.634 | 0.0793 | 3046114.705 | Pipeline Natural Gas | Residual Oil | Tangentially-fired |  | Overfire Air |  |  | ARP, CSNOX, CSOSG3, CSSO2G1, RGGI | 2500 10 | 1963-02-01 | 4204 |  | 0.88036 | 8.271%
NY | Ravenswood Generating Station | 2500 | 20 |  | 2023 | 1339 | 1320.52 | 225005.59 |  | 0.714 | 0.001 | 141517.354 | 0.059 | 85.228 | 0.0747 | 2381287.804 | Pipeline Natural Gas | Residual Oil | Tangentially-fired |  | Overfire Air |  |  | ARP, CSNOX, CSOSG3, CSSO2G1, MATS, RGGI | 2500 20 | 1963-05-01 | 4171 |  | 0.75756 | 6.517%
NY | Ravenswood Generating Station | 2500 | 30 |  | 2023 | 1604 | 1581.6 | 374790.4 |  | 1.293 | 0.001 | 256074.059 | 0.0591 | 169.788 | 0.0643 | 4308931.815 | Pipeline Natural Gas | Residual Oil | Tangentially-fired |  |  |  |  | ARP, CSNOX, CSOSG3, CSSO2G1, MATS, RGGI | 2500 30 | 1965-06-01 | 9379 |  | 0.90604 | 5.245%
NY | Ravenswood Generating Station | 2500 | CT0001 |  | 2023 | 0 | 0 | [9 empty] | Pipeline Natural Gas |  | Combustion turbine |  |  |  |  | RGGI, SIPNOX | 2500 CT0001 | 1967-07-01 | 243 |  |  | 0%
NY | Ravenswood Generating Station | 2500 | CT0010 |  | 2023 | 75 | 75 | 786 |  |  |  | 675.9 | 0.0591 | 2.652 | 0.4626 | 11457.1 | Pipeline Natural Gas | Diesel Oil | Combustion turbine |  |  |  |  | RGGI, SIPNOX | 2500 CT0010 | 1970-08-01 | 255 |  | 6.7481 | 0.5129%
NY | Ravenswood Generating Station | 2500 | CT0011 |  | 2023 | 0 | 0 | [9 empty] | Pipeline Natural Gas | Diesel Oil | Combustion turbine |  |  |  |  | RGGI, SIPNOX | 2500 CT0011 | 1970-08-01 | 255 |  |  | 0%
NY | Ravenswood Generating Station | 2500 | UCC001 |  | 2023 | 7870 | 7835.6 | 1964171.26 |  | 4.219 | 0.001 | 835256.313 | 0.0591 | 47.877 | 0.0079 | 14035648.425 | Pipeline Natural Gas | Diesel Oil | Combined cycle |  | Dry Low NOx Burners,Ammonia Injection |  |  | ARP, CSNOX, CSOSG3, CSSO2G1, RGGI | 2500 UCC001 | 2004-01-05 | 2156 |  | 0.04875 | 74.32%
NY | 74th Street | 2504 | 120 | CS0002 | 2023 | 3230 | 3225.75 |  | 804591.75 | 3.116 | 0.0047 | 63993.7 | 0.0595 | 46.42 | 0.0842 | 1070032.1 | Pipeline Natural Gas | Residual Oil | Tangentially-fired |  |  |  |  | ARP, SIPNOX | 2504 120 | 1956-04-01 | 836 |  |  | 14.61%
NY | 74th Street | 2504 | 121 | CS0002 | 2023 | 4484 | 4478.5 |  | 1224513.5 | 0.463 | 0.001 | 91611.8 | 0.0593 | 69.817 | 0.0879 | 1541435.975 | Pipeline Natural Gas | Residual Oil | Tangentially-fired |  |  |  |  | ARP, SIPNOX | 2504 121 | 1956-04-01 | 836 |  |  | 21.05%
NY | 74th Street | 2504 | 122 | CS0002 | 2023 | 3617 | 3614.5 |  | 949104.75 | 0.342 | 0.001 | 67682.275 | 0.0593 | 47.233 | 0.0795 | 1138852.45 | Pipeline Natural Gas | Residual Oil | Tangentially-fired |  |  |  |  | ARP, SIPNOX | 2504 122 | 1956-04-01 | 836 |  |  | 15.55%
NY | 74th Street | 2504 | CT0001 |  | 2023 | 5 | 5 | 70 |  |  |  | 90.5 | 0.081 | 0.669 | 1.2 | 1115 | Other Oil |  | Combustion turbine |  |  |  |  | RGGI, SIPNOX | 2504 CT0001 | 1968-10-01 | 223 |  | 19.1143 | 0.05708%
NY | 74th Street | 2504 | CT0002 |  | 2023 | 10 | 10 | 140 |  |  |  | 181 | 0.081 | 1.338 | 1.2 | 2230 | Other Oil |  | Combustion turbine |  |  |  |  | RGGI, SIPNOX | 2504 CT0002 | 1968-10-01 | 223 |  | 19.1143 | 0.1142%
NY | E F Barrett | 2511 | 10 |  | 2023 | 6838 | 6823 | 859761.15 |  | 12.482 | 0.0036 | 507383.803 | 0.0592 | 385.95 | 0.0896 | 8518755.986 | Pipeline Natural Gas | Residual Oil | Tangentially-fired |  |  |  |  | ARP, CSNOX, CSOSG3, CSSO2G1, RGGI | 2511 10 | 1956-01-01 | 2300 |  | 0.89781 | 42.28%
NY | E F Barrett | 2511 | 20 |  | 2023 | 4247 | 4225.17 | 526082.28 |  | 10.385 | 0.0052 | 310560.833 | 0.0593 | 136.128 | 0.0499 | 5208932.624 | Pipeline Natural Gas | Residual Oil | Tangentially-fired |  | Overfire Air |  |  | ARP, CSNOX, CSOSG3, CSSO2G1, RGGI | 2511 20 | 1963-01-01 | 2100 |  | 0.51752 | 28.32%
NY | E F Barrett | 2511 | U00004 | CP001 | 2023 | 395 | 395 | 3758 |  |  |  | 3342.2 | 0.0597 | 9.606 | 0.343 | 55825.9 | Pipeline Natural Gas | Diesel Oil | Combustion turbine |  |  |  |  | RGGI, SIPNOX | 2511 U00004 | 1970-07-01 | 276 |  | 5.1123 | 2.309%
NY | E F Barrett | 2511 | U00005 | CP001 | 2023 | 461 | 461 | 4463 |  |  |  | 3902.1 | 0.0595 | 11.181 | 0.3416 | 65542.2 | Pipeline Natural Gas | Diesel Oil | Combustion turbine |  |  |  |  | RGGI, SIPNOX | 2511 U00005 | 1970-07-01 | 276 |  | 5.0105 | 2.711%
NY | E F Barrett | 2511 | U00006 | CP001 | 2023 | 407 | 407 | 3729 |  |  |  | 3334.4 | 0.0595 | 9.564 | 0.3432 | 55870.6 | Pipeline Natural Gas | Diesel Oil | Combustion turbine |  |  |  |  | RGGI, SIPNOX | 2511 U00006 | 1970-07-01 | 276 |  | 5.1295 | 2.311%
NY | E F Barrett | 2511 | U00007 | CP001 | 2023 | 220 | 220 | 2285 |  |  |  | 2154.8 | 0.0588 | 6.139 | 0.3359 | 36545.2 | Pipeline Natural Gas | Diesel Oil | Combustion turbine |  |  |  |  | RGGI, SIPNOX | 2511 U00007 | 1970-07-01 | 276 |  | 5.3733 | 1.512%
NY | E F Barrett | 2511 | U00008 | CP001 | 2023 | 373 | 373 | 3291 |  |  |  | 2846.5 | 0.0589 | 8.095 | 0.336 | 48195.5 | Pipeline Natural Gas | Diesel Oil | Combustion turbine |  |  |  |  | RGGI, SIPNOX | 2511 U00008 | 1970-07-01 | 276 |  | 4.9195 | 1.993%
NY | E F Barrett | 2511 | U00009 | CP001 | 2023 | 413 | 413 | 3838 |  |  |  | 3284.3 | 0.0588 | 9.352 | 0.336 | 55671.5 | Pipeline Natural Gas | Diesel Oil | Combustion turbine |  |  |  |  | RGGI, SIPNOX | 2511 U00009 | 1970-07-01 | 276 |  | 4.8734 | 2.303%
NY | E F Barrett | 2511 | U00011 | CP001 | 2023 | 412 | 412 | 3947 |  |  |  | 3395.4 | 0.0591 | 9.667 | 0.3369 | 57437.5 | Pipeline Natural Gas | Diesel Oil | Combustion turbine |  |  |  |  | RGGI, SIPNOX | 2511 U00011 | 1970-07-01 | 276 |  | 4.8984 | 2.376%
NY | E F Barrett | 2511 | U00012 | CP001 | 2023 | 973 | 973 | 10562 |  | 0.048 | 0.0006 | 9429 | 0.0591 | 22.28 | 0.3024 | 159283.1 | Pipeline Natural Gas | Diesel Oil | Combustion turbine |  | Water Injection |  |  | CSNOX, CSOSG3, CSSO2G1, RGGI | 2511 U00012 | 1970-07-01 | 270 |  | 4.2189 | 6.734%
NY | E F Barrett | 2511 | U00013 | CP001 | 2023 | 973 | 973 | 10562 |  | 0.048 | 0.0006 | 9457.8 | 0.0593 | 22.586 | 0.3064 | 159283.1 | Pipeline Natural Gas | Diesel Oil | Combustion turbine |  | Water Injection |  |  | CSNOX, CSOSG3, CSSO2G1, RGGI | 2511 U00013 | 1970-07-01 | 270 |  | 4.2768 | 6.734%
NY | E F Barrett | 2511 | U00014 | CP001 | 2023 | 1415 | 1415 | 20187 |  | 0.091 | 0.0006 | 18052.3 | 0.059 | 46.501 | 0.3008 | 305366.7 | Pipeline Natural Gas | Diesel Oil | Combustion turbine |  | Water Injection |  |  | CSNOX, CSOSG3, CSSO2G1, RGGI | 2511 U00014 | 1970-07-01 | 270 |  | 4.607 | 12.91%
NY | E F Barrett | 2511 | U00015 | CP001 | 2023 | 1415 | 1415 | 20187 |  | 0.091 | 0.0006 | 18103.5 | 0.0591 | 47.03 | 0.3036 | 305366.7 | Pipeline Natural Gas | Diesel Oil | Combustion turbine |  | Water Injection |  |  | CSNOX, CSOSG3, CSSO2G1, RGGI | 2511 U00015 | 1970-07-01 | 270 |  | 4.6594 | 12.91%
NY | E F Barrett | 2511 | U00016 | CP001 | 2023 | 1107 | 1107 | 16861 |  | 0.067 | 0.0003 | 14638.6 | 0.059 | 36.691 | 0.298 | 247943.3 | Pipeline Natural Gas | Diesel Oil | Combustion turbine |  | Water Injection |  |  | CSNOX, CSOSG3, CSSO2G1, RGGI | 2511 U00016 | 1970-07-01 | 270 |  | 4.3522 | 10.48%
NY | E F Barrett | 2511 | U00017 | CP001 | 2023 | 1107 | 1107 | 16861 |  | 0.067 | 0.0003 | 14687.8 | 0.0591 | 36.913 | 0.2991 | 247943.3 | Pipeline Natural Gas | Diesel Oil | Combustion turbine |  | Water Injection |  |  | CSNOX, CSOSG3, CSSO2G1, RGGI | 2511 U00017 | 1970-07-01 | 270 |  | 4.3785 | 10.48%
NY | E F Barrett | 2511 | U00018 | CP001 | 2023 | 711 | 711 | 9499 |  | 0.041 | 0.0005 | 8441.4 | 0.059 | 16.381 | 0.2289 | 143042.2 | Pipeline Natural Gas | Diesel Oil | Combustion turbine |  | Water Injection |  |  | CSNOX, CSOSG3, CSSO2G1, RGGI | 2511 U00018 | 1970-07-01 | 270 |  | 3.449 | 6.048%
NY | E F Barrett | 2511 | U00019 | CP001 | 2023 | 711 | 711 | 9499 |  | 0.041 | 0.0005 | 8441.4 | 0.059 | 16.408 | 0.2296 | 143042.2 | Pipeline Natural Gas | Diesel Oil | Combustion turbine |  | Water Injection |  |  | CSNOX, CSOSG3, CSSO2G1, RGGI | 2511 U00019 | 1970-07-01 | 270 |  | 3.4547 | 6.048%
NY | Glenwood | 2514 | U00020 | CP001 | 2023 | 23 | 23 | 495 |  | 0.004 | 0.001 | 832.7 | 0.0812 | 2.897 | 0.5347 | 10280.6 | Diesel Oil |  | Combustion turbine |  | Water Injection |  |  | CSNOX, CSOSG3, CSSO2G1, RGGI | 2514 U00020 | 1972-07-01 | 662 |  | 11.7051 | 0.1773%
NY | Glenwood | 2514 | U00021 | CP001 | 2023 | 22 | 22 | 474 |  | 0.005 | 0.0011 | 981.9 | 0.0811 | 3.588 | 0.592 | 12121.6 | Diesel Oil |  | Combustion turbine |  |  |  |  | CSNOX, CSOSG3, CSSO2G1, RGGI | 2514 U00021 | 1972-07-01 | 662 |  | 15.1392 | 0.209%
NY | Northport | 2516 | 1 |  | 2023 | 3644 | 3621.88 | 775894.52 |  | 10.928 | 0.0028 | 470849.54 | 0.0591 | 216.261 | 0.0482 | 7910784.909 | Pipeline Natural Gas | Residual Oil | Tangentially-fired |  | Overfire Air,Low NOx Burner Technology w/ Separated OFA | Electrostatic Precipitator |  | ARP, CSNOX, CSOSG3, CSSO2G1, MATS, RGGI | 2516 1 | 1967-01-01 | 3900 |  | 0.55745 | 23.16%
NY | Northport | 2516 | 2 |  | 2023 | 3213 | 3195.63 | 695815.86 |  | 48.566 | 0.0111 | 415988.864 | 0.0595 | 200.233 | 0.0495 | 6933822.293 | Pipeline Natural Gas | Residual Oil | Tangentially-fired |  | Overfire Air,Low NOx Burner Technology w/ Separated OFA | Electrostatic Precipitator |  | ARP, CSNOX, CSOSG3, CSSO2G1, MATS, RGGI | 2516 2 | 1968-01-01 | 4000 |  | 0.57553 | 19.79%
NY | Northport | 2516 | 3 |  | 2023 | 3720 | 3701.78 | 772868.84 |  | 32.108 | 0.0071 | 471049.122 | 0.0593 | 209.317 | 0.0476 | 7884158.264 | Pipeline Natural Gas | Residual Oil | Tangentially-fired |  | Overfire Air,Low NOx Burner Technology w/ Separated OFA | Electrostatic Precipitator |  | ARP, CSNOX, CSOSG3, CSSO2G1, MATS, RGGI | 2516 3 | 1972-01-01 | 3900 |  | 0.54166 | 23.08%
NY | Northport | 2516 | 4 |  | 2023 | 1680 | 1662.32 | 311117.07 |  | 22.828 | 0.0141 | 197379.076 | 0.0596 | 73.422 | 0.0357 | 3290257.725 | Pipeline Natural Gas | Residual Oil | Tangentially-fired |  | Overfire Air,Low NOx Burner Technology w/ Separated OFA | Electrostatic Precipitator |  | ARP, CSNOX, CSOSG3, CSSO2G1, MATS, RGGI | 2516 4 | 1977-01-01 | 4100 |  | 0.47199 | 9.161%
NY | Northport | 2516 | UGT001 |  | 2023 | 18 | 18 | 137 |  |  |  | 278.1 | 0.0809 | 2.059 | 1.2001 | 3431.3 | Diesel Oil |  | Combustion turbine |  |  |  |  | RGGI, SIPNOX | 2516 UGT001 | 1967-07-01 | 266 |  | 30.0584 | 0.1473%
NY | Port Jefferson Energy Center | 2517 | 3 |  | 2023 | 2164 | 2144.94 | 187803.63 |  | 19.395 | 0.0147 | 126878.459 | 0.0597 | 56.119 | 0.0446 | 2108530.211 | Pipeline Natural Gas | Residual Oil | Tangentially-fired |  | Overfire Air,Low NOx Burner Technology w/ Separated OFA | Electrostatic Precipitator |  | ARP, CSNOX, CSOSG3, CSSO2G1, MATS, RGGI | 2517 3 | 1958-01-01 | 2075 |  | 0.59763 | 11.6%
NY | Port Jefferson Energy Center | 2517 | 4 |  | 2023 | 1943 | 1911.05 | 135912.87 |  | 17.917 | 0.0184 | 90722.07 | 0.0599 | 39.777 | 0.0431 | 1501989.853 | Pipeline Natural Gas | Residual Oil | Tangentially-fired |  | Overfire Air,Low NOx Burner Technology w/ Separated OFA | Electrostatic Precipitator |  | ARP, CSNOX, CSOSG3, CSSO2G1, MATS, RGGI | 2517 4 | 1960-01-01 | 2100 |  | 0.58533 | 8.165%
NY | Port Jefferson Energy Center | 2517 | UGT001 |  | 2023 | 9 | 9 | 67 |  |  |  | 168.7 | 0.081 | 1.25 | 1.2 | 2084 | Diesel Oil |  | Combustion turbine |  |  |  |  | RGGI, SIPNOX | 2517 UGT001 | 1966-07-01 | 266 |  | 37.3134 | 0.08944%
NY | Port Jefferson Energy Center | 2517 | UGT002 |  | 2023 | 783 | 655.17 | 27108.41 |  | 0.077 | 0.001 | 15162.512 | 0.0602 | 1.501 | 0.0384 | 252584.751 | Pipeline Natural Gas | Diesel Oil | Combustion turbine |  | Water Injection,Selective Catalytic Reduction |  |  | ARP, CSNOX, CSOSG3, CSSO2G1, RGGI | 2517 UGT002 | 2002-07-01 | 492 | Y | 0.11074 | 5.861%
NY | Port Jefferson Energy Center | 2517 | UGT003 |  | 2023 | 1213 | 971.36 | 41177.4 |  | 0.122 | 0.001 | 24191.416 | 0.0595 | 2.62 | 0.0467 | 405678.611 | Pipeline Natural Gas | Diesel Oil | Combustion turbine |  | Water Injection,Selective Catalytic Reduction |  |  | ARP, CSNOX, CSOSG3, CSSO2G1, RGGI | 2517 UGT003 | 2002-07-01 | 478 | Y | 0.12725 | 9.688%
NY | West Babylon Facility | 2521 | UGT001 |  | 2023 | 6 | 6 | 40 |  | 0 | 0.0012 | 59.6 | 0.081 | 0.215 | 0.5852 | 734 | Diesel Oil |  | Combustion turbine |  |  |  |  | CSNOX, CSOSG3, CSSO2G1, RGGI | 2521 UGT001 | 1971-06-01 | 686 |  | 10.75 | 0.01221%
NY | Greenidge Generation LLC | 2527 | 6 |  | 2023 | 8446 | 8439.08 | 665425.54 |  | 1.936 | 0.001 | 388036.305 | 0.059 | 66.151 | 0.0189 | 6544486.668 | Pipeline Natural Gas | Wood | Tangentially-fired | Dry Lime FGD | Low NOx Burner Technology w/ Closed-coupled OFA,Selective Catalytic Reduction | Electrostatic Precipitator,Baghouse |  | ARP, CSNOX, CSOSG3, CSSO2G1, RGGI | 2527 6 | 1953-11-01 | 1280 | Y | 0.19882 | 58.37%
NY | Bethlehem Energy Center (Albany) | 2539 | 10001 |  | 2023 | 8023 | 7995.02 | 1395493.27 |  | 4.191 | 0.001 | 830186.396 | 0.059 | 38.025 | 0.0065 | 13969401.382 | Pipeline Natural Gas | Diesel Oil | Combined cycle |  | Dry Low NOx Burners,Water Injection,Selective Catalytic Reduction |  |  | ARP, CSNOX, CSOSG3, CSSO2G1, RGGI | 2539 10001 | 2005-03-10 | 2450 | Y | 0.054497 | 65.09%
NY | Bethlehem Energy Center (Albany) | 2539 | 10002 |  | 2023 | 8004 | 7981.59 | 1393935.28 |  | 4.256 | 0.001 | 843092.899 | 0.059 | 38.317 | 0.0063 | 14186678.175 | Pipeline Natural Gas | Diesel Oil | Combined cycle |  | Dry Low NOx Burners,Water Injection,Selective Catalytic Reduction |  |  | ARP, CSNOX, CSOSG3, CSSO2G1, RGGI | 2539 10002 | 2005-03-18 | 2450 | Y | 0.054977 | 66.1%
NY | Bethlehem Energy Center (Albany) | 2539 | 10003 |  | 2023 | 7932 | 7912.22 | 1388398.69 |  | 4.189 | 0.001 | 829798.356 | 0.059 | 39.717 | 0.0064 | 13963005.666 | Pipeline Natural Gas | Diesel Oil | Combined cycle |  | Dry Low NOx Burners,Water Injection,Selective Catalytic Reduction |  |  | ARP, CSNOX, CSOSG3, CSSO2G1, RGGI | 2539 10003 | 2005-03-12 | 2450 | Y | 0.057213 | 65.06%
NY | Oswego Harbor Power | 2594 | 5 |  | 2023 | 137 | 131.62 | 23800.41 |  | 59.856 | 0.2447 | 21260.015 | 0.081 | 28.025 | 0.1154 | 262664.567 | Residual Oil | Pipeline Natural Gas | Dry bottom wall-fired boiler |  | Overfire Air |  |  | ARP, CSNOX, CSOSG3, CSSO2G1, MATS, RGGI | 2594 5 | 1977-01-01 | 9422 |  | 2.355 | 0.3182%
NY | Oswego Harbor Power | 2594 | 6 |  | 2023 | 210 | 205.76 | 37470.9 |  | 103.376 | 0.3097 | 35564.094 | 0.0723 | 36.021 | 0.1002 | 443492.232 | Residual Oil | Pipeline Natural Gas | Dry bottom wall-fired boiler |  |  |  |  | ARP, CSNOX, CSOSG3, CSSO2G1, MATS, RGGI | 2594 6 | 1980-01-01 | 9491 |  | 1.9226 | 0.5334%
NY | Bowline Generating Station | 2625 | 1 |  | 2023 | 1965 | 1948.72 | 731957.71 |  | 25.256 | 0.0148 | 415637.546 | 0.0592 | 413.806 | 0.1016 | 6994960.532 | Pipeline Natural Gas | Residual Oil | Tangentially-fired |  | Low NOx Burner Technology w/ Closed-coupled OFA |  |  | ARP, CSNOX, CSOSG3, CSSO2G1, MATS, RGGI | 2625 1 | 1972-09-01 | 7000 |  | 1.1307 | 11.41%
NY | Bowline Generating Station | 2625 | 2 |  | 2023 | 776 | 764.67 | 243542.58 |  | 7.819 | 0.0133 | 150673.429 | 0.0591 | 134.509 | 0.0861 | 2537440.133 | Pipeline Natural Gas | Residual Oil | Dry bottom wall-fired boiler |  | Overfire Air |  |  | ARP, CSNOX, CSOSG3, CSSO2G1, MATS, RGGI | 2625 2 | 1974-05-01 | 7600 |  | 1.1046 | 3.811%
NY | Hillburn | 2628 | 1 |  | 2023 | 73 | 39.34 | 912.4 |  | 0.006 | 0.0011 | 1067.584 | 0.0595 | 7.286 | 0.7584 | 17914.978 | Pipeline Natural Gas | Diesel Oil | Combustion turbine |  |  |  |  | CSNOX, CSOSG3, CSSO2G1, RGGI | 2628 1 | 1971-04-01 | 650 |  | 15.9711 | 0.3146%
NY | Shoemaker | 2632 | 1 |  | 2023 | 69 | 36.85 | 945.29 |  | 0.005 | 0.001 | 1007.219 | 0.0593 | 7.766 | 0.8573 | 16947.229 | Pipeline Natural Gas | Diesel Oil | Combustion turbine |  |  |  |  | CSNOX, CSOSG3, CSSO2G1, RGGI | 2632 1 | 1971-05-01 | 650 |  | 16.4309 | 0.2976%
NY | Freeport Power Plant No. 2 | 2679 | 5 |  | 2023 | 812 | 626.85 | 24494.33 |  | 0.083 | 0.0012 | 14518.049 | 0.0594 | 1.512 | 0.0661 | 244081.546 | Pipeline Natural Gas | Diesel Oil | Combustion turbine |  | Water Injection,Selective Catalytic Reduction |  |  | ARP, CSNOX, CSOSG3, CSSO2G1, RGGI | 2679 5 | 2004-04-30 | 487 | Y | 0.12346 | 5.721%
NY | Freeport Power Plant No. 2 | 2679 | CT3 |  | 2023 | 10 | 5.63 | 54.77 |  |  |  | 127.8 | 0.0808 |  |  | 1576.4 | Diesel Oil |  | Combustion turbine |  |  |  |  | RGGI | 2679 CT3 | 1972-01-01 | 280 |  | 0 | 0.06427%
NY | S A Carlson | 2682 | 10 |  | 2023 | 54 | 54 |  |  | 0.001 | 0.0005 | 198.6 | 0.0594 | 0.094 | 0.056 | 3350.6 | Pipeline Natural Gas |  | Dry bottom wall-fired boiler |  | Low NOx Burner Technology (Dry Bottom only) |  |  | ARP, CSNOX, CSOSG3, CSSO2G1 | 2682 10 | 1950-12-01 | 198 |  |  | 0.1932%
NY | S A Carlson | 2682 | 20 |  | 2023 | 1225 | 1219 | 42292.25 |  | 0.145 | 0.001 | 28643.95 | 0.0592 | 28.07 | 0.117 | 482010.625 | Pipeline Natural Gas |  | Combined cycle |  | Water Injection |  |  | ARP, CSNOX, CSOSG3, CSSO2G1, RGGI | 2682 20 | 2001-11-03 | 554 |  | 1.3274 | 9.932%
NY | S A Carlson | 2682 | 9 |  | 2023 | 74 | 74 |  |  | 0.002 | 0.0006 | 313 | 0.0603 | 0.139 | 0.0535 | 5278.2 | Pipeline Natural Gas | Diesel Oil | Dry bottom wall-fired boiler |  | Low NOx Burner Technology (Dry Bottom only) |  |  | ARP, CSNOX, CSOSG3, CSSO2G1 | 2682 9 | 1950-12-01 | 198 |  |  | 0.3043%
NC | Asheville | 2706 | 3 |  | 2023 | 481 | 422.71 | 52259.49 |  | 0.18 | 0.001 | 35685.96 | 0.0594 | 35.171 | 0.1216 | 599448.865 | Pipeline Natural Gas | Diesel Oil | Combustion turbine |  | Water Injection |  |  | ARP, CSNOX, CSSO2G1, SIPNOX | 2706 3 | 1999-05-18 | 2026 |  | 1.346 | 3.378%
NC | Asheville | 2706 | 4 |  | 2023 | 824 | 768.4 | 85494.02 |  | 0.309 | 0.001 | 61237.746 | 0.0591 | 46.169 | 0.0898 | 1029418.959 | Pipeline Natural Gas | Diesel Oil | Combustion turbine |  | Water Injection |  |  | ARP, CSNOX, CSSO2G1, SIPNOX | 2706 4 | 2000-02-03 | 2065 |  | 1.0801 | 5.691%
NC | Asheville | 2706 | CT5 |  | 2023 | 8161 | 8153.72 | 2110834.58 |  | 4.18 | 0.001 | 828000.001 | 0.059 | 168.953 | 0.0249 | 13931039.925 | Pipeline Natural Gas | Diesel Oil | Combined cycle |  | Dry Low NOx Burners,Water Injection,Selective Catalytic Reduction |  |  | ARP, CSNOX, CSSO2G1 | 2706 CT5 | 2019-08-08 | 2207 | Y | 0.16008 | 72.06%
NC | Asheville | 2706 | CT7 |  | 2023 | 6560 | 6549.04 | 1705565.4 |  | 3.401 | 0.001 | 673738.086 | 0.059 | 147.899 | 0.0272 | 11335324.557 | Pipeline Natural Gas | Diesel Oil | Combined cycle |  | Dry Low NOx Burners,Water Injection,Selective Catalytic Reduction |  |  | ARP, CSNOX, CSSO2G1 | 2706 CT7 | 2019-09-06 | 2207 | Y | 0.17343 | 58.63%
NC | Blewett | 2707 | 1 |  | 2023 | 26 | 13.81 | 0 |  | 0.957 | 0.5005 | 309.8 | 0.081 | 2.295 | 1.2002 | 3825.6 | Diesel Oil |  | Combustion turbine |  |  |  |  | CSNOX, CSSO2G1, SIPNOX | 2707 1 | 1971-01-01 | 277 |  |  | 0.1577%
NC | Blewett | 2707 | 2 |  | 2023 | 26 | 13.51 | 0 |  | 0.936 | 0.5003 | 303.4 | 0.0813 | 2.246 | 1.2003 | 3742.5 | Diesel Oil |  | Combustion turbine |  |  |  |  | CSNOX, CSSO2G1, SIPNOX | 2707 2 | 1971-01-01 | 277 |  |  | 0.1542%
NC | Blewett | 2707 | 3 |  | 2023 | 23 | 12.56 | 0 |  | 0.87 | 0.5007 | 281.7 | 0.0806 | 2.088 | 1.2001 | 3479.2 | Diesel Oil |  | Combustion turbine |  |  |  |  | CSNOX, CSSO2G1, SIPNOX | 2707 3 | 1971-01-01 | 277 |  |  | 0.1434%
NC | Blewett | 2707 | 4 |  | 2023 | 23 | 12.56 | 0 |  | 0.87 | 0.5006 | 281.9 | 0.0812 | 2.088 | 1.2003 | 3479.3 | Diesel Oil |  | Combustion turbine |  |  |  |  | CSNOX, CSSO2G1, SIPNOX | 2707 4 | 1971-01-01 | 277 |  |  | 0.1434%
NC | H F Lee Steam Electric Plant | 2709 | 01A |  | 2023 | 8339 | 8334.32 | 2222504.44 |  | 3.771 | 0.0003 | 928142.335 | 0.059 | 274.681 | 0.0417 | 15617672.623 | Natural Gas | Diesel Oil | Combined cycle |  | Dry Low NOx Burners,Water Injection,Selective Catalytic Reduction |  |  | ARP, CSNOX, CSSO2G1, SIPNOX | 2709 01A | 2012-08-22 | 2740 | Y | 0.24718 | 65.07%
NC | H F Lee Steam Electric Plant | 2709 | 01B |  | 2023 | 7799 | 7796.38 | 2048815.64 |  | 3.543 | 0.0003 | 855696.313 | 0.059 | 340.384 | 0.054 | 14398731.273 | Natural Gas | Diesel Oil | Combined cycle |  | Dry Low NOx Burners,Water Injection,Selective Catalytic Reduction |  |  | ARP, CSNOX, CSSO2G1, SIPNOX | 2709 01B | 2012-08-30 | 2740 | Y | 0.33227 | 59.99%
NC | H F Lee Steam Electric Plant | 2709 | 01C |  | 2023 | 8391 | 8385.39 | 2226889.61 |  | 3.761 | 0.0003 | 923590.404 | 0.059 | 324.69 | 0.048 | 15541129.171 | Natural Gas | Diesel Oil | Combined cycle |  | Dry Low NOx Burners,Water Injection,Selective Catalytic Reduction |  |  | ARP, CSNOX, CSSO2G1, SIPNOX | 2709 01C | 2012-08-29 | 2740 | Y | 0.29161 | 64.75%
NC | H F Lee Steam Electric Plant | 2709 | 10 |  | 2023 | 101 | 81.13 | 10499.85 |  | 0.024 | 0.0001 | 7256.656 | 0.0608 | 5.201 | 0.0887 | 120840.201 | Diesel Oil | Natural Gas | Combustion turbine |  | Water Injection |  |  | ARP, CSNOX, CSSO2G1, SIPNOX | 2709 10 | 2000-05-17 | 2055 |  | 0.99068 | 0.6713%
NC | H F Lee Steam Electric Plant | 2709 | 11 |  | 2023 | 78 | 61.43 | 7782.93 |  | 0.021 | 0.0003 | 5647.319 | 0.0642 | 3.985 | 0.0904 | 88681.046 | Diesel Oil | Natural Gas | Combustion turbine |  | Water Injection |  |  | ARP, CSNOX, CSSO2G1, SIPNOX | 2709 11 | 2000-05-11 | 2100 |  | 1.024 | 0.4821%
NC | H F Lee Steam Electric Plant | 2709 | 12 |  | 2023 | 189 | 149.3 | 18614.38 |  | 0.044 | 0.0002 | 12425.809 | 0.0602 | 4.212 | 0.0494 | 207443.769 | Natural Gas | Diesel Oil | Combustion turbine |  | Dry Low NOx Burners,Water Injection |  |  | ARP, CSNOX, CSSO2G1, SIPNOX | 2709 12 | 2000-04-30 | 2350 |  | 0.45255 | 1.008%
NC | H F Lee Steam Electric Plant | 2709 | 13 |  | 2023 | 350 | 302.28 | 39012.43 |  | 0.092 | 0.0001 | 25061.865 | 0.0593 | 7.695 | 0.0413 | 419499.321 | Natural Gas | Diesel Oil | Combustion turbine |  | Dry Low NOx Burners,Water Injection |  |  | ARP, CSNOX, CSSO2G1, SIPNOX | 2709 13 | 2000-05-04 | 2000 |  | 0.39449 | 2.394%
NC | H F Lee Steam Electric Plant | 2709 | 14 |  | 2023 | 224 | 177.08 | 22691.62 |  | 0.057 | 0.0002 | 15197.144 | 0.06 | 4.613 | 0.0449 | 252844.797 | Natural Gas | Diesel Oil | Combustion turbine |  | Dry Low NOx Burners,Water Injection |  |  | ARP, CSNOX, CSSO2G1, SIPNOX | 2709 14 | 2009-04-11 | 2020 |  | 0.40658 | 1.429%
NC | Roxboro | 2712 | 1 |  | 2023 | 4314 | 4302.08 | 994564.28 |  | 374.904 | 0.0637 | 1048712.463 | 0.1019 | 753.491 | 0.1532 | 10230186.26 | Coal | Residual Oil | Dry bottom wall-fired boiler | Wet Lime FGD | Overfire Air,Low NOx Burner Technology (Dry Bottom only),Selective Catalytic Reduction | Electrostatic Precipitator,Wet Scrubber |  | ARP, CSNOX, CSSO2G1, MATS, SIPNOX | 2712 1 | 1966-05-28 | 4722 | Y | 1.5152 | 24.73%
NC | Roxboro | 2712 | 2 |  | 2023 | 3472 | 3460.38 | 1396185.99 |  | 978.605 | 0.1326 | 1266967.235 | 0.1018 | 1023.129 | 0.2012 | 12358205.278 | Coal | Residual Oil | Tangentially-fired | Wet Lime FGD | Low NOx Burner Technology w/ Separated OFA,Overfire Air,Selective Catalytic Reduction | Electrostatic Precipitator,Wet Scrubber |  | ARP, CSNOX, CSSO2G1, MATS, SIPNOX | 2712 2 | 1968-05-10 | 7212 | Y | 1.4656 | 19.56%
NC | Roxboro | 2712 | 3A | CS003A | 2023 | 3511 | 3501.28 |  | 5296207.75 | 400.056 | 0.1001 | 681986.351 | 0.1021 | 398.362 | 0.1315 | 6652355.227 | Coal | Diesel Oil | Dry bottom wall-fired boiler | Wet Limestone | Low NOx Burner Technology (Dry Bottom only),Overfire Air,Selective Catalytic Reduction | Wet Scrubber,Electrostatic Precipitator |  | ARP, CSNOX, CSSO2G1, MATS, SIPNOX | 2712 3A | 1973-07-22 | 4261 | Y |  | 17.82%
NC | Roxboro | 2712 | 3B | CS003A | 2023 | 3804 | 3797.81 |  | 5916658.21 | 425.589 | 0.0967 | 764096.532 | 0.1022 | 464.492 | 0.1342 | 7453823.3 | Coal | Diesel Oil | Dry bottom wall-fired boiler | Wet Limestone | Low NOx Burner Technology (Dry Bottom only),Overfire Air,Selective Catalytic Reduction | Wet Scrubber,Electrostatic Precipitator |  | ARP, CSNOX, CSSO2G1, MATS, SIPNOX | 2712 3B | 1973-07-22 | 4261 | Y |  | 19.97%
NC | Roxboro | 2712 | 4A | CS004A | 2023 | 1741 | 1728.1 |  | 2424441.96 | 243.029 | 0.112 | 450161.053 | 0.1004 | 263.133 | 0.1191 | 4396400.754 | Coal | Diesel Oil | Dry bottom wall-fired boiler | Wet Limestone | Low NOx Burner Technology (Dry Bottom only),Overfire Air,Selective Catalytic Reduction | Wet Scrubber,Electrostatic Precipitator |  | ARP, CSNOX, CSSO2G1, MATS, SIPNOX | 2712 4A | 1980-09-15 | 4500 | Y |  | 11.15%
NC | Roxboro | 2712 | 4B | CS004A | 2023 | 1589 | 1579.29 |  | 1596513.05 | 163.636 | 0.1044 | 292539.161 | 0.1003 | 186.27 | 0.1219 | 2864539.502 | Coal | Diesel Oil | Dry bottom wall-fired boiler | Wet Limestone | Low NOx Burner Technology (Dry Bottom only),Overfire Air,Selective Catalytic Reduction | Wet Scrubber,Electrostatic Precipitator |  | ARP, CSNOX, CSSO2G1, MATS, SIPNOX | 2712 4B | 1980-09-15 | 4500 | Y |  | 7.267%
NC | L V Sutton | 2713 | 01A |  | 2023 | 7473 | 7465.21 | 1953831.45 |  | 3.272 | 0.0002 | 811939.848 | 0.059 | 297.423 | 0.0489 | 13662263.937 | Natural Gas | Diesel Oil | Combined cycle |  | Dry Low NOx Burners,Water Injection,Selective Catalytic Reduction |  |  | ARP, CSNOX, CSSO2G1, SIPNOX | 2713 01A | 2013-07-28 | 2717 | Y | 0.30445 | 57.4%
NC | L V Sutton | 2713 | 01B |  | 2023 | 7610 | 7605.29 | 2009597.36 |  | 3.329 | 0.0002 | 825943.128 | 0.059 | 273.412 | 0.0447 | 13897986.227 | Natural Gas | Diesel Oil | Combined cycle |  | Dry Low NOx Burners,Water Injection,Selective Catalytic Reduction |  |  | ARP, CSNOX, CSSO2G1, SIPNOX | 2713 01B | 2013-07-27 | 2717 | Y | 0.27211 | 58.39%
NC | L V Sutton | 2713 | 4 |  | 2023 | 57 | 34.43 | 1034.75 |  | 0.005 | 0.0016 | 599.228 | 0.0628 | 0.625 | 0.1766 | 9838.94 | Natural Gas | Diesel Oil | Combustion turbine |  | Water Injection |  |  | ARP, CSNOX, CSSO2G1, SIPNOX | 2713 4 | 2017-06-21 | 670 |  | 1.208 | 0.1676%
NC | L V Sutton | 2713 | 5 |  | 2023 | 43 | 28.6 | 1052.26 |  | 0.004 | 0.0019 | 605.525 | 0.0633 | 0.545 | 0.1602 | 10039.745 | Natural Gas | Diesel Oil | Combustion turbine |  | Water Injection |  |  | ARP, CSNOX, CSSO2G1, SIPNOX | 2713 5 | 2017-06-17 | 670 |  | 1.0359 | 0.1711%
NC | W H Weatherspoon | 2716 | 4 |  | 2023 | 26 | 13.23 | 0 |  | 1.896 | 0.5004 | 614 | 0.0807 | 4.548 | 1.2 | 7580.7 | Diesel Oil |  | Combustion turbine |  |  |  |  | CSNOX, CSSO2G1, SIPNOX | 2716 4 | 1970-05-01 | 573 |  |  | 0.151%
NC | W H Weatherspoon | 2716 | 5 |  | 2023 | 22 | 11.31 | 0 |  | 1.62 | 0.5005 | 524.8 | 0.0806 | 3.888 | 1.2 | 6480.6 | Diesel Oil |  | Combustion turbine |  |  |  |  | CSNOX, CSSO2G1, SIPNOX | 2716 5 | 1970-05-01 | 573 |  |  | 0.1291%
NC | W H Weatherspoon | 2716 | 6 |  | 2023 | 32 | 14.08 | 0 |  | 2.017 | 0.5003 | 653.4 | 0.0807 | 4.841 | 1.2 | 8067.8 | Diesel Oil |  | Combustion turbine |  |  |  |  | CSNOX, CSSO2G1, SIPNOX | 2716 6 | 1971-04-01 | 573 |  |  | 0.1607%
NC | W H Weatherspoon | 2716 | 7 |  | 2023 | 27 | 13.22 | 0 |  | 1.894 | 0.5006 | 613.4 | 0.0806 | 4.545 | 1.2 | 7575.2 | Diesel Oil |  | Combustion turbine |  |  |  |  | CSNOX, CSSO2G1, SIPNOX | 2716 7 | 1971-04-01 | 573 |  |  | 0.1509%
NC | G G Allen | 2718 | 1 | CS125 | 2023 | 857 | 846.55 | 65931.62 |  | 6.667 | 0.0172 | 72972.282 | 0.103 | 105.134 | 0.2804 | 711231.467 | Coal | Diesel Oil | Tangentially-fired | Wet Limestone | Low NOx Burner Technology w/ Closed-coupled/Separated OFA,Selective Non-catalytic Reduction | Electrostatic Precipitator,Wet Scrubber |  | ARP, CSNOX, CSSO2G1, MATS, SIPNOX | 2718 1 | 1957-06-11 | 2141 | Y | 3.1892 | 3.792%
NC | G G Allen | 2718 | 5 | CS125 | 2023 | 683 | 672.1 | 73047.37 |  | 8.872 | 0.0196 | 81163.796 | 0.1029 | 124.203 | 0.2878 | 791076.466 | Coal | Diesel Oil | Tangentially-fired | Wet Limestone | Low NOx Burner Technology w/ Closed-coupled/Separated OFA,Selective Non-catalytic Reduction | Electrostatic Precipitator,Wet Scrubber |  | ARP, CSNOX, CSSO2G1, MATS, SIPNOX | 2718 5 | 1961-07-03 | 3997 | Y | 3.4006 | 2.259%
NC | Buck | 2720 | 11C |  | 2023 | 6629 | 6614.4 | 1965152.48 |  | 4.044 | 0.001 | 801091.954 | 0.059 | 60.313 | 0.0104 | 13479812.979 | Pipeline Natural Gas |  | Combined cycle |  | Dry Low NOx Burners,Selective Catalytic Reduction |  |  | ARP, CSNOX, CSSO2G1, SIPNOX | 2720 11C | 2011-09-27 | 2604.1 | Y | 0.061383 | 59.09%
NC | Buck | 2720 | 12C |  | 2023 | 6732 | 6713.79 | 1985273.69 |  | 4.07 | 0.001 | 806152.588 | 0.059 | 59.349 | 0.0098 | 13565094.162 | Pipeline Natural Gas |  | Combined cycle |  | Dry Low NOx Burners,Selective Catalytic Reduction |  |  | ARP, CSNOX, CSSO2G1, SIPNOX | 2720 12C | 2011-10-06 | 2604.1 | Y | 0.059789 | 59.46%
NC | Cliffside | 2721 | 5 |  | 2023 | 3534 | 3517.39 | 1080666.35 |  | 373.256 | 0.052 | 1080531.322 | 0.0898 | 870.895 | 0.1619 | 11359630.414 | Coal | Diesel Oil, Pipeline Natural Gas | Tangentially-fired | Wet Lime FGD | Low NOx Burner Technology w/ Closed-coupled/Separated OFA,Selective Catalytic Reduction | Electrostatic Precipitator,Wet Scrubber |  | ARP, CSNOX, CSSO2G1, MATS, SIPNOX | 2721 5 | 1972-06-20 | 6080 | Y | 1.6118 | 21.33%
NC | Cliffside | 2721 | 6 |  | 2023 | 6893 | 6889.95 | 4654467.9 |  | 649.769 | 0.0305 | 2987632.425 | 0.0752 | 1151.386 | 0.0579 | 39659382.862 | Coal | Diesel Oil, Pipeline Natural Gas | Dry bottom wall-fired boiler | Wet Lime FGD | Low NOx Burner Technology w/ Overfire Air,Selective Catalytic Reduction | Baghouse,Wet Scrubber |  | ARP, CSNOX, CSSO2G1, MATS, SIPNOX | 2721 6 | 2012-06-10 | 8000 | Y | 0.49474 | 56.59%
NC | Dan River | 2723 | 8C |  | 2023 | 6523 | 6504.95 | 1915150.72 |  | 2.782 | 0.0001 | 799555.816 | 0.059 | 212.213 | 0.0327 | 13453923.843 | Natural Gas |  | Combined cycle |  | Dry Low NOx Burners,Selective Catalytic Reduction |  |  | ARP, CSNOX, CSSO2G1, SIPNOX | 2723 8C | 2012-07-24 | 2625 | Y | 0.22161 | 58.51%
NC | Dan River | 2723 | 9C |  | 2023 | 6665 | 6649.06 | 1949138.74 |  | 2.866 | 0.0001 | 813068.529 | 0.059 | 200.887 | 0.0305 | 13681448.29 | Natural Gas |  | Combined cycle |  | Dry Low NOx Burners,Selective Catalytic Reduction |  |  | ARP, CSNOX, CSSO2G1, SIPNOX | 2723 9C | 2012-08-09 | 2625 | Y | 0.20613 | 59.5%
NC | Marshall | 2727 | 1 | CS001 | 2023 | 3744 | 3735.78 | 858678.48 |  | 321.282 | 0.0642 | 697677.073 | 0.0799 | 761.504 | 0.1688 | 8330808.145 | Coal | Diesel Oil, Pipeline Natural Gas | Tangentially-fired | Wet Lime FGD | Low NOx Burner Technology w/ Closed-coupled/Separated OFA,Selective Non-catalytic Reduction | Electrostatic Precipitator,Wet Scrubber |  | ARP, CSNOX, CSSO2G1, MATS, SIPNOX | 2727 1 | 1965-03-21 | 4756 | Y | 1.7737 | 20%
NC | Marshall | 2727 | 2 | CS001 | 2023 | 3623 | 3612.78 | 877076.77 |  | 398.509 | 0.0782 | 728244.935 | 0.0842 | 829.533 | 0.1841 | 8333576.313 | Coal | Diesel Oil, Pipeline Natural Gas | Tangentially-fired | Wet Lime FGD | Low NOx Burner Technology w/ Closed-coupled/Separated OFA,Selective Non-catalytic Reduction | Electrostatic Precipitator,Wet Scrubber |  | ARP, CSNOX, CSSO2G1, MATS, SIPNOX | 2727 2 | 1966-04-17 | 4542 | Y | 1.8916 | 20.94%
NC | Marshall | 2727 | 3 |  | 2023 | 5915 | 5899.38 | 2459782.53 |  | 301.628 | 0.0288 | 1829307.976 | 0.0752 | 1586.569 | 0.1302 | 23318225.148 | Coal | Diesel Oil, Other Oil, Pipeline Natural Gas | Tangentially-fired | Wet Lime FGD | Low NOx Burner Technology w/ Closed-coupled/Separated OFA,Selective Catalytic Reduction | Electrostatic Precipitator,Wet Scrubber |  | ARP, CSNOX, CSSO2G1, MATS, SIPNOX | 2727 3 | 1969-05-15 | 7506 | Y | 1.29 | 35.46%
NC | Marshall | 2727 | 4 |  | 2023 | 7218 | 7211.65 | 3201676.64 |  | 400.544 | 0.0224 | 2392002.486 | 0.0771 | 3084.017 | 0.2002 | 30008613.605 | Coal | Diesel Oil, Pipeline Natural Gas | Tangentially-fired | Wet Lime FGD | Low NOx Burner Technology w/ Closed-coupled/Separated OFA,Selective Non-catalytic Reduction | Electrostatic Precipitator,Wet Scrubber |  | ARP, CSNOX, CSSO2G1, MATS, SIPNOX | 2727 4 | 1970-05-01 | 7486 | Y | 1.9265 | 45.76%
ND | R M Heskett | 2790 | CT6 |  | 2023 | 590 | 534.71 | 29532.16 |  | 0.119 | 0.001 | 23608.183 | 0.0592 | 9.424 | 0.0673 | 397238.131 | Pipeline Natural Gas |  | Combustion turbine |  | Dry Low NOx Burners |  |  | ARP | 2790 CT6 | 2014-06-16 | 1200 |  | 0.63822 | 3.779%
ND | Leland Olds | 2817 | 1 |  | 2023 | 5564 | 5554.57 | 1041686.65 |  | 465.76 | 0.0831 | 1141022.475 | 0.1089 | 770.538 | 0.1446 | 10480621.402 | Coal |  | Dry bottom wall-fired boiler | Wet Lime FGD | Low NOx Burner Technology (Dry Bottom only),Overfire Air,Selective Non-catalytic Reduction | Electrostatic Precipitator | Additives to Enhance PAC and Existing Equipment Performance,Untreated PAC Sorbent Injection | ARP, MATS | 2817 1 | 1966-01-30 | 3084 | Y | 1.4794 | 38.79%
ND | Leland Olds | 2817 | 2 |  | 2023 | 7505 | 7488.36 | 2624873.77 |  | 1404.658 | 0.095 | 3000603.235 | 0.1085 | 4263.586 | 0.305 | 27561365.757 | Coal |  | Cyclone boiler | Wet Lime FGD | Overfire Air,Selective Non-catalytic Reduction | Electrostatic Precipitator | Additives to Enhance PAC and Existing Equipment Performance,Untreated PAC Sorbent Injection | ARP, MATS | 2817 2 | 1975-12-15 | 5531 | Y | 3.2486 | 56.88%
ND | Milton R Young | 2823 | B1 |  | 2023 | 8282 | 8269.76 | 1971884.69 |  | 194.386 | 0.02 | 2101594.095 | 0.109 | 3215.304 | 0.3307 | 19303690.197 | Coal |  | Cyclone boiler | Wet Lime FGD,Wet Limestone | Overfire Air,Selective Non-catalytic Reduction | Electrostatic Precipitator |  | ARP, MATS | 2823 B1 | 1970-11-18 | 3339 | Y | 3.2611 | 66%
ND | Milton R Young | 2823 | B2 |  | 2023 | 7333 | 7322.28 | 3021502.68 |  | 1802.132 | 0.1155 | 3360776.081 | 0.109 | 5037.809 | 0.3274 | 30869636.994 | Coal |  | Cyclone boiler | Dual Alkali,Wet Lime FGD | Overfire Air,Selective Non-catalytic Reduction | Electrostatic Precipitator |  | ARP, MATS | 2823 B2 | 1977-05-11 | 6584 | Y | 3.3346 | 53.52%
OH | Cardinal | 2828 | 1 |  | 2023 | 6606 | 6592.12 | 3172343.26 |  | 3039.554 | 0.2013 | 3045767.603 | 0.103 | 962.381 | 0.0665 | 29685856.683 | Coal |  | Cell burner boiler | Wet Limestone | Low NOx Cell Burner,Selective Catalytic Reduction | Electrostatic Precipitator |  | ARP, CSNOX, CSOSG3, CSSO2G1, MATS | 2828 1 | 1967-02-01 | 6625 | Y | 0.60673 | 51.15%
OH | Cardinal | 2828 | 2 |  | 2023 | 7594 | 7585.35 | 3908956.62 |  | 4654.314 | 0.268 | 3734830.71 | 0.103 | 1297.806 | 0.0714 | 36401896.546 | Coal |  | Cell burner boiler | Wet Limestone | Low NOx Cell Burner,Selective Catalytic Reduction | Electrostatic Precipitator |  | ARP, CSNOX, CSOSG3, CSSO2G1, MATS | 2828 2 | 1967-07-01 | 6500 | Y | 0.66402 | 63.93%
OH | Cardinal | 2828 | 3 |  | 2023 | 6333 | 6321.19 | 3334360.58 |  | 2994.778 | 0.2742 | 3339445.406 | 0.103 | 1333.907 | 0.0835 | 32548210.44 | Coal |  | Dry bottom wall-fired boiler | Wet Limestone | Low NOx Burner Technology (Dry Bottom only),Selective Catalytic Reduction | Electrostatic Precipitator,Wet Scrubber |  | ARP, CSNOX, CSOSG3, CSSO2G1, MATS | 2828 3 | 1977-09-20 | 6550 | Y | 0.8001 | 56.73%
OH | Dicks Creek Power Company LLC | 2831 | 1 |  | 2023 | 26 | 18.38 | 749.38 |  | 0.011 | 0.001 |  |  | 12.737 | 0.7 | 36392.4 | Pipeline Natural Gas |  | Combustion turbine |  |  |  |  | CSNOX, CSOSG3, CSSO2G1 | 2831 1 | 1965-09-30 | 1980 |  | 33.9934 | 0.2098%
OH | Miami Fort Power Station | 2832 | 6 |  | 2023 | 0 | 0 | [9 empty] | Coal |  | Tangentially-fired |  |  | Electrostatic Precipitator |  | ARP, CSNOX, CSOSG3, CSSO2G1, MATS | 2832 6 | 1960-11-30 | 1635 |  |  | 0%
OH | Miami Fort Power Station | 2832 | 7 |  | 2023 | 4693 | 4659.24 | 1718540.39 |  | 2849.507 | 0.2751 | 1733892.92 | 0.1029 | 2154.135 | 0.2388 | 16899526.445 | Coal |  | Cell burner boiler | Wet Limestone | Low NOx Cell Burner,Selective Catalytic Reduction | Wet Scrubber,Electrostatic Precipitator |  | ARP, CSNOX, CSOSG3, CSSO2G1, MATS | 2832 7 | 1975-05-01 | 5575 | Y | 2.5069 | 34.6%
OH | Miami Fort Power Station | 2832 | 8 |  | 2023 | 4341 | 4316.9 | 1430982.34 |  | 2425.239 | 0.2918 | 1396208.605 | 0.1029 | 1767.494 | 0.2477 | 13608252.671 | Coal |  | Dry bottom wall-fired boiler | Wet Limestone | Selective Catalytic Reduction,Low NOx Burner Technology (Dry Bottom only),Low NOx Cell Burner | Wet Scrubber,Electrostatic Precipitator |  | ARP, CSNOX, CSOSG3, CSSO2G1, MATS | 2832 8 | 1978-02-22 | 5025 | Y | 2.4703 | 30.91%
OH | Frank M Tait Station | 2847 | 1 |  | 2023 | 1495 | 1262.93 | 81989.02 |  | 0.305 | 0.0023 | 60701.7 | 0.0589 | 58.517 | 0.242 | 1028756.4 | Pipeline Natural Gas | Diesel Oil | Combustion turbine |  | Water Injection |  |  | ARP, CSNOX, CSOSG3, CSSO2G1 | 2847 1 | 1995-06-01 | 1500 |  | 1.4274 | 7.829%
OH | Frank M Tait Station | 2847 | 2 |  | 2023 | 1639 | 1406.77 | 89288.04 |  | 2.317 | 0.0048 | 68371.4 | 0.0593 | 79.824 | 0.2563 | 1155939.3 | Pipeline Natural Gas | Diesel Oil | Combustion turbine |  | Water Injection |  |  | ARP, CSNOX, CSOSG3, CSSO2G1 | 2847 2 | 1997-01-03 | 1500 |  | 1.788 | 8.797%
OH | Frank M Tait Station | 2847 | 3 |  | 2023 | 3767 | 3387.26 | 222916.34 |  | 0.826 | 0.0013 | 160792.6 | 0.059 | 90.327 | 0.1538 | 2725618 | Pipeline Natural Gas | Diesel Oil | Combustion turbine |  | Dry Low NOx Burners,Water Injection |  |  | ARP, CSNOX, CSOSG3, CSSO2G1 | 2847 3 | 1999-02-01 | 1500 |  | 0.81041 | 20.74%
OH | O H Hutchings | 2848 | H-7 |  | 2023 | 19 | 19 | 475 |  | 0.003 | 0.001 |  |  | 3.711 | 0.7 | 10602 | Pipeline Natural Gas | Diesel Oil | Combustion turbine |  |  |  |  | CSNOX, CSOSG3, CSSO2G1 | 2848 H-7 | 1968-11-15 | 558 |  | 15.6253 | 0.2169%
OH | Niles | 2861 | CTA |  | 2023 | 5 | 2.7 | 55.8 |  | 0.269 | 0.5033 |  |  | 0.646 | 1.2013 | 1076.1 | Diesel Oil |  | Combustion turbine |  |  |  |  | CSNOX, CSOSG3, CSSO2G1 | 2861 CTA | 1972-07-10 | 469 |  | 23.1541 | 0.02619%
OH | W H Sammis | 2866 | 5 | CSA, CSB | 2023 | 815 | 799.64 | 42109.59 |  | 17.11 | 0.0388 | 60159.281 | 0.1046 | 39.943 | 0.1028 | 573594.781 | Coal |  | Dry bottom wall-fired boiler | Wet Lime FGD | Low NOx Burner Technology (Dry Bottom only),Selective Non-catalytic Reduction | Electrostatic Precipitator |  | ARP, CSNOX, CSOSG3, CSSO2G1, MATS | 2866 5 | 1967-10-01 | 3810 | Y | 1.8971 | 1.719%
OH | W H Sammis | 2866 | 6 | CSA, CSB | 2023 | 1885 | 1874.64 | 799319.98 |  | 236.144 | 0.0539 | 871159.72 | 0.105 | 376.339 | 0.0929 | 8306267.911 | Coal |  | Dry bottom wall-fired boiler | Wet Lime FGD | Low NOx Burner Technology w/ Overfire Air,Selective Catalytic Reduction | Electrostatic Precipitator |  | ARP, CSNOX, CSOSG3, CSSO2G1, MATS | 2866 6 | 1969-01-01 | 7300 | Y | 0.94165 | 12.99%
OH | W H Sammis | 2866 | 7 | CSA, CSB | 2023 | 665 | 653.17 | 231647.06 |  | 70.788 | 0.0544 | 248785.482 | 0.105 | 94.147 | 0.0869 | 2372096.28 | Coal |  | Cell burner boiler | Wet Lime FGD | Low NOx Cell Burner,Selective Catalytic Reduction | Electrostatic Precipitator |  | ARP, CSNOX, CSOSG3, CSSO2G1, MATS | 2866 7 | 1971-07-01 | 7400 | Y | 0.81285 | 3.659%
OH | West Lorain | 2869 | 1A |  | 2023 | 8 | 8 | 317 |  | 0.42 | 0.1 |  |  | 2.402 | 0.572 | 8400 | Diesel Oil |  | Combustion turbine |  |  |  |  | CSNOX, CSOSG3, CSSO2G1 | 2869 1A | 1973-05-01 | 1050 |  | 15.1546 | 0.09132%
OH | West Lorain | 2869 | 1B |  | 2023 | 14 | 14 | 516 |  | 0.735 | 0.1 |  |  | 4.204 | 0.572 | 14700 | Diesel Oil |  | Combustion turbine |  |  |  |  | CSNOX, CSOSG3, CSSO2G1 | 2869 1B | 1973-05-01 | 1050 |  | 16.2946 | 0.1598%
OH | West Lorain | 2869 | 2 |  | 2023 | 3356 | 3052.59 | 219829.82 |  | 0.79 | 0.001 | 156502.958 | 0.0591 | 34.397 | 0.032 | 2633137.297 | Diesel Oil | Pipeline Natural Gas | Combustion turbine |  | Dry Low NOx Burners,Water Injection |  |  | ARP, CSNOX, CSOSG3, CSSO2G1 | 2869 2 | 2001-02-20 | 1130 |  | 0.31294 | 26.6%
OH | West Lorain | 2869 | 3 |  | 2023 | 3456 | 3141.51 | 227744.75 |  | 0.821 | 0.001 | 162564.751 | 0.0591 | 36.127 | 0.0312 | 2735348.45 | Diesel Oil | Pipeline Natural Gas | Combustion turbine |  | Dry Low NOx Burners,Water Injection |  |  | ARP, CSNOX, CSOSG3, CSSO2G1 | 2869 3 | 2001-02-20 | 1140 |  | 0.31726 | 27.39%
OH | West Lorain | 2869 | 4 |  | 2023 | 3634 | 3306.74 | 235507.92 |  | 0.85 | 0.001 | 168315.422 | 0.0591 | 38.757 | 0.0325 | 2832055.272 | Diesel Oil | Pipeline Natural Gas | Combustion turbine |  | Dry Low NOx Burners,Water Injection |  |  | ARP, CSNOX, CSOSG3, CSSO2G1 | 2869 4 | 2001-02-20 | 1325 |  | 0.32914 | 24.4%
OH | West Lorain | 2869 | 5 |  | 2023 | 2733 | 2477.38 | 181541.68 |  | 0.646 | 0.001 | 127875.282 | 0.0592 | 29.194 | 0.0324 | 2150434.787 | Diesel Oil | Pipeline Natural Gas | Combustion turbine |  | Dry Low NOx Burners,Water Injection |  |  | ARP, CSNOX, CSOSG3, CSSO2G1 | 2869 5 | 2001-02-20 | 1100 |  | 0.32162 | 22.32%
OH | West Lorain | 2869 | 6 |  | 2023 | 3715 | 3397.67 | 246240.13 |  | 0.88 | 0.001 | 174144.898 | 0.0592 | 41.624 | 0.033 | 2928646.234 | Diesel Oil | Pipeline Natural Gas | Combustion turbine |  | Dry Low NOx Burners,Water Injection |  |  | ARP, CSNOX, CSOSG3, CSSO2G1 | 2869 6 | 2001-02-20 | 1110 |  | 0.33808 | 30.12%
OH | Kyger Creek | 2876 | 1 | CS12 | 2023 | 6802 | 6795.15 | 1052597.58 |  | 657.279 | 0.1265 | 1043846.61 | 0.103 | 649.399 | 0.1296 | 10173955.47 | Coal |  | Wet bottom wall-fired boiler | Wet Lime FGD,Wet Limestone | Overfire Air,Selective Catalytic Reduction | Electrostatic Precipitator,Wet Scrubber |  | ARP, CSNOX, CSOSG3, CSSO2G1, MATS | 2876 1 | 1955-02-15 | 2629.6 | Y | 1.2339 | 44.17%
OH | Kyger Creek | 2876 | 2 | CS12 | 2023 | 6943 | 6932.59 | 1053506.73 |  | 668.578 | 0.1571 | 1048070.005 | 0.103 | 609.87 | 0.1245 | 10215125.231 | Coal |  | Wet bottom wall-fired boiler | Wet Lime FGD,Wet Limestone | Overfire Air,Selective Catalytic Reduction | Electrostatic Precipitator,Wet Scrubber |  | ARP, CSNOX, CSOSG3, CSSO2G1, MATS | 2876 2 | 1955-06-24 | 2629.6 | Y | 1.1578 | 44.35%
OH | Kyger Creek | 2876 | 3 | CS35 | 2023 | 7099 | 7081.25 | 1001151.44 |  | 642.177 | 0.1202 | 1046042.033 | 0.103 | 584.973 | 0.1188 | 10195343.061 | Coal |  | Wet bottom wall-fired boiler | Wet Lime FGD,Wet Limestone | Overfire Air,Selective Catalytic Reduction | Electrostatic Precipitator,Wet Scrubber |  | ARP, CSNOX, CSOSG3, CSSO2G1, MATS | 2876 3 | 1955-09-01 | 2629.6 | Y | 1.1686 | 44.26%
OH | Kyger Creek | 2876 | 4 | CS35 | 2023 | 7080 | 7064.13 | 1028683.21 |  | 668.956 | 0.1217 | 1071854.793 | 0.103 | 629.245 | 0.1227 | 10446923.908 | Coal |  | Wet bottom wall-fired boiler | Wet Lime FGD,Wet Limestone | Overfire Air,Selective Catalytic Reduction | Electrostatic Precipitator,Wet Scrubber |  | ARP, CSNOX, CSOSG3, CSSO2G1, MATS | 2876 4 | 1955-11-15 | 2629.6 | Y | 1.2234 | 45.35%
OH | Kyger Creek | 2876 | 5 | CS35 | 2023 | 7422 | 7404.06 | 1076461.53 |  | 660.692 | 0.117 | 1126743.599 | 0.103 | 671.216 | 0.1241 | 10981905.937 | Coal |  | Wet bottom wall-fired boiler | Wet Lime FGD,Wet Limestone | Overfire Air,Selective Catalytic Reduction | Electrostatic Precipitator,Wet Scrubber |  | ARP, CSNOX, CSOSG3, CSSO2G1, MATS | 2876 5 | 1955-12-22 | 2629.6 | Y | 1.2471 | 47.67%
OH | Bay Shore | 2878 | 1 |  | 2023 | 7777 | 7757.59 |  | 9247345.69 | 2337.563 | 0.3625 | 1338817.86 | 0.105 | 458.841 | 0.0736 | 12696221.384 | Petroleum Coke | Coal | Circulating fluidized bed boiler | Dry Lime FGD | Overfire Air | Baghouse | Halogenated PAC Sorbent Injection | ARP, CSNOX, CSOSG3, CSSO2G1, MATS | 2878 1 | 1955-08-01 | 2259.5 |  |  | 64.14%
OH | Richland Peaking Station | 2880 | CTG4 |  | 2023 | 1190 | 1032.91 | 96712.99 |  | 0.384 | 0.001 | 76071.072 | 0.059 | 54.87 | 0.0899 | 1280031.124 | Pipeline Natural Gas |  | Combustion turbine |  | Water Injection |  |  | ARP, CSNOX, CSOSG3, CSSO2G1 | 2880 CTG4 | 2000-03-10 | 1673 |  | 1.1347 | 8.734%
OH | Richland Peaking Station | 2880 | CTG5 |  | 2023 | 785 | 682.66 | 63055.7 |  | 0.255 | 0.001 | 50500.238 | 0.059 | 35.874 | 0.0871 | 849757.099 | Pipeline Natural Gas |  | Combustion turbine |  | Water Injection |  |  | ARP, CSNOX, CSOSG3, CSSO2G1 | 2880 CTG5 | 2000-05-07 | 1673 |  | 1.1379 | 5.798%
OH | Richland Peaking Station | 2880 | CTG6 |  | 2023 | 961 | 829.75 | 73822.78 |  | 0.298 | 0.001 | 58980.265 | 0.059 | 42.033 | 0.0882 | 992477.199 | Pipeline Natural Gas |  | Combustion turbine |  | Water Injection |  |  | ARP, CSNOX, CSOSG3, CSSO2G1 | 2880 CTG6 | 2000-03-10 | 1673 |  | 1.1388 | 6.772%
OK | Horseshoe Lake | 2951 | 10 |  | 2023 | 589 | 523.43 | 22212.74 |  | 0.066 | 0.001 | 13100.441 | 0.0592 | 10.424 | 0.1028 | 220443.995 | Pipeline Natural Gas |  | Combustion turbine |  | Water Injection |  |  | ARP, CSOSG2 | 2951 10 | 2000-06-14 | 550 |  | 0.93856 | 4.575%
OK | Horseshoe Lake | 2951 | 6 |  | 2023 | 3140 | 3117.58 | 300279.95 |  | 1.135 | 0.001 | 224764.519 | 0.059 | 529.73 | 0.2499 | 3781993.434 | Pipeline Natural Gas | Residual Oil | Dry bottom wall-fired boiler |  |  |  |  | ARP, CSOSG2 | 2951 6 | 1958-04-22 | 2212 |  | 3.5282 | 19.52%
OK | Horseshoe Lake | 2951 | 7 |  | 2023 | 0 | 0 | [9 empty] | Pipeline Natural Gas | Residual Oil | Combined cycle |  |  |  |  | ARP, CSOSG2 | 2951 7 | 1963-06-12 | 3360 |  |  | 0%
OK | Horseshoe Lake | 2951 | 8 |  | 2023 | 2578 | 2546.36 | 393060.11 |  | 1.438 | 0.001 | 284872.366 | 0.0591 | 470.506 | 0.1475 | 4793475.056 | Pipeline Natural Gas |  | Tangentially-fired |  |  |  |  | ARP, CSOSG2 | 2951 8 | 1969-06-12 | 5201 |  | 2.3941 | 10.52%
OK | Horseshoe Lake | 2951 | 9 |  | 2023 | 1986 | 1761.86 | 76591.61 |  | 0.226 | 0.001 | 44739.697 | 0.0592 | 36.98 | 0.1049 | 752819.506 | Pipeline Natural Gas |  | Combustion turbine |  | Water Injection |  |  | ARP, CSOSG2 | 2951 9 | 2000-06-15 | 550 |  | 0.96564 | 15.63%
OK | Muskogee | 2952 | 4 |  | 2023 | 2577 | 2548.16 | 616813.37 |  | 2.022 | 0.001 | 400554.123 | 0.059 | 344.261 | 0.0912 | 6740117.383 | Pipeline Natural Gas |  | Tangentially-fired |  | Low NOx Burner Technology w/ Closed-coupled/Separated OFA,Overfire Air | Electrostatic Precipitator |  | ARP, CSOSG2 | 2952 4 | 1977-12-31 | 6000 |  | 1.1163 | 12.82%
OK | Muskogee | 2952 | 5 |  | 2023 | 1633 | 1610.16 | 445948.73 |  | 1.427 | 0.001 | 282665.258 | 0.0591 | 281.496 | 0.1002 | 4756389.206 | Pipeline Natural Gas |  | Tangentially-fired |  | Low NOx Burner Technology w/ Closed-coupled/Separated OFA,Overfire Air | Electrostatic Precipitator |  | ARP, CSOSG2 | 2952 5 | 1978-10-18 | 6005 |  | 1.2625 | 9.042%
OK | Muskogee | 2952 | 6 |  | 2023 | 3224 | 3193.05 | 840229.91 |  | 2189.882 | 0.4026 | 990840.624 | 0.0987 | 1199.732 | 0.2253 | 9518052.597 | Coal | Pipeline Natural Gas | Tangentially-fired |  | Overfire Air | Electrostatic Precipitator | Halogenated PAC Sorbent Injection | ARP, CSOSG2, MATS | 2952 6 | 1984-06-18 | 6163 |  | 2.8557 | 17.63%
OK | Mustang | 2953 | T10 |  | 2023 | 1926 | 1642.32 | 72162.49 |  | 0.212 | 0.001 | 42034.374 | 0.0592 | 28.529 | 0.0985 | 707295.92 | Pipeline Natural Gas |  | Combustion turbine |  | Water Injection |  |  | ARP, CSOSG2 | 2953 T10 | 2017-11-30 | 610 |  | 0.79069 | 13.24%
OK | Mustang | 2953 | T11 |  | 2023 | 2911 | 2694.34 | 116634.78 |  | 0.347 | 0.001 | 68768.245 | 0.0592 | 48.501 | 0.0943 | 1157202.427 | Pipeline Natural Gas |  | Combustion turbine |  | Water Injection |  |  | ARP, CSOSG2 | 2953 T11 | 2017-12-15 | 610 |  | 0.83167 | 21.66%
OK | Mustang | 2953 | T12 |  | 2023 | 308 | 269.3 | 10675.05 |  | 0.032 | 0.001 | 6410.892 | 0.0592 | 4.611 | 0.1034 | 107870.722 | Pipeline Natural Gas |  | Combustion turbine |  | Water Injection |  |  | ARP, CSOSG2 | 2953 T12 | 2017-12-20 | 610 |  | 0.86388 | 2.019%
OK | Mustang | 2953 | T6 |  | 2023 | 1601 | 1391.69 | 64420.23 |  | 0.188 | 0.001 | 37259.657 | 0.0592 | 25.288 | 0.0966 | 626994.58 | Pipeline Natural Gas |  | Combustion turbine |  | Water Injection |  |  | ARP, CSOSG2 | 2953 T6 | 2017-09-24 | 610 |  | 0.78509 | 11.73%
OK | Mustang | 2953 | T7 |  | 2023 | 1989 | 1838.62 | 77800.61 |  | 0.234 | 0.001 | 46294.653 | 0.0592 | 32.056 | 0.0925 | 779001.875 | Pipeline Natural Gas |  | Combustion turbine |  | Water Injection |  |  | ARP, CSOSG2 | 2953 T7 | 2017-10-15 | 610 |  | 0.82406 | 14.58%
OK | Mustang | 2953 | T8 |  | 2023 | 2802 | 2402.82 | 103342.33 |  | 0.307 | 0.001 | 60808.229 | 0.0592 | 41.703 | 0.0999 | 1023222.551 | Pipeline Natural Gas |  | Combustion turbine |  | Water Injection |  |  | ARP, CSOSG2 | 2953 T8 | 2017-11-03 | 610 |  | 0.80708 | 19.15%
OK | Mustang | 2953 | T9 |  | 2023 | 3239 | 2767.33 | 120630.91 |  | 0.357 | 0.001 | 70768.338 | 0.0592 | 48.174 | 0.0977 | 1190834.135 | Pipeline Natural Gas |  | Combustion turbine |  | Water Injection |  |  | ARP, CSOSG2 | 2953 T9 | 2017-11-19 | 610 |  | 0.7987 | 22.29%
OK | Seminole (2956) | 2956 | 1 |  | 2023 | 3550 | 3532.6 | 857908.87 |  | 2.783 | 0.001 | 551205.544 | 0.059 | 634.963 | 0.1295 | 9275063.634 | Pipeline Natural Gas |  | Dry bottom wall-fired boiler |  | Low NOx Burner Technology (Dry Bottom only) |  |  | ARP, CSOSG2 | 2956 1 | 1971-03-29 | 5480 |  | 1.4803 | 19.32%
OK | Seminole (2956) | 2956 | 2 |  | 2023 | 4274 | 4258.92 | 1037218.34 |  | 3.239 | 0.001 | 641642.28 | 0.059 | 720.213 | 0.111 | 10796814.773 | Pipeline Natural Gas |  | Dry bottom wall-fired boiler |  | Low NOx Burner Technology (Dry Bottom only) |  |  | ARP, CSOSG2 | 2956 2 | 1973-02-03 | 5480 |  | 1.3887 | 22.49%
OK | Seminole (2956) | 2956 | 3 |  | 2023 | 4250 | 3878.92 | 900495.89 |  | 2.813 | 0.001 | 557172.163 | 0.0591 | 603.311 | 0.1028 | 9375445.1 | Pipeline Natural Gas |  | Dry bottom wall-fired boiler |  | Low NOx Burner Technology (Dry Bottom only) | Cyclone |  | ARP, CSOSG2 | 2956 3 | 1975-06-16 | 5350 |  | 1.34 | 20%
OK | Northeastern | 2963 | 3301A |  | 2023 | 5253 | 5237.62 | 701720.93 |  | 2.21 | 0.001 | 437678.329 | 0.059 | 147.803 | 0.0411 | 7364739.817 | Pipeline Natural Gas |  | Combined cycle |  | Dry Low NOx Burners |  |  | ARP, CSOSG2 | 2963 3301A | 2001-06-01 | 1783 |  | 0.42126 | 47.15%
OK | Northeastern | 2963 | 3301B |  | 2023 | 1368 | 1350.58 | 176603.13 |  | 0.61 | 0.001 | 120766.172 | 0.059 | 30.708 | 0.035 | 2032139.509 | Pipeline Natural Gas |  | Combined cycle |  | Dry Low NOx Burners |  |  | ARP, CSOSG2 | 2963 3301B | 2001-06-01 | 1783 |  | 0.34776 | 13.01%
OK | Northeastern | 2963 | 3302 |  | 2023 | 4296 | 4279.53 | 1095743.19 |  | 4.053 | 0.001 | 802859.959 | 0.059 | 1513.549 | 0.2143 | 13509637.575 | Pipeline Natural Gas |  | Cell burner boiler |  | Low NOx Cell Burner |  |  | ARP, CSOSG2 | 2963 3302 | 1970-06-30 | 4754 |  | 2.7626 | 32.44%
OK | Northeastern | 2963 | 3313 |  | 2023 | 5737 | 5715.21 | 1798116.27 |  | 3181.199 | 0.3099 | 2078508.764 | 0.105 | 1293.045 | 0.1305 | 19817967.222 | Coal |  | Tangentially-fired | Dry Sorbent Injection | Overfire Air,Low NOx Burner Technology w/ Closed-coupled OFA | Baghouse,Electrostatic Precipitator | Halogenated PAC Sorbent Injection | ARP, CSOSG2, MATS | 2963 3313 | 1979-06-30 | 5800 |  | 1.4382 | 39.01%
OK | Southwestern | 2964 | 8002 | CP001 | 2023 | 5228 | 5191.12 | 121798.75 |  | 0.434 | 0.001 | 85909.408 | 0.059 | 214.755 | 0.2541 | 1445652.666 | Pipeline Natural Gas |  | Dry bottom wall-fired boiler |  |  |  |  | ARP, CSOSG2 | 2964 8002 | 1954-02-01 | 940 |  | 3.5264 | 17.56%
OK | Southwestern | 2964 | 8003 | CP001 | 2023 | 6879 | 6856.37 | 800510.73 |  | 2.613 | 0.001 | 517630.867 | 0.059 | 1412.36 | 0.2437 | 8710236.655 | Pipeline Natural Gas |  | Cell burner boiler |  | Low NOx Cell Burner,Overfire Air |  |  | ARP, CSOSG2 | 2964 8003 | 1967-05-01 | 3450 |  | 3.5286 | 28.82%
OK | Southwestern | 2964 | 8004 |  | 2023 | 1699 | 1519.26 | 106136.88 |  | 0.42 | 0.001 | 82350.6 | 0.0592 | 60.141 | 0.1789 | 1395721.9 | Pipeline Natural Gas |  | Combustion turbine |  | Combustion Modification/Fuel Reburning |  |  | ARP, CSOSG2 | 2964 8004 | 2008-02-21 | 1150 |  | 1.1333 | 13.85%
OK | Southwestern | 2964 | 8005 |  | 2023 | 1506 | 1335.1 | 91470.14 |  | 0.354 | 0.001 | 69881.6 | 0.0594 | 53.504 | 0.1909 | 1184283.9 | Pipeline Natural Gas |  | Combustion turbine |  | Combustion Modification/Fuel Reburning |  |  | ARP, CSOSG2 | 2964 8005 | 2008-02-14 | 1150 |  | 1.1699 | 11.76%
OK | Southwestern | 2964 | 801N | CP001 | 2023 | 1494 | 1475.72 | 20673.32 |  | 0.068 | 0.001 | 13566.984 | 0.059 | 10.7 | 0.0846 | 228318.937 | Pipeline Natural Gas |  | Dry bottom wall-fired boiler |  |  |  |  | ARP, CSOSG2 | 2964 801N | 1952-07-01 | 482 |  | 1.0352 | 5.407%
OK | Southwestern | 2964 | 801S | CP001 | 2023 | 1493 | 1475.1 | 20668.9 |  | 0.068 | 0.001 | 13564.655 | 0.059 | 20.919 | 0.1676 | 228279.624 | Pipeline Natural Gas |  | Dry bottom wall-fired boiler |  |  |  |  | ARP, CSOSG2 | 2964 801S | 1952-07-01 | 482 |  | 2.0242 | 5.406%
OK | Tulsa | 2965 | 1402 | CP001 | 2023 | 2342 | 2306.47 | 100727.16 |  | 0.33 | 0.001 | 65420.289 | 0.0592 | 194.909 | 0.2896 | 1100840.228 | Pipeline Natural Gas |  | Dry bottom wall-fired boiler |  |  |  |  | ARP, CSOSG2 | 2965 1402 | 1956-10-01 | 1818 |  | 3.87 | 6.912%
OK | Tulsa | 2965 | 1404 | CP001 | 2023 | 3859 | 3835.9 | 141396.05 |  | 0.519 | 0.001 | 102835.148 | 0.0592 | 182.25 | 0.184 | 1730444.41 | Pipeline Natural Gas |  | Dry bottom wall-fired boiler |  |  |  |  | ARP, CSOSG2 | 2965 1404 | 1958-03-01 | 1268 |  | 2.5779 | 15.58%
OK | Anadarko | 3006 | 10 |  | 2023 | 967 | 867.44 | 17667.28 |  | 0.066 | 0.001 | 13024.756 | 0.0593 | 9.783 | 0.0949 | 219170.606 | Pipeline Natural Gas |  | Combustion turbine |  | Water Injection |  |  | ARP, CSOSG2 | 3006 10 | 2009-05-13 | 490 |  | 1.1075 | 5.106%
OK | Anadarko | 3006 | 11 |  | 2023 | 828 | 753.56 | 16836.3 |  | 0.062 | 0.001 | 12190.104 | 0.0593 | 8.701 | 0.0902 | 205116.34 | Pipeline Natural Gas |  | Combustion turbine |  | Water Injection |  |  | ARP, CSOSG2 | 3006 11 | 2009-06-11 | 505 |  | 1.0336 | 4.637%
OK | Anadarko | 3006 | 3 |  | 2023 | 0 | 0 | [9 empty] | Pipeline Natural Gas |  | Dry bottom wall-fired boiler |  |  |  |  | ARP, CSOSG2 | 3006 3 | 1958-10-04 | 800 |  |  | 0%
OK | Anadarko | 3006 | 7 |  | 2023 | 1626 | 1487.48 | 35795.45 |  | 0.122 | 0.001 | 24214.571 | 0.0594 | 18.04 | 0.0903 | 407433.275 | Pipeline Natural Gas |  | Combustion turbine |  | Water Injection |  |  | ARP, CSOSG2 | 3006 7 | 2001-04-12 | 471.3 |  | 1.0079 | 9.869%
OK | Anadarko | 3006 | 8 |  | 2023 | 1604 | 1472.67 | 37729.29 |  | 0.125 | 0.001 | 24744.457 | 0.0593 | 18.365 | 0.0918 | 416355.856 | Pipeline Natural Gas |  | Combustion turbine |  | Water Injection |  |  | ARP, CSOSG2 | 3006 8 | 2001-04-12 | 475.6 |  | 0.97351 | 9.994%
OK | Anadarko | 3006 | 9 |  | 2023 | 1037 | 934.58 | 18412.85 |  | 0.071 | 0.001 | 13980.294 | 0.0593 | 10.845 | 0.0982 | 235277.164 | Pipeline Natural Gas |  | Combustion turbine |  | Water Injection |  |  | ARP, CSOSG2 | 3006 9 | 2009-05-17 | 505 |  | 1.178 | 5.318%
OK | Mooreland | 3008 | 1 |  | 2023 | 517 | 510.19 | 15346.53 |  | 0.051 | 0.001 | 10060.184 | 0.0621 | 34.976 | 0.3765 | 169254.383 | Pipeline Natural Gas |  | Dry bottom wall-fired boiler |  |  |  |  | ARP, CSOSG2 | 3008 1 | 1964-03-27 | 756 |  | 4.5582 | 2.556%
OK | Mooreland | 3008 | 2 |  | 2023 | 1357 | 1251.29 | 38706.3 |  | 0.121 | 0.0009 | 23919.43 | 0.0635 | 30.591 | 0.1008 | 402415.004 | Pipeline Natural Gas |  | Dry bottom wall-fired boiler |  |  |  |  | ARP, CSOSG2 | 3008 2 | 1968-05-13 | 1624 |  | 1.5807 | 2.829%
OK | Mooreland | 3008 | 3 |  | 2023 | 2034 | 1892.26 | 50217.32 |  | 0.163 | 0.0009 | 32311.607 | 0.0699 | 33.887 | 0.0827 | 543361.098 | Pipeline Natural Gas |  | Dry bottom wall-fired boiler |  | Other,Overfire Air |  |  | ARP, CSOSG2 | 3008 3 | 1975-04-29 | 1755 |  | 1.3496 | 3.534%
PA | Brunot Island Power Station | 3096 | 2A |  | 2023 | 768 | 737.14 | 28424.67 |  | 0.131 | 0.001 | 26003.042 | 0.0591 | 4.676 | 0.0295 | 437530.471 | Pipeline Natural Gas |  | Combined cycle |  | Selective Catalytic Reduction,Water Injection |  |  | ARP, CSNOX, CSOSG3, CSSO2G1, RGGI | 3096 2A | 1973-06-01 | 918 | Y | 0.32901 | 5.441%
PA | Brunot Island Power Station | 3096 | 2B |  | 2023 | 715 | 683.14 | 26267.17 |  | 0.116 | 0.001 | 22966.898 | 0.0591 | 4.221 | 0.0297 | 386454.573 | Pipeline Natural Gas |  | Combined cycle |  | Selective Catalytic Reduction,Water Injection |  |  | ARP, CSNOX, CSOSG3, CSSO2G1, RGGI | 3096 2B | 1973-06-01 | 960 | Y | 0.32139 | 4.595%
PA | Brunot Island Power Station | 3096 | 3 |  | 2023 | 755 | 724.92 | 27588.98 |  | 0.116 | 0.001 | 23014.73 | 0.0591 | 4.197 | 0.0301 | 387267.3 | Pipeline Natural Gas |  | Combined cycle |  | Selective Catalytic Reduction,Water Injection |  |  | ARP, CSNOX, CSOSG3, CSSO2G1, RGGI | 3096 3 | 1973-06-01 | 918 | Y | 0.30425 | 4.816%
PA | Mountain | 3111 | 31 |  | 2023 | 85 | 84.27 | 1548.24 |  | 1.156 | 0.101 | 1854.3 | 0.081 | 7.602 | 0.6634 | 22892.9 | Diesel Oil | Pipeline Natural Gas | Combustion turbine |  |  |  |  | CSNOX, CSOSG3, CSSO2G1, RGGI | 3111 31 | 1971-06-01 | 326 |  | 9.8202 | 0.8016%
PA | Mountain | 3111 | 32 |  | 2023 | 116 | 109.88 | 1787.18 |  | 1.445 | 0.101 | 2318.9 | 0.0811 | 9.476 | 0.662 | 28618.7 | Diesel Oil | Pipeline Natural Gas | Combustion turbine |  |  |  |  | CSNOX, CSOSG3, CSSO2G1, RGGI | 3111 32 | 1971-06-01 | 326 |  | 10.6044 | 1.002%
PA | Portland | 3113 | 5 |  | 2023 | 18 | 8.34 | 707.9 |  | 0.094 | 0.02 | 745.337 | 0.081 | 1.414 | 1.2032 | 9184.829 | Pipeline Natural Gas | Diesel Oil | Combustion turbine |  | Dry Low NOx Burners,Water Injection |  |  | ARP, CSNOX, CSOSG3, CSSO2G1, RGGI | 3113 5 | 1995-07-01 | 1950 |  | 3.9949 | 0.05377%
PA | Tolna | 3116 | 31 |  | 2023 | 13 | 12.83 | 113 |  | 0.1 | 0.1007 | 160.7 | 0.0813 | 0.672 | 0.6706 | 1983 | Diesel Oil |  | Combustion turbine |  |  |  |  | CSNOX, CSOSG3, CSSO2G1, RGGI | 3116 31 | 1971-06-01 | 305 |  | 11.8938 | 0.07422%
PA | Tolna | 3116 | 32 |  | 2023 | 26 | 25 | 300 |  | 0.265 | 0.1013 | 424.5 | 0.081 | 1.766 | 0.6691 | 5241.1 | Diesel Oil |  | Combustion turbine |  |  |  |  | CSNOX, CSOSG3, CSSO2G1, RGGI | 3116 32 | 1971-06-01 | 305 |  | 11.7733 | 0.1962%
PA | Conemaugh | 3118 | 1 |  | 2023 | 4128 | 4124.54 | 2285635.17 |  | 714.669 | 0.0614 | 2246118.568 | 0.1022 | 724.767 | 0.0672 | 21911568.125 | Coal | Pipeline Natural Gas | Tangentially-fired | Wet Limestone | Low NOx Burner Technology w/ Closed-coupled/Separated OFA,Selective Catalytic Reduction | Electrostatic Precipitator |  | ARP, CSNOX, CSOSG3, CSSO2G1, MATS, RGGI | 3118 1 | 1970-05-01 | 9650 | Y | 0.63419 | 25.92%
PA | Conemaugh | 3118 | 2 |  | 2023 | 1572 | 1565.93 | 850682.59 |  | 363.053 | 0.0847 | 823488.279 | 0.1009 | 270.37 | 0.068 | 8045278.028 | Coal | Pipeline Natural Gas | Tangentially-fired | Wet Limestone | Low NOx Burner Technology w/ Closed-coupled/Separated OFA,Selective Catalytic Reduction | Electrostatic Precipitator |  | ARP, CSNOX, CSOSG3, CSSO2G1, MATS, RGGI | 3118 2 | 1971-05-01 | 9615 | Y | 0.63565 | 9.552%
PA | Homer City | 3122 | 1 |  | 2023 | 1395 | 1393.3 | 462076.9 |  | 413.968 | 0.1832 | 494809.755 | 0.103 | 250.19 | 0.1051 | 4822705.12 | Coal |  | Dry bottom wall-fired boiler | Dry Lime FGD | Low NOx Burner Technology w/ Overfire Air,Selective Catalytic Reduction | Electrostatic Precipitator,Baghouse | Untreated PAC Sorbent Injection | ARP, CSNOX, CSOSG3, CSSO2G1, MATS, RGGI | 3122 1 | 1969-06-01 | 6792 | Y | 1.0829 | 8.106%
PA | Homer City | 3122 | 2 |  | 2023 | 0 | 0 | [9 empty] | Coal |  | Dry bottom wall-fired boiler | Dry Lime FGD | Low NOx Burner Technology w/ Overfire Air,Selective Catalytic Reduction | Electrostatic Precipitator,Baghouse | Untreated PAC Sorbent Injection | ARP, CSNOX, CSOSG3, CSSO2G1, MATS, RGGI | 3122 2 | 1969-11-01 | 6792 | Y |  | 0%
PA | Homer City | 3122 | 3 |  | 2023 | 2185 | 2179.47 | 740595.02 |  | 323.571 | 0.0753 | 764540.711 | 0.103 | 369.584 | 0.0961 | 7451659.577 | Coal |  | Dry bottom wall-fired boiler | Wet Limestone | Low NOx Burner Technology w/ Overfire Air,Selective Catalytic Reduction | Electrostatic Precipitator |  | ARP, CSNOX, CSOSG3, CSSO2G1, MATS, RGGI | 3122 3 | 1977-12-01 | 7260 | Y | 0.99807 | 11.72%
PA | Seward | 3130 | 1 | CS1 | 2023 | 5929 | 5917.16 |  | 9712061.02 | 4174.181 | 0.5644 | 1478180.994 | 0.0991 | 834.517 | 0.1121 | 14881024.301 | Coal Refuse |  | Circulating fluidized bed boiler | Fluidized Bed Limestone Injection | Selective Non-catalytic Reduction | Baghouse |  | ARP, CSNOX, CSOSG3, CSSO2G1, MATS, RGGI | 3130 1 | 2004-03-10 | 3180 | Y |  | 53.42%
PA | Seward | 3130 | 2 | CS1 | 2023 | 4154 | 4140.68 |  | 6690682.87 | 2853.871 | 0.5598 | 1009105.83 | 0.0985 | 572.987 | 0.1117 | 10209996.977 | Coal Refuse |  | Circulating fluidized bed boiler | Fluidized Bed Limestone Injection | Selective Non-catalytic Reduction | Baghouse |  | ARP, CSNOX, CSOSG3, CSSO2G1, MATS, RGGI | 3130 2 | 2004-03-10 | 3180 | Y |  | 36.65%
PA | Shawville | 3131 | 1 |  | 2023 | 3090 | 2979.31 | 211170.6 |  | 0.652 | 0.001 | 129069.929 | 0.0591 | 72.788 | 0.0626 | 2171888.277 | Pipeline Natural Gas |  | Dry bottom wall-fired boiler |  | Low NOx Burner Technology (Dry Bottom only),Selective Non-catalytic Reduction | Electrostatic Precipitator |  | ARP, CSNOX, CSOSG3, CSSO2G1, RGGI | 3131 1 | 1954-06-01 | 1460 | Y | 0.68938 | 16.98%
PA | Shawville | 3131 | 2 |  | 2023 | 3046 | 2917.67 | 191952.98 |  | 0.643 | 0.001 | 127287.879 | 0.059 | 83.38 | 0.0711 | 2141899.925 | Pipeline Natural Gas |  | Dry bottom wall-fired boiler |  | Low NOx Burner Technology (Dry Bottom only),Selective Non-catalytic Reduction | Electrostatic Precipitator |  | ARP, CSNOX, CSOSG3, CSSO2G1, RGGI | 3131 2 | 1954-06-01 | 1603 | Y | 0.86875 | 15.25%
PA | Shawville | 3131 | 3 | CS1 | 2023 | 5168 | 5048.33 | 660391.72 |  | 2.014 | 0.001 | 398847.298 | 0.0588 | 180.383 | 0.0504 | 6711374.629 | Pipeline Natural Gas |  | Tangentially-fired |  | Low NOx Burner Technology w/ Closed-coupled/Separated OFA,Selective Non-catalytic Reduction | Electrostatic Precipitator |  | ARP, CSNOX, CSOSG3, CSSO2G1, RGGI | 3131 3 | 1959-06-01 | 1890 | Y | 0.54629 | 40.54%
PA | Shawville | 3131 | 4 | CS1 | 2023 | 5284 | 5147.54 | 657595.44 |  | 2.009 | 0.001 | 397864.754 | 0.0588 | 178.654 | 0.0498 | 6694860.417 | Pipeline Natural Gas |  | Tangentially-fired |  | Low NOx Burner Technology w/ Closed-coupled/Separated OFA,Selective Non-catalytic Reduction | Electrostatic Precipitator |  | ARP, CSNOX, CSOSG3, CSSO2G1, RGGI | 3131 4 | 1960-06-01 | 1860 | Y | 0.54336 | 41.09%
PA | Warren | 3132 | 5 |  | 2023 | 380 | 304.53 | 15992.69 |  | 0.07 | 0.0013 | 13586.103 | 0.0604 | 59.174 | 0.4697 | 228487.939 | Pipeline Natural Gas | Diesel Oil | Combustion turbine |  |  |  |  | CSNOX, CSOSG3, CSSO2G1, RGGI | 3132 5 | 1972-09-01 | 1248 |  | 7.4001 | 2.09%
PA | Keystone | 3136 | 1 |  | 2023 | 2225 | 2221.61 | 1568982.62 |  | 3021.028 | 0.392 | 1537171.158 | 0.1029 | 515.195 | 0.0702 | 14982171.583 | Coal | Pipeline Natural Gas | Tangentially-fired | Wet Lime FGD | Low NOx Burner Technology w/ Closed-coupled/Separated OFA,Selective Catalytic Reduction | Electrostatic Precipitator |  | ARP, CSNOX, CSOSG3, CSSO2G1, MATS, RGGI | 3136 1 | 1967-06-01 | 9250 | Y | 0.65672 | 18.49%
PA | Keystone | 3136 | 2 |  | 2023 | 2207 | 2199.67 | 1504583.04 |  | 3395.138 | 0.434 | 1502648.614 | 0.1027 | 483.445 | 0.0667 | 14645680.84 | Coal | Pipeline Natural Gas | Tangentially-fired | Wet Lime FGD | Low NOx Burner Technology w/ Closed-coupled/Separated OFA,Selective Catalytic Reduction | Electrostatic Precipitator |  | ARP, CSNOX, CSOSG3, CSSO2G1, MATS, RGGI | 3136 2 | 1968-06-01 | 8960 | Y | 0.64263 | 18.66%
PA | New Castle | 3138 | 3 |  | 2023 | 4698 | 4589.87 | 271934.18 |  | 0.857 | 0.001 | 169788.967 | 0.0591 | 105.293 | 0.068 | 2857031.334 | Pipeline Natural Gas |  | Dry bottom wall-fired boiler |  | Low NOx Burner Technology w/ Overfire Air,Selective Non-catalytic Reduction | Electrostatic Precipitator |  | ARP, CSNOX, CSOSG3, CSSO2G1, RGGI | 3138 3 | 1952-06-01 | 1075 | Y | 0.7744 | 30.34%
PA | New Castle | 3138 | 4 |  | 2023 | 5743 | 5623.73 | 349488.59 |  | 1.136 | 0.001 | 225030.585 | 0.0591 | 124.047 | 0.0592 | 3786610.08 | Pipeline Natural Gas |  | Dry bottom wall-fired boiler |  | Low NOx Burner Technology w/ Overfire Air,Selective Non-catalytic Reduction | Electrostatic Precipitator |  | ARP, CSNOX, CSOSG3, CSSO2G1, RGGI | 3138 4 | 1958-06-01 | 1232 | Y | 0.70988 | 35.09%
PA | New Castle | 3138 | 5 |  | 2023 | 4179 | 4089.75 | 330247.66 |  | 1.043 | 0.001 | 206568.507 | 0.0591 | 118.248 | 0.0581 | 3475925.047 | Pipeline Natural Gas |  | Dry bottom wall-fired boiler |  | Low NOx Burner Technology w/ Overfire Air,Selective Non-catalytic Reduction | Electrostatic Precipitator |  | ARP, CSNOX, CSOSG3, CSSO2G1, RGGI | 3138 5 | 1964-06-01 | 1610 | Y | 0.71612 | 24.65%
PA | Brunner Island, LLC | 3140 | 1 | CS102F | 2023 | 3584 | 3557.73 | 800790.86 |  | 70.468 | 0.0218 | 506801.745 | 0.0606 | 331.357 | 0.077 | 8364069.319 | Coal | Natural Gas, Other Oil, Pipeline Natural Gas | Tangentially-fired | Wet Lime FGD | Low NOx Burner Technology w/ Closed-coupled/Separated OFA | Baghouse |  | ARP, CSNOX, CSOSG3, CSSO2G1, MATS, RGGI | 3140 1 | 1961-06-22 | 3715 |  | 0.82757 | 25.7%
PA | Brunner Island, LLC | 3140 | 2 | CS102F | 2023 | 4919 | 4892.86 | 1209393.75 |  | 67.652 | 0.0195 | 765318.818 | 0.0598 | 476.92 | 0.0706 | 12797138.466 | Coal | Natural Gas, Other Oil, Pipeline Natural Gas | Tangentially-fired | Wet Lime FGD | Low NOx Burner Technology w/ Closed-coupled/Separated OFA | Electrostatic Precipitator |  | ARP, CSNOX, CSOSG3, CSSO2G1, MATS, RGGI | 3140 2 | 1965-10-18 | 4090 |  | 0.78869 | 35.72%
PA | Brunner Island, LLC | 3140 | 3 |  | 2023 | 2069 | 2054.62 | 969680.76 |  | 72.346 | 0.0516 | 562684.247 | 0.06 | 366.739 | 0.0732 | 9343549.492 | Coal | Natural Gas, Other Oil, Pipeline Natural Gas | Tangentially-fired | Wet Lime FGD | Low NOx Burner Technology w/ Closed-coupled/Separated OFA | Electrostatic Precipitator |  | ARP, CSNOX, CSOSG3, CSSO2G1, MATS, RGGI | 3140 3 | 1969-06-13 | 7770 |  | 0.75641 | 13.73%
PA | Martins Creek, LLC | 3148 | 3 |  | 2023 | 1099 | 1047.07 | 250364.71 |  | 14.212 | 0.0649 | 175090.407 | 0.059 | 110.587 | 0.059 | 2939055.91 | Residual Oil | Pipeline Natural Gas | Tangentially-fired |  |  |  |  | ARP, CSNOX, CSOSG3, CSSO2G1, MATS, RGGI | 3148 3 | 1975-10-01 | 9469 |  | 0.88341 | 3.543%
PA | Martins Creek, LLC | 3148 | 4 |  | 2023 | 1501 | 1450.88 | 363917.01 |  | 15.019 | 0.0862 | 248055.559 | 0.0587 | 146.974 | 0.0601 | 4180663.384 | Residual Oil | Pipeline Natural Gas | Tangentially-fired |  |  |  |  | ARP, CSNOX, CSOSG3, CSSO2G1, MATS, RGGI | 3148 4 | 1977-03-15 | 9303 |  | 0.80773 | 5.13%
PA | Montour, LLC | 3149 | 1 |  | 2023 | 795 | 786.98 | 336818.64 |  | 233.287 | 0.1361 | 267667.725 | 0.0832 | 136.079 | 0.0883 | 3240950.615 | Coal | Natural Gas, Other Oil | Tangentially-fired | Wet Lime FGD | Low NOx Burner Technology w/ Closed-coupled/Separated OFA,Selective Catalytic Reduction | Electrostatic Precipitator |  | ARP, CSNOX, CSOSG3, CSSO2G1, MATS, RGGI | 3149 1 | 1971-11-01 | 7384 | Y | 0.80803 | 5.01%
PA | Montour, LLC | 3149 | 2 |  | 2023 | 751 | 733.23 | 303494.93 |  | 195.833 | 0.1345 | 261159.119 | 0.0809 | 158.29 | 0.1016 | 3253851.015 | Coal | Natural Gas, Other Oil | Tangentially-fired | Wet Lime FGD | Low NOx Burner Technology w/ Closed-coupled/Separated OFA,Selective Catalytic Reduction | Electrostatic Precipitator |  | ARP, CSNOX, CSOSG3, CSSO2G1, MATS, RGGI | 3149 2 | 1973-02-02 | 7384 | Y | 1.0431 | 5.03%
PA | Eddystone Generating Station | 3161 | 3 | CS034 | 2023 | 286 | 273.11 | 16544.85 |  | 0.086 | 0.001 | 15088.211 | 0.0629 | 8.007 | 0.056 | 236524.982 | Pipeline Natural Gas | Diesel Oil | Tangentially-fired |  | Other |  |  | ARP, CSNOX, CSOSG3, CSSO2G1, MATS, RGGI | 3161 3 | 1974-01-01 | 5863.1 |  | 0.96791 | 0.4605%
PA | Eddystone Generating Station | 3161 | 4 | CS034 | 2023 | 285 | 270.02 | 14107.24 |  | 0.075 | 0.001 | 13243.722 | 0.0626 | 6.796 | 0.0561 | 209617.621 | Pipeline Natural Gas | Diesel Oil | Tangentially-fired |  | Other |  |  | ARP, CSNOX, CSOSG3, CSSO2G1, MATS, RGGI | 3161 4 | 1976-01-01 | 5345.3 |  | 0.96348 | 0.4477%
PA | Richmond | 3168 | 91 |  | 2023 | 15 | 10.69 | 529.13 |  | 0.7 | 0.202 | 560.9 | 0.081 | 2.009 | 0.5801 | 6927.9 | Diesel Oil |  | Combustion turbine |  |  |  |  | CSNOX, CSOSG3, CSSO2G1, RGGI | 3168 91 | 1973-06-07 | 838 |  | 7.5936 | 0.09437%
PA | Richmond | 3168 | 92 |  | 2023 | 11 | 6.53 | 297.37 |  | 0.398 | 0.2015 | 318.9 | 0.081 | 1.142 | 0.5803 | 3938 | Diesel Oil |  | Combustion turbine |  |  |  |  | CSNOX, CSOSG3, CSSO2G1, RGGI | 3168 92 | 1973-06-07 | 838 |  | 7.6807 | 0.05364%
PA | Hunlock Creek Energy Center | 3176 | CT5 |  | 2023 | 5663 | 5338.48 | 317376.71 |  | 0.743 | 0.001 | 147178.817 | 0.0592 | 12.58 | 0.0125 | 2476581.283 | Pipeline Natural Gas | Diesel Oil | Combined cycle |  | Water Injection,Selective Catalytic Reduction |  |  | ARP, CSNOX, CSOSG3, CSSO2G1, RGGI | 3176 CT5 | 2011-06-02 | 540 | Y | 0.079275 | 52.35%
PA | Hunlock Creek Energy Center | 3176 | CT6 |  | 2023 | 5489 | 5174.26 | 308270.15 |  | 0.715 | 0.001 | 141681.546 | 0.0592 | 11.933 | 0.013 | 2384147.725 | Pipeline Natural Gas | Diesel Oil | Combined cycle |  | Water Injection,Selective Catalytic Reduction |  |  | ARP, CSNOX, CSOSG3, CSSO2G1, RGGI | 3176 CT6 | 2011-05-28 | 540 | Y | 0.077419 | 50.4%
RI | Manchester Street Station | 3236 | 10 |  | 2023 | 4161 | 4007.75 | 392566 |  | 1.682 | 0.0011 | 292876.05 | 0.0592 | 75.382 | 0.0394 | 4928206.25 | Pipeline Natural Gas | Diesel Oil | Combined cycle |  | Dry Low NOx Burners,Selective Catalytic Reduction,Steam Injection |  |  | ARP, RGGI, SIPNOX | 3236 10 | 1995-07-24 | 1450 | Y | 0.38405 | 38.8%
RI | Manchester Street Station | 3236 | 11 |  | 2023 | 4474 | 4358.25 | 429333.75 |  | 2.062 | 0.0012 | 333589.025 | 0.0593 | 72.883 | 0.0315 | 5599262.95 | Pipeline Natural Gas | Diesel Oil | Combined cycle |  | Dry Low NOx Burners,Selective Catalytic Reduction,Steam Injection |  |  | ARP, RGGI, SIPNOX | 3236 11 | 1995-06-30 | 1450 | Y | 0.33952 | 44.08%
RI | Manchester Street Station | 3236 | 9 |  | 2023 | 4119 | 3919.25 | 381994.5 |  | 1.75 | 0.0012 | 269423.55 | 0.0594 | 71.561 | 0.0431 | 4517157.375 | Pipeline Natural Gas | Diesel Oil | Combined cycle |  | Dry Low NOx Burners,Selective Catalytic Reduction,Steam Injection |  |  | ARP, RGGI, SIPNOX | 3236 9 | 1995-08-30 | 1450 | Y | 0.37467 | 35.56%
SC | Darlington County | 3250 | 12 |  | 2023 | 171 | 142.33 | 12544.83 |  | 0.045 | 0.0009 | 9010.624 | 0.0631 | 7.379 | 0.1041 | 143345.02 | Pipeline Natural Gas | Diesel Oil | Combustion turbine |  | Water Injection |  |  | ARP, CSNOX, CSSO2G2, SIPNOX | 3250 12 | 1997-06-01 | 1965 |  | 1.1764 | 0.8328%
SC | Darlington County | 3250 | 13 |  | 2023 | 156 | 131.81 | 11595.26 |  | 0.046 | 0.001 | 8972.515 | 0.0639 | 7.12 | 0.1045 | 142399.833 | Pipeline Natural Gas | Diesel Oil | Combustion turbine |  | Water Injection |  |  | ARP, CSNOX, CSSO2G2, SIPNOX | 3250 13 | 1997-06-01 | 1850 |  | 1.2281 | 0.8787%
SC | W S Lee | 3264 | 11 |  | 2023 | 8073 | 8067.71 | 3098407.6 |  | 6.486 | 0.001 | 1284686.308 | 0.059 | 100.271 | 0.0096 | 21617669.75 | Pipeline Natural Gas |  | Combined cycle |  | Dry Low NOx Burners,Selective Catalytic Reduction |  |  | ARP, CSNOX, CSSO2G2, SIPNOX | 3264 11 | 2017-11-19 | 3001 | Y | 0.064724 | 82.23%
SC | W S Lee | 3264 | 12 |  | 2023 | 8024 | 8014.29 | 3075658.22 |  | 6.476 | 0.001 | 1282793.27 | 0.059 | 99.995 | 0.0096 | 21585940.466 | Pipeline Natural Gas |  | Combined cycle |  | Dry Low NOx Burners,Selective Catalytic Reduction |  |  | ARP, CSNOX, CSSO2G2, SIPNOX | 3264 12 | 2017-11-18 | 3001 | Y | 0.065023 | 82.11%
SC | W S Lee | 3264 | 7C |  | 2023 | 209 | 159.3 | 5556.49 |  | 0.018 | 0.001 | 3465.158 | 0.0615 | 2.62 | 0.0961 | 57306.567 | Pipeline Natural Gas | Diesel Oil | Combustion turbine |  | Water Injection |  |  | ARP, CSNOX, CSSO2G2, SIPNOX | 3264 7C | 2006-08-07 | 480 |  | 0.94304 | 1.363%
SC | W S Lee | 3264 | 8C |  | 2023 | 274 | 228.09 | 5440.26 |  | 0.021 | 0.001 | 3967.636 | 0.0673 | 3.08 | 0.1127 | 62961.483 | Pipeline Natural Gas | Diesel Oil | Combustion turbine |  | Water Injection |  |  | ARP, CSNOX, CSSO2G2, SIPNOX | 3264 8C | 2006-08-05 | 480 |  | 1.1323 | 1.497%
SC | Hagood | 3285 | HAG4 |  | 2023 | 325 | 265.8 | 17468.8 |  | 0.081 | 0.001 | 16372.208 | 0.0858 | 17.24 | 0.1447 | 242190.101 | Pipeline Natural Gas | Diesel Oil | Combustion turbine |  | Water Injection |  |  | ARP, CSNOX, CSSO2G2, SIPNOX | 3285 HAG4 | 1991-01-01 | 1296.7 |  | 1.9738 | 2.132%
SC | McMeekin | 3287 | MCM1 |  | 2023 | 3563 | 3559.9 | 341395.11 |  | 0.878 | 0.001 | 175152.923 | 0.059 | 108.888 | 0.0823 | 2954636.62 | Pipeline Natural Gas |  | Tangentially-fired |  | Low NOx Burner Technology w/ Separated OFA | Baghouse |  | ARP, CSNOX, CSSO2G2, SIPNOX | 3287 MCM1 | 1958-01-01 | 1352 |  | 0.6379 | 24.95%
SC | McMeekin | 3287 | MCM2 |  | 2023 | 4625 | 4620.81 | 440949.85 |  | 1.142 | 0.001 | 227691.404 | 0.059 | 135.55 | 0.0858 | 3840987.042 | Pipeline Natural Gas |  | Tangentially-fired |  | Low NOx Burner Technology w/ Separated OFA | Baghouse |  | ARP, CSNOX, CSSO2G2, SIPNOX | 3287 MCM2 | 1958-01-01 | 1434 |  | 0.61481 | 30.58%
SC | Urquhart | 3295 | URQ3 |  | 2023 | 1855 | 1844.66 | 103818.25 |  | 0.353 | 0.0009 | 67724.321 | 0.0588 | 46.596 | 0.0842 | 1142494.821 | Pipeline Natural Gas |  | Tangentially-fired |  | Low NOx Burner Technology w/ Separated OFA |  |  | ARP, CSNOX, CSSO2G2, SIPNOX | 3295 URQ3 | 1955-01-01 | 1201 |  | 0.89765 | 10.86%
SC | Urquhart | 3295 | URQ4 |  | 2023 | 56 | 34.63 | 1306.05 |  | 0.005 | 0.001 | 1040.2 | 0.0807 | 0.808 | 0.1003 | 15515.514 | Pipeline Natural Gas | Diesel Oil | Combustion turbine |  | Water Injection |  |  | ARP, CSNOX, CSSO2G2, SIPNOX | 3295 URQ4 | 1999-06-01 | 570 |  | 1.2373 | 0.3107%
SC | Urquhart | 3295 | URQ5 |  | 2023 | 5553 | 5540.09 | 668230.83 |  | 2.261 | 0.001 | 447870.893 | 0.059 | 93.327 | 0.0267 | 7536017.673 | Pipeline Natural Gas | Diesel Oil | Combined cycle |  | Dry Low NOx Burners,Water Injection |  |  | ARP, CSNOX, CSSO2G2, SIPNOX | 3295 URQ5 | 2002-02-01 | 1850 |  | 0.27933 | 46.5%
SC | Urquhart | 3295 | URQ6 |  | 2023 | 5459 | 5446.08 | 654501.17 |  | 2.232 | 0.001 | 441797.308 | 0.059 | 83.855 | 0.0245 | 7432034.78 | Pipeline Natural Gas | Diesel Oil | Combined cycle |  | Dry Low NOx Burners,Water Injection |  |  | ARP, CSNOX, CSSO2G2, SIPNOX | 3295 URQ6 | 2002-02-01 | 1884 |  | 0.25624 | 45.03%
SC | Wateree | 3297 | WAT1 | CS001, MS1 | 2023 | 2132 | 2128.45 | 478107.36 |  | 72.012 | 0.0312 | 450320.425 | 0.103 | 233.993 | 0.1047 | 4389098.432 | Coal | Residual Oil | Dry bottom wall-fired boiler | Wet Limestone | Low NOx Burner Technology (Dry Bottom only),Selective Catalytic Reduction | Baghouse,Electrostatic Precipitator |  | ARP, CSNOX, CSSO2G2, MATS, SIPNOX | 3297 WAT1 | 1970-01-01 | 4300 | Y | 0.97883 | 11.65%
SC | Wateree | 3297 | WAT2 | CS001, MS2 | 2023 | 6277 | 6258.35 | 1439342 |  | 194.461 | 0.0364 | 1339991.075 | 0.1028 | 684.153 | 0.1053 | 13060352.826 | Coal | Residual Oil | Dry bottom wall-fired boiler | Wet Limestone | Low NOx Burner Technology (Dry Bottom only),Selective Catalytic Reduction | Baghouse |  | ARP, CSNOX, CSSO2G2, MATS, SIPNOX | 3297 WAT2 | 1971-01-01 | 4456 | Y | 0.95065 | 33.46%
SC | Williams | 3298 | WIL1 |  | 2023 | 6645 | 6635.51 | 2166731.14 |  | 520.477 | 0.046 | 2210026.965 | 0.103 | 2568.644 | 0.2477 | 21540248.683 | Coal | Residual Oil | Tangentially-fired | Wet Limestone | Low NOx Burner Technology w/ Closed-coupled OFA,Selective Catalytic Reduction | Electrostatic Precipitator |  | ARP, CSNOX, CSSO2G2, MATS, SIPNOX | 3298 WIL1 | 1973-01-01 | 7077 | Y | 2.371 | 34.75%
SC | Hilton Head Gas Turbine Site | 3318 | CT1 | CP1 | 2023 | 5 | 1.98 | 12.35 |  | 0.138 | 0.5 |  |  | 0.331 | 1.1998 | 551.6 | Diesel Oil |  | Combustion turbine |  |  |  |  | CSNOX, CSSO2G2, SIPNOX | 3318 CT1 | 1973-08-01 | 594 |  | 53.6032 | 0.0106%
SC | Hilton Head Gas Turbine Site | 3318 | CT2 | CP1 | 2023 | 3 | 1.48 | 10.63 |  | 0.104 | 0.5003 |  |  | 0.25 | 1.1997 | 417.4 | Diesel Oil |  | Combustion turbine |  |  |  |  | CSNOX, CSSO2G2, SIPNOX | 3318 CT2 | 1974-08-01 | 594 |  | 47.0367 | 0.008022%
SC | Hilton Head Gas Turbine Site | 3318 | CT3 | CP1 | 2023 | 22 | 11.01 | 104.99 |  | 1.281 | 0.5008 |  |  | 3.073 | 1.2008 | 5121.2 | Diesel Oil |  | Combustion turbine |  | Water Injection |  |  | CSNOX, CSSO2G2, SIPNOX | 3318 CT3 | 1979-04-01 | 700 |  | 58.5389 | 0.08352%
SC | Myrtle Beach Gas Turbine Site | 3320 | CT3 | CP1 | 2023 | 9 | 7.09 | 68.02 |  | 0.428 | 0.5002 |  |  | 1.028 | 1.2001 | 1713.1 | Diesel Oil |  | Combustion turbine |  |  |  |  | CSNOX, CSSO2G2, SIPNOX | 3320 CT3 | 1972-08-01 | 270.3 |  | 30.2264 | 0.07235%
SC | Myrtle Beach Gas Turbine Site | 3320 | CT4 | CP1 | 2023 | 0 | 0 | [9 empty] | Diesel Oil |  | Combustion turbine |  |  |  |  | CSNOX, CSSO2G2, SIPNOX | 3320 CT4 | 1972-08-01 | 270.3 |  |  | 0%
SC | Myrtle Beach Gas Turbine Site | 3320 | CT5 | CP1 | 2023 | 1 | 0.5 | 2.5 |  | 0.058 | 0.5 |  |  | 0.14 | 1.2 | 233 | Diesel Oil |  | Combustion turbine |  |  |  |  | CSNOX, CSSO2G2, SIPNOX | 3320 CT5 | 1976-06-01 | 352 |  | 112 | 0.007556%
SD | Aberdeen Generating Station | 3338 | 2A |  | 2023 | 768 | 659.97 | 17881.98 |  | 0.069 | 0.001 | 12614.7 | 0.0591 | 17.121 | 0.1645 | 213169.6 | Pipeline Natural Gas | Diesel Oil | Combustion turbine |  | Water Injection |  |  | ARP | 3338 2A | 2012-12-13 | 323 |  | 1.9149 | 7.534%
SD | Aberdeen Generating Station | 3338 | 2B |  | 2023 | 767 | 659.71 | 17694.06 |  | 0.07 | 0.001 | 12611.5 | 0.0591 | 17.187 | 0.1644 | 213085.2 | Pipeline Natural Gas | Diesel Oil | Combustion turbine |  | Water Injection |  |  | ARP | 3338 2B | 2012-12-13 | 323 |  | 1.9427 | 7.531%
SD | Huron | 3344 | **2A |  | 2023 | 0 | 0 | [9 empty] | Pipeline Natural Gas | Diesel Oil | Combustion turbine |  | Water Injection |  |  | ARP | 3344 **2A | 1993-05-01 | 361 |  |  | 0%
SD | Huron | 3344 | **2B |  | 2023 | 0 | 0 | [9 empty] | Pipeline Natural Gas | Diesel Oil | Combustion turbine |  | Water Injection |  |  | ARP | 3344 **2B | 1993-05-01 | 442 |  |  | 0%
TN | Allen | 3393 | ACC1 |  | 2023 | 6570 | 6544.8 | 2619547.5 |  | 5.144 | 0.001 | 1019005.498 | 0.059 | 98.988 | 0.0125 | 17146692.02 | Pipeline Natural Gas |  | Combined cycle |  | Dry Low NOx Burners,Selective Catalytic Reduction |  |  | ARP, CSNOX, CSOSG2, CSSO2G1, NSPS4T | 3393 ACC1 | 2017-09-09 | 3797 | Y | 0.075576 | 51.55%
TN | Allen | 3393 | ACC2 |  | 2023 | 7037 | 7017.28 | 2873895.37 |  | 5.618 | 0.001 | 1112873.851 | 0.059 | 132.692 | 0.0146 | 18726264.869 | Pipeline Natural Gas |  | Combined cycle |  | Dry Low NOx Burners,Selective Catalytic Reduction |  |  | ARP, CSNOX, CSOSG2, CSSO2G1, NSPS4T | 3393 ACC2 | 2017-09-20 | 3797 | Y | 0.092343 | 56.3%
TN | Allen | 3393 | ACT17 |  | 2023 | 0 | 0 | [9 empty] | Pipeline Natural Gas | Diesel Oil | Combustion turbine |  |  |  |  | CSNOX, CSOSG2, CSSO2G1 | 3393 ACT17 | 1972-09-01 | 760 |  |  | 0%
TN | Allen | 3393 | ACT18 |  | 2023 | 0 | 0 | [9 empty] | Pipeline Natural Gas | Diesel Oil | Combustion turbine |  |  |  |  | CSNOX, CSOSG2, CSSO2G1 | 3393 ACT18 | 1972-09-01 | 760 |  |  | 0%
TN | Allen | 3393 | ACT19 |  | 2023 | 25 | 25 | 487 |  | 1.884 | 0.5008 | 610.3 | 0.0817 | 3.207 | 0.7618 | 7532.8 | Pipeline Natural Gas | Diesel Oil | Combustion turbine |  |  |  |  | CSNOX, CSOSG2, CSSO2G1 | 3393 ACT19 | 1972-09-01 | 760 |  | 13.1704 | 0.1131%
TN | Allen | 3393 | ACT20 |  | 2023 | 22 | 22 | 292 |  | 0.691 | 0.454 | 225.9 | 0.0787 | 0.848 | 0.6237 | 2801.1 | Pipeline Natural Gas | Diesel Oil | Combustion turbine |  |  |  |  | CSNOX, CSOSG2, CSSO2G1 | 3393 ACT20 | 1972-09-01 | 760 |  | 5.8082 | 0.04207%
TN | Bull Run | 3396 | 1 |  | 2023 | 1821 | 1810.72 | 847648.16 |  | 348.141 | 0.0714 | 901593.139 | 0.103 | 446.951 | 0.1132 | 8787436.555 | Coal |  | Tangentially-fired | Wet Limestone | Selective Catalytic Reduction | Electrostatic Precipitator |  | ARP, CSNOX, CSOSG2, CSSO2G1, MATS | 3396 1 | 1967-04-01 | 12604 | Y | 1.0546 | 7.959%
TN | Cumberland | 3399 | 1 |  | 2023 | 5496 | 5484.01 | 4039549.49 |  | 1499.592 | 0.0679 | 4200812.894 | 0.103 | 1573.387 | 0.0797 | 40943617.097 | Coal |  | Cell burner boiler | Wet Limestone | Low NOx Cell Burner,Selective Catalytic Reduction | Electrostatic Precipitator |  | ARP, CSNOX, CSOSG2, CSSO2G1, MATS | 3399 1 | 1972-04-22 | 15208 | Y | 0.77899 | 30.73%
TN | Cumberland | 3399 | 2 |  | 2023 | 7611 | 7600.14 | 5708441.29 |  | 2574.858 | 0.0801 | 6119673.156 | 0.103 | 1903.614 | 0.0655 | 59645996.038 | Coal |  | Cell burner boiler | Wet Limestone | Low NOx Cell Burner,Selective Catalytic Reduction | Electrostatic Precipitator |  | ARP, CSNOX, CSOSG2, CSSO2G1, MATS | 3399 2 | 1973-02-01 | 16100 | Y | 0.66695 | 42.29%
TN | Gallatin | 3403 | 1 |  | 2023 | 6363 | 6358.02 | 892892.32 |  | 305.403 | 0.0658 | 949683.06 | 0.105 | 291.59 | 0.0701 | 9054936.384 | Coal |  | Tangentially-fired | Dry Lime FGD | Low NOx Burner Technology w/ Separated OFA,Selective Catalytic Reduction | Baghouse |  | ARP, CSNOX, CSOSG2, CSSO2G1, MATS | 3403 1 | 1956-10-11 | 4456 | Y | 0.65314 | 23.2%
TN | Gallatin | 3403 | 2 |  | 2023 | 6404 | 6401.62 | 967435.75 |  | 324.243 | 0.0663 | 1008041.596 | 0.105 | 306.13 | 0.0694 | 9611403.683 | Coal |  | Tangentially-fired | Dry Lime FGD | Low NOx Burner Technology w/ Separated OFA,Selective Catalytic Reduction | Baghouse |  | ARP, CSNOX, CSOSG2, CSSO2G1, MATS | 3403 2 | 1957-05-01 | 3717 | Y | 0.63287 | 29.52%
TN | Gallatin | 3403 | 3 |  | 2023 | 7241 | 7235.86 | 1190273.44 |  | 386.873 | 0.0623 | 1305176.436 | 0.105 | 277.57 | 0.0466 | 12444446.596 | Coal |  | Tangentially-fired | Dry Lime FGD | Low NOx Burner Technology w/ Separated OFA,Selective Catalytic Reduction | Baghouse |  | ARP, CSNOX, CSOSG2, CSSO2G1, MATS | 3403 3 | 1959-04-24 | 4712 | Y | 0.4664 | 30.15%
TN | Gallatin | 3403 | 4 |  | 2023 | 7182 | 7180.2 | 1204843.68 |  | 411.164 | 0.0828 | 1295407.913 | 0.105 | 311.677 | 0.0536 | 12351333.541 | Coal |  | Tangentially-fired | Dry Lime FGD | Low NOx Burner Technology w/ Separated OFA,Selective Catalytic Reduction | Baghouse |  | ARP, CSNOX, CSOSG2, CSSO2G1, MATS | 3403 4 | 1959-07-01 | 4433 | Y | 0.51737 | 31.81%
TN | Gallatin | 3403 | GCT1 |  | 2023 | 105 | 105 | 4332 |  | 1.116 | 0.0412 | 3746.1 | 0.0607 | 14.055 | 0.4554 | 61865.7 | Pipeline Natural Gas | Diesel Oil | Combustion turbine |  |  |  |  | CSNOX, CSOSG2, CSSO2G1 | 3403 GCT1 | 1975-01-01 | 1137 |  | 6.4889 | 0.6211%
TN | Gallatin | 3403 | GCT2 |  | 2023 | 148 | 148 | 5779 |  | 0.024 | 0.0007 | 4864.7 | 0.0593 | 17.67 | 0.4209 | 82450.1 | Pipeline Natural Gas | Diesel Oil | Combustion turbine |  |  |  |  | CSNOX, CSOSG2, CSSO2G1 | 3403 GCT2 | 1975-01-01 | 1137 |  | 6.1152 | 0.8278%
TN | Gallatin | 3403 | GCT3 |  | 2023 | 24 | 24 | 933 |  | 2.03 | 0.2295 | 1325.3 | 0.069 | 8.832 | 0.9293 | 19443.1 | Pipeline Natural Gas | Diesel Oil | Combustion turbine |  |  |  |  | CSNOX, CSOSG2, CSSO2G1 | 3403 GCT3 | 1975-01-01 | 1137 |  | 18.9325 | 0.1952%
TN | Gallatin | 3403 | GCT4 |  | 2023 | 0 | 0 | [9 empty] | Pipeline Natural Gas | Diesel Oil | Combustion turbine |  |  |  |  | CSNOX, CSOSG2, CSSO2G1 | 3403 GCT4 | 1975-01-01 | 1137 |  |  | 0%
TN | Gallatin | 3403 | GCT5 |  | 2023 | 112 | 86.65 | 5555.33 |  | 0.054 | 0.0021 | 4141.759 | 0.0596 | 1.326 | 0.0431 | 69172.391 | Pipeline Natural Gas | Diesel Oil | Combustion turbine |  | Dry Low NOx Burners,Water Injection |  |  | ARP, CSNOX, CSOSG2, CSSO2G1 | 3403 GCT5 | 2000-04-21 | 1160 |  | 0.47738 | 0.6807%
TN | Gallatin | 3403 | GCT6 |  | 2023 | 94 | 68.33 | 4345.54 |  | 0.04 | 0.0021 | 3322.529 | 0.0596 | 1.059 | 0.0498 | 55545.279 | Pipeline Natural Gas | Diesel Oil | Combustion turbine |  | Dry Low NOx Burners,Water Injection |  |  | ARP, CSNOX, CSOSG2, CSSO2G1 | 3403 GCT6 | 2000-05-08 | 1115 |  | 0.4874 | 0.5687%
TN | Gallatin | 3403 | GCT7 |  | 2023 | 116 | 88.93 | 5832.08 |  | 0.082 | 0.0025 | 4372.339 | 0.0598 | 1.239 | 0.0381 | 72634.66 | Pipeline Natural Gas | Diesel Oil | Combustion turbine |  | Dry Low NOx Burners,Water Injection |  |  | ARP, CSNOX, CSOSG2, CSSO2G1 | 3403 GCT7 | 2000-05-31 | 1225 |  | 0.42489 | 0.6769%
TN | Gallatin | 3403 | GCT8 |  | 2023 | 421 | 362.1 | 26621.11 |  | 0.281 | 0.0026 | 19242.008 | 0.0598 | 5.459 | 0.0407 | 320950.168 | Pipeline Natural Gas | Diesel Oil | Combustion turbine |  | Dry Low NOx Burners,Water Injection |  |  | ARP, CSNOX, CSOSG2, CSSO2G1 | 3403 GCT8 | 2000-06-23 | 1218 |  | 0.41013 | 3.008%
TN | John Sevier | 3405 | JCC1 |  | 2023 | 6474 | 6424.51 | 1347032.89 |  | 2.887 | 0.001 | 571733.485 | 0.059 | 45.382 | 0.0111 | 9620371.996 | Pipeline Natural Gas | Diesel Oil | Combined cycle |  | Dry Low NOx Burners,Water Injection,Selective Catalytic Reduction |  |  | ARP, CSNOX, CSOSG2, CSSO2G1 | 3405 JCC1 | 2011-12-17 | 2275.9 | Y | 0.067381 | 48.25%
TN | John Sevier | 3405 | JCC2 |  | 2023 | 7889 | 7869.61 | 1634777.82 |  | 3.561 | 0.001 | 705159.409 | 0.059 | 61.216 | 0.0113 | 11865405.498 | Pipeline Natural Gas | Diesel Oil | Combined cycle |  | Dry Low NOx Burners,Water Injection,Selective Catalytic Reduction |  |  | ARP, CSNOX, CSOSG2, CSSO2G1 | 3405 JCC2 | 2012-01-16 | 2247.7 | Y | 0.074892 | 60.26%
TN | John Sevier | 3405 | JCC3 |  | 2023 | 6868 | 6797.54 | 1437775.49 |  | 3.07 | 0.001 | 607887.556 | 0.059 | 52.738 | 0.0124 | 10228620.034 | Pipeline Natural Gas | Diesel Oil | Combined cycle |  | Dry Low NOx Burners,Water Injection,Selective Catalytic Reduction |  |  | ARP, CSNOX, CSOSG2, CSSO2G1 | 3405 JCC3 | 2012-01-28 | 2287 | Y | 0.073361 | 51.06%
TN | Johnsonville | 3406 | JCT1 |  | 2023 | 42 | 42 | 2061 |  | 0.007 | 0.001 | 1313 | 0.059 | 4.061 | 0.3629 | 22248.5 | Pipeline Natural Gas | Diesel Oil | Combustion turbine |  |  |  |  | CSNOX, CSOSG2, CSSO2G1 | 3406 JCT1 | 1974-10-01 | 790 |  | 3.9408 | 0.3215%
TN | Johnsonville | 3406 | JCT10 |  | 2023 | 36 | 36 | 1225 |  | 1.489 | 0.2126 | 1014.6 | 0.0684 | 3.31 | 0.4517 | 14979.9 | Pipeline Natural Gas | Diesel Oil | Combustion turbine |  |  |  |  | CSNOX, CSOSG2, CSSO2G1 | 3406 JCT10 | 1974-09-01 | 790 |  | 5.4041 | 0.2165%
TN | Johnsonville | 3406 | JCT11 |  | 2023 | 6 | 6 | 273 |  | 0.001 | 0.001 | 175.6 | 0.059 | 0.488 | 0.328 | 2976.9 | Pipeline Natural Gas | Diesel Oil | Combustion turbine |  |  |  |  | CSNOX, CSOSG2, CSSO2G1 | 3406 JCT11 | 1974-12-01 | 790 |  | 3.5751 | 0.04302%
TN | Johnsonville | 3406 | JCT12 |  | 2023 | 27 | 27 | 920 |  | 1.543 | 0.2503 | 692.9 | 0.07 | 2.374 | 0.4587 | 9440 | Pipeline Natural Gas | Diesel Oil | Combustion turbine |  |  |  |  | CSNOX, CSOSG2, CSSO2G1 | 3406 JCT12 | 1974-12-01 | 790 |  | 5.1609 | 0.1364%
TN | Johnsonville | 3406 | JCT13 |  | 2023 | 9 | 9 | 345 |  | 0.001 | 0.0007 | 198.9 | 0.059 | 0.563 | 0.3493 | 3370.9 | Pipeline Natural Gas | Diesel Oil | Combustion turbine |  |  |  |  | CSNOX, CSOSG2, CSSO2G1 | 3406 JCT13 | 1974-12-01 | 790 |  | 3.2638 | 0.04871%
TN | Johnsonville | 3406 | JCT14 |  | 2023 | 22 | 22 | 476 |  | 0.627 | 0.2006 | 478.2 | 0.0678 | 1.506 | 0.4362 | 7174.1 | Pipeline Natural Gas | Diesel Oil | Combustion turbine |  |  |  |  | CSNOX, CSOSG2, CSSO2G1 | 3406 JCT14 | 1974-12-01 | 790 |  | 6.3277 | 0.1037%
TN | Johnsonville | 3406 | JCT15 |  | 2023 | 14 | 14 | 531 |  | 0.002 | 0.0008 | 299.6 | 0.059 | 0.859 | 0.3466 | 5080.1 | Pipeline Natural Gas | Diesel Oil | Combustion turbine |  |  |  |  | CSNOX, CSOSG2, CSSO2G1 | 3406 JCT15 | 1974-12-01 | 790 |  | 3.2354 | 0.07341%
TN | Johnsonville | 3406 | JCT16 |  | 2023 | 18 | 18 | 698 |  | 0.375 | 0.1677 | 416.3 | 0.0662 | 1.289 | 0.4266 | 6497.3 | Pipeline Natural Gas | Diesel Oil | Combustion turbine |  |  |  |  | CSNOX, CSOSG2, CSSO2G1 | 3406 JCT16 | 1974-12-01 | 790 |  | 3.6934 | 0.09389%
TN | Johnsonville | 3406 | JCT17 |  | 2023 | 1036 | 952.16 | 67088.77 |  | 0.252 | 0.001 | 48339.353 | 0.059 | 13.919 | 0.036 | 813268.766 | Pipeline Natural Gas | Diesel Oil | Combustion turbine |  | Dry Low NOx Burners,Water Injection |  |  | ARP, CSNOX, CSOSG2, CSSO2G1 | 3406 JCT17 | 2000-05-23 | 1209 |  | 0.41494 | 7.679%
TN | Johnsonville | 3406 | JCT18 |  | 2023 | 1048 | 959.68 | 64243.36 |  | 0.238 | 0.0014 | 34894.626 | 0.0593 | 9.831 | 0.0371 | 586183.596 | Pipeline Natural Gas | Diesel Oil | Combustion turbine |  | Dry Low NOx Burners,Water Injection |  |  | ARP, CSNOX, CSOSG2, CSSO2G1 | 3406 JCT18 | 2000-05-12 | 1209 |  | 0.30605 | 5.535%
TN | Johnsonville | 3406 | JCT19 |  | 2023 | 1012 | 928.36 | 65107.32 |  | 0.435 | 0.0015 | 48616.381 | 0.0592 | 13.75 | 0.0363 | 815125.122 | Pipeline Natural Gas | Diesel Oil | Combustion turbine |  | Dry Low NOx Burners,Water Injection |  |  | ARP, CSNOX, CSOSG2, CSSO2G1 | 3406 JCT19 | 2000-05-29 | 1209 |  | 0.42238 | 7.697%
TN | Johnsonville | 3406 | JCT2 |  | 2023 | 64 | 64 | 2852 |  | 1.272 | 0.091 | 1938.3 | 0.0629 | 5.967 | 0.3917 | 30968.7 | Pipeline Natural Gas | Diesel Oil | Combustion turbine |  |  |  |  | CSNOX, CSOSG2, CSSO2G1 | 3406 JCT2 | 1974-10-01 | 790 |  | 4.1844 | 0.4475%
TN | Johnsonville | 3406 | JCT20 |  | 2023 | 7606 | 7583.61 | 789326.04 |  | 1.873 | 0.0012 | 345207.491 | 0.0591 | 17.396 | 0.0065 | 5806768.558 | Pipeline Natural Gas | Diesel Oil | Combustion turbine |  | Selective Catalytic Reduction |  |  | ARP, CSNOX, CSOSG2, CSSO2G1 | 3406 JCT20 | 2000-05-30 | 1611 | Y | 0.044078 | 41.15%
TN | Johnsonville | 3406 | JCT3 |  | 2023 | 60 | 60 | 2837 |  | 1.008 | 0.0856 | 1943.3 | 0.0627 | 6.142 | 0.3984 | 31443.6 | Pipeline Natural Gas | Diesel Oil | Combustion turbine |  |  |  |  | CSNOX, CSOSG2, CSSO2G1 | 3406 JCT3 | 1974-10-01 | 790 |  | 4.3299 | 0.4544%
TN | Johnsonville | 3406 | JCT4 |  | 2023 | 74 | 74 | 2969 |  | 1.058 | 0.0979 | 1598.3 | 0.0633 | 4.953 | 0.3976 | 25516.3 | Pipeline Natural Gas | Diesel Oil | Combustion turbine |  |  |  |  | CSNOX, CSOSG2, CSSO2G1 | 3406 JCT4 | 1974-08-01 | 790 |  | 3.3365 | 0.3687%
TN | Johnsonville | 3406 | JCT5 |  | 2023 | 65 | 65 | 2898 |  | 1.582 | 0.1119 | 2030.7 | 0.0639 | 6.365 | 0.4041 | 32075.7 | Pipeline Natural Gas | Diesel Oil | Combustion turbine |  |  |  |  | CSNOX, CSOSG2, CSSO2G1 | 3406 JCT5 | 1974-10-01 | 790 |  | 4.3927 | 0.4635%
TN | Johnsonville | 3406 | JCT6 |  | 2023 | 49 | 49 | 1588 |  | 1.052 | 0.134 | 1225.3 | 0.0648 | 3.985 | 0.4222 | 19212.2 | Pipeline Natural Gas | Diesel Oil | Combustion turbine |  |  |  |  | CSNOX, CSOSG2, CSSO2G1 | 3406 JCT6 | 1974-09-01 | 790 |  | 5.0189 | 0.2776%
TN | Johnsonville | 3406 | JCT7 |  | 2023 | 29 | 29 | 1087 |  | 0.946 | 0.1303 | 761.7 | 0.0647 | 2.473 | 0.4207 | 11497.7 | Pipeline Natural Gas | Diesel Oil | Combustion turbine |  |  |  |  | CSNOX, CSOSG2, CSSO2G1 | 3406 JCT7 | 1974-09-01 | 790 |  | 4.5501 | 0.1661%
TN | Johnsonville | 3406 | JCT8 |  | 2023 | 57 | 57 | 1993 |  | 1.614 | 0.1478 | 1612.7 | 0.0655 | 5.246 | 0.4276 | 24942.2 | Pipeline Natural Gas | Diesel Oil | Combustion turbine |  |  |  |  | CSNOX, CSOSG2, CSSO2G1 | 3406 JCT8 | 1974-08-01 | 790 |  | 5.2644 | 0.3604%
TN | Johnsonville | 3406 | JCT9 |  | 2023 | 23 | 23 | 725 |  | 0.002 | 0.0009 | 367.9 | 0.059 | 1.079 | 0.3548 | 6233.1 | Pipeline Natural Gas | Diesel Oil | Combustion turbine |  |  |  |  | CSNOX, CSOSG2, CSSO2G1 | 3406 JCT9 | 1974-09-01 | 790 |  | 2.9766 | 0.09007%
TN | Kingston | 3407 | 1 | CSN19, CSS19 | 2023 | 3201 | 3188.91 | 227341.66 |  | 167.503 | 0.1304 | 261453.923 | 0.104 | 123.954 | 0.0983 | 2517511.179 | Coal |  | Tangentially-fired | Wet Lime FGD | Selective Catalytic Reduction | Electrostatic Precipitator |  | ARP, CSNOX, CSOSG2, CSSO2G1, MATS | 3407 1 | 1954-01-30 | 2139 | Y | 1.0905 | 13.44%
TN | Kingston | 3407 | 2 | CSN19, CSS19 | 2023 | 5141 | 5136.39 | 399627.75 |  | 252.525 | 0.1174 | 452158.431 | 0.104 | 202.827 | 0.0947 | 4353777.629 | Coal |  | Tangentially-fired | Wet Lime FGD | Selective Catalytic Reduction | Electrostatic Precipitator |  | ARP, CSNOX, CSOSG2, CSSO2G1, MATS | 3407 2 | 1954-04-25 | 2185 | Y | 1.0151 | 22.75%
TN | Kingston | 3407 | 3 | CSN19, CSS19 | 2023 | 5725 | 5717.61 | 435929.35 |  | 298.291 | 0.1268 | 494175.079 | 0.104 | 216.13 | 0.0913 | 4758363.364 | Coal |  | Tangentially-fired | Wet Lime FGD | Selective Catalytic Reduction | Electrostatic Precipitator |  | ARP, CSNOX, CSOSG2, CSSO2G1, MATS | 3407 3 | 1954-06-05 | 2180 | Y | 0.99158 | 24.92%
TN | Kingston | 3407 | 4 | CSN19, CSS19 | 2023 | 6188 | 6181.15 | 455886.32 |  | 309.632 | 0.1222 | 519377.669 | 0.104 | 211.134 | 0.0849 | 5001040.544 | Coal |  | Tangentially-fired | Wet Lime FGD | Selective Catalytic Reduction | Electrostatic Precipitator |  | ARP, CSNOX, CSOSG2, CSSO2G1, MATS | 3407 4 | 1954-07-23 | 2176 | Y | 0.92626 | 26.24%
TN | Kingston | 3407 | 5 | CSN19, CSS19 | 2023 | 5086 | 5074.69 | 477268.84 |  | 324.196 | 0.1224 | 543699.198 | 0.104 | 228.889 | 0.0881 | 5235224.13 | Coal |  | Tangentially-fired | Wet Lime FGD | Low NOx Burner Technology w/ Separated OFA,Selective Catalytic Reduction | Electrostatic Precipitator |  | ARP, CSNOX, CSOSG2, CSSO2G1, MATS | 3407 5 | 1954-11-26 | 2932 | Y | 0.95916 | 20.38%
TN | Kingston | 3407 | 6 | CSN19, CSS19 | 2023 | 2710 | 2700.93 | 254631.06 |  | 201.085 | 0.1394 | 291531.599 | 0.104 | 108.464 | 0.0787 | 2807130.397 | Coal |  | Tangentially-fired | Wet Lime FGD | Low NOx Burner Technology w/ Separated OFA,Selective Catalytic Reduction | Electrostatic Precipitator |  | ARP, CSNOX, CSOSG2, CSSO2G1, MATS | 3407 6 | 1955-02-03 | 2932 | Y | 0.85193 | 10.93%
TN | Kingston | 3407 | 7 | CSN19, CSS19 | 2023 | 1182 | 1173.31 | 94902.66 |  | 68.673 | 0.1262 | 110574.086 | 0.104 | 44.161 | 0.087 | 1064706.309 | Coal |  | Tangentially-fired | Wet Lime FGD | Low NOx Burner Technology w/ Separated OFA,Selective Catalytic Reduction | Electrostatic Precipitator |  | ARP, CSNOX, CSOSG2, CSSO2G1, MATS | 3407 7 | 1955-04-19 | 3576 | Y | 0.93066 | 3.399%
TN | Kingston | 3407 | 8 | CSN19, CSS19 | 2023 | 3055 | 3049.13 | 273756.65 |  | 192.239 | 0.1237 | 317434.767 | 0.104 | 126.259 | 0.0839 | 3056553.048 | Coal |  | Tangentially-fired | Wet Lime FGD | Low NOx Burner Technology w/ Separated OFA,Selective Catalytic Reduction | Electrostatic Precipitator |  | ARP, CSNOX, CSOSG2, CSSO2G1, MATS | 3407 8 | 1955-07-09 | 3005 | Y | 0.92242 | 11.61%
TN | Kingston | 3407 | 9 | CSN19, CSS19 | 2023 | 1858 | 1845.04 | 181971.98 |  | 128.273 | 0.1232 | 209104.317 | 0.104 | 82.218 | 0.0833 | 2013442.875 | Coal |  | Tangentially-fired | Wet Lime FGD | Selective Catalytic Reduction | Electrostatic Precipitator |  | ARP, CSNOX, CSOSG2, CSSO2G1, MATS | 3407 9 | 1955-11-25 | 2959 | Y | 0.90363 | 7.768%
TX | Laredo | 3439 | 4 |  | 2023 | 491 | 351.5 | 25349.41 |  | 0.072 | 0.001 | 14289.265 | 0.0592 | 1.408 | 0.0206 | 240439.724 | Pipeline Natural Gas |  | Combustion turbine |  | Water Injection,Selective Catalytic Reduction |  |  | ARP, CSOSG2 | 3439 4 | 2008-06-26 | 1058.1 | Y | 0.11109 | 2.594%
TX | Laredo | 3439 | 5 |  | 2023 | 348 | 252.69 | 16920.99 |  | 0.049 | 0.001 | 9792.324 | 0.0592 | 0.882 | 0.0162 | 164773.749 | Pipeline Natural Gas |  | Combustion turbine |  | Water Injection,Selective Catalytic Reduction |  |  | ARP, CSOSG2 | 3439 5 | 2008-07-25 | 949.1 | Y | 0.10425 | 1.982%
TX | Nueces Bay | 3441 | 8 |  | 2023 | 2896 | 2731.7 | 526559.78 |  | 1.161 | 0.001 | 230044.038 | 0.0591 | 36.725 | 0.0338 | 3870943.87 | Pipeline Natural Gas |  | Combined cycle |  | Selective Catalytic Reduction |  |  | ARP, CSOSG2 | 3441 8 | 2009-11-18 | 2610.4 | Y | 0.13949 | 16.93%
TX | Nueces Bay | 3441 | 9 |  | 2023 | 3225 | 3044.25 | 591357.08 |  | 1.323 | 0.001 | 262046.829 | 0.0591 | 36.806 | 0.0282 | 4409414.978 | Pipeline Natural Gas |  | Combined cycle |  | Selective Catalytic Reduction |  |  | ARP, CSOSG2 | 3441 9 | 2009-11-21 | 2638.9 | Y | 0.12448 | 19.07%
TX | Victoria Power Station | 3443 | 9 |  | 2023 | 4491 | 4481.11 | 987193.16 |  | 2.298 | 0.001 | 455106.736 | 0.059 | 60.463 | 0.0177 | 7658066.885 | Pipeline Natural Gas |  | Combined cycle |  | Dry Low NOx Burners,Selective Catalytic Reduction |  |  | ARP, CSOSG2 | 3443 9 | 2008-11-20 | 2444 | Y | 0.12249 | 35.77%
TX | Lake Hubbard | 3452 | 1 |  | 2023 | 1038 | 972.19 | 119376.75 |  | 1.79 | 0.0026 | 91190.361 | 0.0613 | 103.244 | 0.1059 | 1465920.485 | Pipeline Natural Gas | Diesel Oil | Dry bottom wall-fired boiler |  | Combustion Modification/Fuel Reburning |  |  | ARP, CSOSG2 | 3452 1 | 1970-06-18 | 4620 |  | 1.7297 | 3.622%
TX | Lake Hubbard | 3452 | 2 |  | 2023 | 3266 | 3177.67 | 817274.94 |  | 2.694 | 0.001 | 530109.329 | 0.0597 | 117.305 | 0.0326 | 8838556.398 | Pipeline Natural Gas | Diesel Oil | Dry bottom wall-fired boiler |  | Selective Catalytic Reduction,Low NOx Burner Technology w/ Overfire Air |  |  | ARP, CSOSG2 | 3452 2 | 1973-11-20 | 5598 | Y | 0.28706 | 18.02%
TX | Mountain Creek Generating Station | 3453 | 6 |  | 2023 | 2122 | 2102.36 | 107166.04 |  | 0.394 | 0.001 | 77964.017 | 0.0592 | 80.25 | 0.0844 | 1311845.799 | Pipeline Natural Gas |  | Dry bottom wall-fired boiler |  | Low NOx Burner Technology (Dry Bottom only),Combustion Modification/Fuel Reburning |  |  | ARP, CSOSG2 | 3453 6 | 1956-02-22 | 1674 |  | 1.4977 | 8.946%
TX | Mountain Creek Generating Station | 3453 | 7 |  | 2023 | 3103 | 3076.01 | 143328.12 |  | 0.515 | 0.001 | 101930.787 | 0.0592 | 186.538 | 0.1591 | 1715149.09 | Pipeline Natural Gas |  | Dry bottom wall-fired boiler |  | Low NOx Burner Technology (Dry Bottom only),Combustion Modification/Fuel Reburning |  |  | ARP, CSOSG2 | 3453 7 | 1958-03-07 | 1674 |  | 2.603 | 11.7%
TX | Mountain Creek Generating Station | 3453 | 8 |  | 2023 | 1517 | 1490.33 | 382352.97 |  | 1.265 | 0.001 | 250623.084 | 0.059 | 48.571 | 0.022 | 4217207.298 | Pipeline Natural Gas |  | Tangentially-fired |  | Selective Catalytic Reduction |  |  | ARP, CSOSG2 | 3453 8 | 1967-07-11 | 6204 | Y | 0.25406 | 7.76%
TX | Newman Power Station | 3456 | 1 |  | 2023 | 6060 | 6047.41 | 276828.05 |  | 0.97 | 0.001 | 192095.413 | 0.0591 | 337.945 | 0.201 | 3232388.282 | Pipeline Natural Gas | Diesel Oil | Dry bottom wall-fired boiler |  |  |  |  | ARP, CSOSG2 | 3456 1 | 1960-04-01 | 858 |  | 2.4416 | 43.01%
TX | Newman Power Station | 3456 | 2 |  | 2023 | 5484 | 5468.58 | 264365.34 |  | 0.946 | 0.001 | 187376.974 | 0.0591 | 287.441 | 0.1705 | 3152964.233 | Pipeline Natural Gas | Diesel Oil | Dry bottom wall-fired boiler |  |  |  |  | ARP, CSOSG2, TXSO2 | 3456 2 | 1963-04-01 | 858 |  | 2.1746 | 41.95%
TX | Newman Power Station | 3456 | 3 |  | 2023 | 2295 | 2285.02 | 105241.17 |  | 0.347 | 0.001 | 68817.136 | 0.0591 | 99.925 | 0.1722 | 1158035.84 | Pipeline Natural Gas | Diesel Oil | Dry bottom wall-fired boiler |  |  |  |  | ARP, CSOSG2, TXSO2 | 3456 3 | 1966-01-01 | 1030 |  | 1.899 | 12.83%
TX | Newman Power Station | 3456 | **4 |  | 2023 | 7507 | 7481.44 | 647573.79 |  | 1.848 | 0.001 | 366095.188 | 0.059 | 481.987 | 0.1598 | 6160274.404 | Pipeline Natural Gas |  | Combined cycle |  | Water Injection |  |  | ARP, CSOSG2, TXSO2 | 3456 **4 | 1975-01-01 | 1022 |  | 1.4886 | 68.81%
TX | Newman Power Station | 3456 | **5 |  | 2023 | 7275 | 7260.21 | 620415.29 |  | 1.788 | 0.001 | 354121.848 | 0.059 | 448.935 | 0.1542 | 5958779.014 | Pipeline Natural Gas |  | Combined cycle |  | Water Injection |  |  | ARP, CSOSG2, TXSO2 | 3456 **5 | 1975-01-01 | 1022 |  | 1.4472 | 66.56%
TX | Newman Power Station | 3456 | GT-6A |  | 2023 | 6939 | 6932.49 | 686717.84 |  | 1.652 | 0.001 | 327267.345 | 0.059 | 25.2 | 0.0093 | 5506874.306 | Pipeline Natural Gas |  | Combined cycle |  | Dry Low NOx Burners |  |  | ARP, CSOSG2 | 3456 GT-6A | 2009-05-07 | 1120 |  | 0.073393 | 56.13%
TX | Newman Power Station | 3456 | GT-6B |  | 2023 | 6956 | 6949.18 | 680463.15 |  | 1.653 | 0.001 | 327362.618 | 0.059 | 25.076 | 0.0092 | 5508530.586 | Pipeline Natural Gas |  | Combined cycle |  | Dry Low NOx Burners |  |  | ARP, CSOSG2 | 3456 GT-6B | 2009-05-16 | 1120 |  | 0.073703 | 56.15%
TX | Lewis Creek | 3457 | 1 |  | 2023 | 4900 | 4896.31 | 861725.06 |  | 2.576 | 0.001 | 510224.701 | 0.059 | 111.504 | 0.0261 | 8585512.611 | Pipeline Natural Gas |  | Dry bottom wall-fired boiler |  | Selective Catalytic Reduction |  |  | ARP, CSOSG2 | 3457 1 | 1970-12-14 | 2730 | Y | 0.25879 | 35.9%
TX | Lewis Creek | 3457 | 2 |  | 2023 | 5727 | 5718.48 | 971196.67 |  | 3.002 | 0.001 | 594681.58 | 0.059 | 135.98 | 0.0264 | 10006613.327 | Pipeline Natural Gas |  | Dry bottom wall-fired boiler |  | Selective Catalytic Reduction |  |  | ARP, CSOSG2 | 3457 2 | 1971-05-11 | 3050 | Y | 0.28003 | 37.45%
TX | Sabine | 3459 | 1 |  | 2023 | 4091 | 4066.03 | 474703.64 |  | 1.448 | 0.001 | 286827.37 | 0.0591 | 342.393 | 0.1364 | 4826143.047 | Pipeline Natural Gas |  | Tangentially-fired |  |  |  |  | ARP, CSOSG2 | 3459 1 | 1962-01-01 | 2300 |  | 1.4426 | 23.95%
TX | Sabine | 3459 | 3 |  | 2023 | 4328 | 4310.41 | 815786.2 |  | 2.53 | 0.001 | 501079.331 | 0.059 | 328.388 | 0.0794 | 8431590.685 | Pipeline Natural Gas |  | Tangentially-fired |  | Low NOx Burner Technology w/ Separated OFA |  |  | ARP, CSOSG2 | 3459 3 | 1966-12-01 | 4750 |  | 0.80508 | 20.26%
TX | Sabine | 3459 | 4 |  | 2023 | 5979 | 5972.76 | 1937971.07 |  | 5.784 | 0.001 | 1145726.237 | 0.059 | 1732.79 | 0.1611 | 19279027.41 | Pipeline Natural Gas |  | Dry bottom wall-fired boiler |  | Combustion Modification/Fuel Reburning |  |  | ARP, CSOSG2 | 3459 4 | 1974-08-01 | 6500 |  | 1.7883 | 33.86%
TX | Sabine | 3459 | 5 |  | 2023 | 2731 | 2719.48 | 680224.73 |  | 2.123 | 0.001 | 420542.894 | 0.0591 | 334.086 | 0.0797 | 7076368.962 | Pipeline Natural Gas |  | Tangentially-fired |  | Low NOx Burner Technology w/ Closed-coupled OFA |  |  | ARP, CSOSG2 | 3459 5 | 1979-12-21 | 5400 |  | 0.98228 | 14.96%
TX | Cedar Bayou | 3460 | CBY1 |  | 2023 | 4074 | 4063.8 | 1642668.44 |  | 5.076 | 0.001 | 1005433.273 | 0.059 | 625.136 | 0.0597 | 16918375.783 | Pipeline Natural Gas |  | Dry bottom wall-fired boiler |  | Selective Catalytic Reduction |  |  | ARP, CSOSG2 | 3460 CBY1 | 1970-12-11 | 8187 | Y | 0.76112 | 23.59%
TX | Cedar Bayou | 3460 | CBY2 |  | 2023 | 4159 | 4147.74 | 1432772.9 |  | 4.372 | 0.001 | 866125.772 | 0.059 | 482.611 | 0.0555 | 14574260.942 | Pipeline Natural Gas |  | Dry bottom wall-fired boiler |  | Selective Catalytic Reduction |  |  | ARP, CSOSG2 | 3460 CBY2 | 1972-03-15 | 8179 | Y | 0.67367 | 20.34%
TX | W A Parish | 3470 | WAP1 |  | 2023 | 1811 | 1763.7 | 155809.12 |  | 0.541 | 0.001 | 107178.297 | 0.0591 | 208.168 | 0.1995 | 1803483.843 | Pipeline Natural Gas |  | Dry bottom wall-fired boiler |  | Overfire Air |  |  | ARP, CSOSG2 | 3470 WAP1 | 1958-06-01 | 2047 |  | 2.6721 | 10.06%
TX | W A Parish | 3470 | WAP2 |  | 2023 | 2696 | 2628.39 | 186850.63 |  | 0.679 | 0.001 | 134490.626 | 0.0591 | 146.034 | 0.1103 | 2263084.487 | Pipeline Natural Gas |  | Dry bottom wall-fired boiler |  | Overfire Air |  |  | ARP, CSOSG2 | 3470 WAP2 | 1958-12-20 | 1968 |  | 1.5631 | 13.13%
TX | W A Parish | 3470 | WAP3 |  | 2023 | 3001 | 2953.92 | 385961.1 |  | 1.23 | 0.001 | 243708.947 | 0.059 | 544.412 | 0.2037 | 4100916.666 | Pipeline Natural Gas |  | Dry bottom wall-fired boiler |  | Overfire Air |  |  | ARP, CSOSG2 | 3470 WAP3 | 1961-03-15 | 3003 |  | 2.8211 | 15.59%
TX | W A Parish | 3470 | WAP4 |  | 2023 | 2233 | 2178.19 | 591688.52 |  | 1.956 | 0.001 | 387454.621 | 0.059 | 513.774 | 0.1291 | 6519643.095 | Pipeline Natural Gas |  | Tangentially-fired |  | Overfire Air |  |  | ARP, CSOSG2, TXSO2 | 3470 WAP4 | 1968-06-01 | 5950 |  | 1.7366 | 12.51%
TX | W A Parish | 3470 | WAP5 |  | 2023 | 7633 | 7624.76 | 3127356.58 |  | 9518.587 | 0.6195 | 3132104.755 | 0.1037 | 994.955 | 0.0622 | 30216025.713 | Coal | Pipeline Natural Gas | Dry bottom wall-fired boiler |  | Selective Catalytic Reduction | Baghouse | Halogenated PAC Sorbent Injection | ARP, CSOSG2, MATS, TXSO2 | 3470 WAP5 | 1977-12-27 | 8545 | Y | 0.63629 | 40.37%
TX | W A Parish | 3470 | WAP6 |  | 2023 | 7453 | 7443.13 | 2886659.74 |  | 10025.995 | 0.6355 | 3193890.307 | 0.1028 | 1145.72 | 0.0687 | 31041414.958 | Coal | Pipeline Natural Gas | Dry bottom wall-fired boiler |  | Selective Catalytic Reduction | Baghouse | Halogenated PAC Sorbent Injection | ARP, CSOSG2, MATS, TXSO2 | 3470 WAP6 | 1978-12-27 | 10860 | Y | 0.7938 | 32.63%
TX | W A Parish | 3470 | WAP7 |  | 2023 | 7694 | 7678.99 | 3021391.32 |  | 8406.217 | 0.6163 | 2788147.79 | 0.1039 | 985.308 | 0.0728 | 26688633.149 | Coal | Pipeline Natural Gas | Tangentially-fired |  | Selective Catalytic Reduction | Baghouse | Halogenated PAC Sorbent Injection | ARP, CSOSG2, MATS, TXSO2 | 3470 WAP7 | 1980-06-02 | 8351 | Y | 0.65222 | 36.48%
TX | W A Parish | 3470 | WAP8 | MS1, MS2 | 2023 | 3091 | 3082.44 | 1252742.36 |  | 542.614 | 0.0813 | 929643.529 | 0.0724 | 457.156 | 0.0701 | 12975504.726 | Coal | Pipeline Natural Gas | Tangentially-fired | Sodium Based,Wet Lime FGD | Low NOx Burner Technology w/ Closed-coupled/Separated OFA,Selective Catalytic Reduction,Ammonia Injection | Baghouse | Halogenated PAC Sorbent Injection | ARP, CSOSG2, MATS | 3470 WAP8 | 1982-12-01 | 9650 | Y | 0.72985 | 15.35%
TX | Knox Lee Power Plant | 3476 | 5 |  | 2023 | 3918 | 3892.67 | 501603.96 |  | 1.522 | 0.001 | 301381.902 | 0.059 | 374.358 | 0.1253 | 5071367.391 | Pipeline Natural Gas |  | Tangentially-fired |  |  |  |  | ARP, CSOSG2 | 3476 5 | 1974-04-25 | 3368 |  | 1.4926 | 17.19%
TX | Wilkes Power Plant | 3478 | 1 |  | 2023 | 2978 | 2945.03 | 141910.94 |  | 0.516 | 0.001 | 102266.836 | 0.0591 | 119.669 | 0.1263 | 1720805.02 | Pipeline Natural Gas | Other Oil | Tangentially-fired |  | Combustion Modification/Fuel Reburning |  |  | ARP, CSOSG2, TXSO2 | 3478 1 | 1964-03-01 | 1562 |  | 1.6865 | 12.58%
TX | Wilkes Power Plant | 3478 | 2 |  | 2023 | 3840 | 3822.71 | 448012.98 |  | 1.417 | 0.001 | 280660.765 | 0.0592 | 399.783 | 0.1344 | 4722671.31 | Pipeline Natural Gas |  | Dry bottom wall-fired boiler |  | Low NOx Burner Technology (Dry Bottom only) |  |  | ARP, CSOSG2, TXSO2 | 3478 2 | 1970-03-01 | 3052 |  | 1.7847 | 17.66%
TX | Wilkes Power Plant | 3478 | 3 |  | 2023 | 4756 | 4736.15 | 601496.47 |  | 1.77 | 0.001 | 350527.106 | 0.0591 | 411.083 | 0.1067 | 5898240.251 | Pipeline Natural Gas |  | Dry bottom wall-fired boiler |  | Low NOx Burner Technology (Dry Bottom only) |  |  | ARP, CSOSG2, TXSO2 | 3478 3 | 1971-09-01 | 3052 |  | 1.3669 | 22.06%
TX | Jones Station | 3482 | 151B |  | 2023 | 6436 | 6391.43 | 814209.57 |  | 2.452 | 0.001 | 484926.369 | 0.059 | 455.756 | 0.0998 | 8157508.682 | Pipeline Natural Gas | Diesel Oil | Tangentially-fired |  | Overfire Air |  |  | ARP, CSOSG2 | 3482 151B | 1971-07-01 | 3053 |  | 1.1195 | 30.5%
TX | Jones Station | 3482 | 152B |  | 2023 | 5227 | 5183.71 | 606436.48 |  | 1.884 | 0.001 | 373029.536 | 0.059 | 308.285 | 0.0962 | 6275633.032 | Pipeline Natural Gas | Diesel Oil, Other Oil | Tangentially-fired |  | Low NOx Burner Technology w/ Separated OFA |  |  | ARP, CSOSG2 | 3482 152B | 1974-06-01 | 3377 |  | 1.0167 | 21.21%
TX | Jones Station | 3482 | 153T |  | 2023 | 2184 | 2005.37 | 261162.68 |  | 0.859 | 0.001 | 170098.874 | 0.059 | 44.116 | 0.036 | 2862258.726 | Pipeline Natural Gas |  | Combustion turbine |  | Dry Low NOx Burners |  |  | ARP, CSOSG2 | 3482 153T | 2011-06-18 | 2099 |  | 0.33784 | 15.57%
TX | Jones Station | 3482 | 154T |  | 2023 | 1972 | 1789.92 | 242802.31 |  | 0.79 | 0.001 | 156396.296 | 0.059 | 41.073 | 0.037 | 2631684.083 | Pipeline Natural Gas |  | Combustion turbine |  | Dry Low NOx Burners |  |  | ARP, CSOSG2 | 3482 154T | 2013-04-10 | 2099 |  | 0.33832 | 14.31%
TX | Nichols Station | 3484 | 141B |  | 2023 | 6755 | 6718.77 | 337332.49 |  | 0.984 | 0.001 | 194763.617 | 0.0592 | 162.682 | 0.0937 | 3277292.303 | Pipeline Natural Gas |  | Tangentially-fired |  | Overfire Air |  |  | ARP, CSOSG2 | 3484 141B | 1960-07-01 | 1122 |  | 0.96452 | 33.34%
TX | Nichols Station | 3484 | 142B |  | 2023 | 7141 | 7100.11 | 338661.2 |  | 1.126 | 0.001 | 220656.447 | 0.0592 | 218.946 | 0.0965 | 3712983.796 | Pipeline Natural Gas |  | Tangentially-fired |  | Overfire Air |  |  | ARP, CSOSG2 | 3484 142B | 1962-07-01 | 1166 |  | 1.293 | 36.35%
TX | Nichols Station | 3484 | 143B |  | 2023 | 6977 | 6918.54 | 631463.94 |  | 2.021 | 0.001 | 400237.646 | 0.0592 | 402.619 | 0.1102 | 6734684.341 | Pipeline Natural Gas |  | Tangentially-fired |  | Overfire Air |  |  | ARP, CSOSG2 | 3484 143B | 1968-08-02 | 2982 |  | 1.2752 | 25.78%
TX | Plant X | 3485 | 111B |  | 2023 | 0 | 0 | [9 empty] | Pipeline Natural Gas | Diesel Oil | Dry bottom wall-fired boiler |  |  |  |  | ARP, CSOSG2 | 3485 111B | 1952-05-01 | 616 |  |  | 0%
TX | Plant X | 3485 | 112B |  | 2023 | 0 | 0 | [9 empty] | Pipeline Natural Gas | Diesel Oil | Tangentially-fired |  |  |  |  | ARP, CSOSG2 | 3485 112B | 1953-08-01 | 1276 |  |  | 0%
TX | Plant X | 3485 | 114B |  | 2023 | 6319 | 6281.03 | 690767.61 |  | 2.133 | 0.001 | 422481.125 | 0.059 | 459.597 | 0.1095 | 7108288.653 | Pipeline Natural Gas | Diesel Oil, Other Oil | Tangentially-fired |  | Overfire Air |  |  | ARP, CSOSG2 | 3485 114B | 1964-07-01 | 2375 |  | 1.3307 | 34.17%
TX | Graham | 3490 | 1 |  | 2023 | 3176 | 3097.59 | 527098.68 |  | 1.474 | 0.001 | 291944.545 | 0.059 | 930.776 | 0.3221 | 4912442.294 | Pipeline Natural Gas | Diesel Oil | Dry bottom wall-fired boiler |  | Combustion Modification/Fuel Reburning |  |  | ARP, CSOSG2 | 3490 1 | 1960-12-19 | 2601 |  | 3.5317 | 21.56%
TX | Graham | 3490 | 2 |  | 2023 | 2983 | 2876.72 | 673661.87 |  | 2.036 | 0.001 | 403337.934 | 0.059 | 1425.225 | 0.2987 | 6786700.655 | Pipeline Natural Gas | Diesel Oil | Dry bottom wall-fired boiler |  | Combustion Modification/Fuel Reburning,Overfire Air |  |  | ARP, CSOSG2, TXSO2 | 3490 2 | 1969-06-05 | 4970 |  | 4.2313 | 15.59%
TX | Handley Generating Station | 3491 | 3 |  | 2023 | 3317 | 3290.79 | 559981.41 |  | 1.9 | 0.001 | 376322.597 | 0.059 | 74.314 | 0.0192 | 6332379.449 | Pipeline Natural Gas |  | Dry bottom wall-fired boiler |  | Combustion Modification/Fuel Reburning,Selective Catalytic Reduction |  |  | ARP, CSOSG2 | 3491 3 | 1963-07-26 | 3991 | Y | 0.26542 | 18.11%
TX | Handley Generating Station | 3491 | 4 |  | 2023 | 2858 | 2745.83 | 568933.52 |  | 1.997 | 0.001 | 395501.334 | 0.059 | 36.774 | 0.0152 | 6655072.949 | Pipeline Natural Gas |  | Dry bottom wall-fired boiler |  | Selective Catalytic Reduction |  |  | ARP, CSOSG2 | 3491 4 | 1976-10-26 | 5500 | Y | 0.12927 | 13.81%
TX | Handley Generating Station | 3491 | 5 |  | 2023 | 2553 | 2447.76 | 498643.65 |  | 1.835 | 0.001 | 363462.973 | 0.059 | 42.695 | 0.0195 | 6115976.476 | Pipeline Natural Gas |  | Dry bottom wall-fired boiler |  | Selective Catalytic Reduction |  |  | ARP, CSOSG2 | 3491 5 | 1977-10-24 | 5634 | Y | 0.17124 | 12.39%
TX | Stryker Creek | 3504 | 1 |  | 2023 | 2797 | 2718.79 | 235613.25 |  | 0.819 | 0.001 | 162171.522 | 0.0591 | 287.025 | 0.1629 | 2728829.719 | Pipeline Natural Gas | Diesel Oil | Dry bottom wall-fired boiler |  | Low NOx Burner Technology (Dry Bottom only) |  |  | ARP, CSOSG2 | 3504 1 | 1958-06-26 | 2081 |  | 2.4364 | 14.97%
TX | Stryker Creek | 3504 | 2 |  | 2023 | 3543 | 3409.74 | 869696.5 |  | 2.742 | 0.001 | 543186.921 | 0.059 | 427.851 | 0.0809 | 9140094.598 | Pipeline Natural Gas | Diesel Oil | Tangentially-fired |  | Low NOx Burner Technology w/ Separated OFA |  |  | ARP, CSOSG2, TXSO2 | 3504 2 | 1965-12-21 | 5472 |  | 0.98391 | 19.07%
TX | Trinidad | 3507 | 9 |  | 2023 | 2389 | 2323.18 | 339322.11 |  | 1.269 | 0.001 | 251395.385 | 0.059 | 518.463 | 0.2056 | 4230250.784 | Pipeline Natural Gas | Residual Oil | Tangentially-fired |  |  |  |  | ARP, CSOSG2 | 3507 9 | 1965-05-26 | 2764.3 |  | 3.0559 | 17.47%
TX | Silas Ray | 3559 | 10 |  | 2023 | 2288 | 2004.63 | 51542.56 |  | 0.165 | 0.0009 | 32713.562 | 0.063 | 2.995 | 0.0176 | 550527.755 | Pipeline Natural Gas |  | Combustion turbine |  | Selective Catalytic Reduction |  |  | ARP, CSOSG2 | 3559 10 | 2004-11-03 | 478.5 | Y | 0.11621 | 13.13%
TX | Silas Ray | 3559 | 9 |  | 2023 | 2202 | 1965.94 | 66336.31 |  | 0.3 | 0.001 | 59468.386 | 0.0592 | 32.745 | 0.0712 | 1000660.123 | Pipeline Natural Gas | Diesel Oil | Combined cycle |  | Dry Low NOx Burners |  |  | ARP, CSOSG2 | 3559 9 | 1996-12-01 | 674.1 |  | 0.98724 | 16.95%
TX | Ray Olinger | 3576 | BW2 |  | 2023 | 2211 | 2058.5 | 36240.75 |  | 0.137 | 0.001 | 27175.525 | 0.0594 | 14.544 | 0.0439 | 457287.5 | Pipeline Natural Gas |  | Dry bottom wall-fired boiler |  | Overfire Air |  |  | ARP, CSOSG2 | 3576 BW2 | 1970-10-01 | 1300 |  | 0.80263 | 4.016%
TX | Ray Olinger | 3576 | BW3 |  | 2023 | 2364 | 2214.5 | 57015.25 |  | 0.16 | 0.001 | 31647.675 | 0.058 | 20.659 | 0.0626 | 533228.8 | Pipeline Natural Gas |  | Dry bottom wall-fired boiler |  | Low NOx Burner Technology w/ Overfire Air |  |  | ARP, CSOSG2 | 3576 BW3 | 1976-03-01 | 1519 |  | 0.72468 | 4.007%
TX | Ray Olinger | 3576 | CE1 |  | 2023 | 0 | 0 | [9 empty] | Pipeline Natural Gas |  | Tangentially-fired |  | Low NOx Burner Technology w/ Separated OFA |  |  | ARP, CSOSG2 | 3576 CE1 | 1967-05-01 | 888 |  |  | 0%
TX | Ray Olinger | 3576 | GE4 |  | 2023 | 651 | 570 | 33189.5 |  | 0.12 | 0.001 | 23678.225 | 0.0592 | 5.745 | 0.0405 | 398415.225 | Pipeline Natural Gas |  | Combustion turbine |  | Dry Low NOx Burners |  |  | ARP, CSOSG2 | 3576 GE4 | 2001-08-03 | 1050 |  | 0.34619 | 4.332%
TX | Sim Gideon | 3601 | 1 |  | 2023 | 3635 | 3607.78 | 243103.48 |  | 0.752 | 0.001 | 149024.328 | 0.0591 | 174.567 | 0.1202 | 2507639.197 | Pipeline Natural Gas | Diesel Oil | Dry bottom wall-fired boiler |  | Overfire Air,Other |  |  | ARP, CSOSG2 | 3601 1 | 1965-05-15 | 1447 |  | 1.4362 | 19.78%
TX | Sim Gideon | 3601 | 2 |  | 2023 | 4373 | 4341.19 | 305142.5 |  | 0.893 | 0.001 | 176878.683 | 0.0591 | 222.818 | 0.1324 | 2976251.253 | Pipeline Natural Gas | Diesel Oil | Dry bottom wall-fired boiler |  | Overfire Air,Other |  |  | ARP, CSOSG2 | 3601 2 | 1968-01-15 | 1462 |  | 1.4604 | 23.24%
TX | Sim Gideon | 3601 | 3 |  | 2023 | 4447 | 4399.32 | 717874.6 |  | 2.264 | 0.001 | 448471.897 | 0.059 | 502.774 | 0.1142 | 7546445.709 | Pipeline Natural Gas | Diesel Oil | Tangentially-fired |  | Combustion Modification/Fuel Reburning,Overfire Air |  |  | ARP, CSOSG2 | 3601 3 | 1972-04-01 | 3434 |  | 1.4007 | 25.09%
TX | J Robert Massengale Generating Station | 3604 | GT1 |  | 2023 | 1048 | 920.74 | 36797.57 |  | 0.095 | 0.0009 | 18814.585 | 0.0593 | 6.156 | 0.0438 | 316573.817 | Pipeline Natural Gas |  | Combined cycle |  | Selective Catalytic Reduction |  |  | ARP, CSOSG2 | 3604 GT1 | 2000-09-08 | 492 | Y | 0.33459 | 7.345%
TX | Leon Creek | 3609 | CGT1 |  | 2023 | 1511 | 1307.06 | 57416.75 |  | 0.167 | 0.001 | 33096.319 | 0.0592 | 4.312 | 0.0276 | 556905.175 | Pipeline Natural Gas |  | Combustion turbine |  | Selective Catalytic Reduction |  |  | ARP, CSOSG2 | 3609 CGT1 | 2004-05-15 | 530 | Y | 0.1502 | 12%
TX | Leon Creek | 3609 | CGT2 |  | 2023 | 1556 | 1341.14 | 57560.58 |  | 0.17 | 0.001 | 33605.876 | 0.0592 | 4.441 | 0.0325 | 565495.38 | Pipeline Natural Gas |  | Combustion turbine |  | Selective Catalytic Reduction |  |  | ARP, CSOSG2 | 3609 CGT2 | 2004-05-15 | 498.5 | Y | 0.15431 | 12.95%
TX | Leon Creek | 3609 | CGT3 |  | 2023 | 1481 | 1286.15 | 57690.41 |  | 0.167 | 0.001 | 33169.268 | 0.0592 | 4.34 | 0.0275 | 558159.328 | Pipeline Natural Gas |  | Combustion turbine |  | Selective Catalytic Reduction |  |  | ARP, CSOSG2 | 3609 CGT3 | 2004-05-15 | 498.5 | Y | 0.15046 | 12.78%
TX | Leon Creek | 3609 | CGT4 |  | 2023 | 1616 | 1400.16 | 62124.63 |  | 0.181 | 0.001 | 35856.365 | 0.0592 | 4.935 | 0.0309 | 603346.576 | Pipeline Natural Gas |  | Combustion turbine |  | Selective Catalytic Reduction |  |  | ARP, CSOSG2 | 3609 CGT4 | 2004-05-15 | 498.5 | Y | 0.15887 | 13.82%
TX | O W Sommers | 3611 | 1 |  | 2023 | 5128 | 5095.26 | 1153499.33 |  | 3.556 | 0.001 | 704448.281 | 0.0591 | 1005.433 | 0.1509 | 11853703.102 | Pipeline Natural Gas | Diesel Oil | Tangentially-fired |  |  |  |  | ARP, CSOSG2, TXSO2 | 3611 1 | 1972-06-06 | 5830.1 |  | 1.7433 | 23.21%
TX | O W Sommers | 3611 | 2 |  | 2023 | 4297 | 4243.68 | 821446.22 |  | 2.712 | 0.001 | 537245.422 | 0.0589 | 572.28 | 0.1127 | 9040192.549 | Pipeline Natural Gas | Diesel Oil | Tangentially-fired |  |  |  |  | ARP, CSOSG2, TXSO2 | 3611 2 | 1974-03-20 | 4904.6 |  | 1.3933 | 21.04%
TX | V H Braunig | 3612 | 1 |  | 2023 | 3265 | 3169.33 | 408368.57 |  | 1.145 | 0.001 | 226846.49 | 0.0591 | 414.496 | 0.1725 | 3817101.97 | Pipeline Natural Gas | Diesel Oil | Tangentially-fired |  |  |  |  | ARP, CSOSG2 | 3612 1 | 1966-06-02 | 2292.2 |  | 2.03 | 19.01%
TX | V H Braunig | 3612 | 2 |  | 2023 | 2159 | 2039.96 | 181787.98 |  | 0.601 | 0.001 | 119085.392 | 0.0591 | 144.101 | 0.1186 | 2003829.077 | Pipeline Natural Gas | Diesel Oil | Tangentially-fired |  |  |  |  | ARP, CSOSG2 | 3612 2 | 1968-05-03 | 2458.5 |  | 1.5854 | 9.304%
TX | V H Braunig | 3612 | 3 |  | 2023 | 4856 | 4821.21 | 977484.91 |  | 3.161 | 0.001 | 626075.317 | 0.059 | 876.5 | 0.144 | 10534889.299 | Pipeline Natural Gas | Diesel Oil | Tangentially-fired |  |  |  |  | ARP, CSOSG2 | 3612 3 | 1970-08-01 | 4563.1 |  | 1.7934 | 26.36%
TX | V H Braunig | 3612 | CGT5 |  | 2023 | 1583 | 1349.35 | 59428.92 |  | 0.188 | 0.0009 | 34860.447 | 0.0595 | 4.103 | 0.0226 | 585690.842 | Pipeline Natural Gas | Diesel Oil | Combustion turbine |  | Selective Catalytic Reduction |  |  | ARP, CSOSG2 | 3612 CGT5 | 2010-04-22 | 486 | Y | 0.13808 | 13.76%
TX | V H Braunig | 3612 | CGT6 |  | 2023 | 1590 | 1360.73 | 59811.09 |  | 0.189 | 0.0009 | 35182.301 | 0.0594 | 4.122 | 0.0235 | 591001.943 | Pipeline Natural Gas | Diesel Oil | Combustion turbine |  | Selective Catalytic Reduction |  |  | ARP, CSOSG2 | 3612 CGT6 | 2010-04-28 | 486 | Y | 0.13783 | 13.88%
TX | V H Braunig | 3612 | CGT7 |  | 2023 | 1475 | 1278.03 | 56232.95 |  | 0.178 | 0.0009 | 32514.709 | 0.0595 | 4.147 | 0.0238 | 545718.402 | Pipeline Natural Gas | Diesel Oil | Combustion turbine |  | Selective Catalytic Reduction |  |  | ARP, CSOSG2 | 3612 CGT7 | 2010-05-07 | 486 | Y | 0.14749 | 12.82%
TX | V H Braunig | 3612 | CGT8 |  | 2023 | 1508 | 1303.22 | 56520.55 |  | 0.181 | 0.0009 | 32977.511 | 0.0595 | 3.74 | 0.0197 | 553875.25 | Pipeline Natural Gas | Diesel Oil | Combustion turbine |  | Selective Catalytic Reduction |  |  | ARP, CSOSG2 | 3612 CGT8 | 2010-05-12 | 486 | Y | 0.13234 | 13.01%
TX | V H Braunig | 3612 | CT01 | CP01 | 2023 | 5754 | 5731.87 | 1322618.5 |  | 2.685 | 0.001 | 531792.015 | 0.059 | 97.566 | 0.0223 | 8948374.251 | Pipeline Natural Gas |  | Combined cycle |  | Dry Low NOx Burners,Selective Catalytic Reduction |  |  | ARP, CSOSG2 | 3612 CT01 | 2000-03-11 | 1975 | Y | 0.14753 | 51.72%
TX | V H Braunig | 3612 | CT02 | CP01 | 2023 | 6862 | 6846.8 | 1588852.96 |  | 3.267 | 0.001 | 647160.953 | 0.059 | 127.738 | 0.0238 | 10889504.719 | Pipeline Natural Gas |  | Combined cycle |  | Dry Low NOx Burners,Selective Catalytic Reduction |  |  | ARP, CSOSG2 | 3612 CT02 | 2000-03-23 | 1975 | Y | 0.16079 | 62.94%
TX | R W Miller | 3628 | 1 |  | 2023 | 0 | 0 | [9 empty] | Pipeline Natural Gas |  | Dry bottom wall-fired boiler |  |  |  |  | ARP, CSOSG2 | 3628 1 | 1968-10-01 | 920 |  |  | 0%
TX | R W Miller | 3628 | 2 |  | 2023 | 3147 | 3114.81 | 160863.01 |  | 1.923 | 0.0025 | 113479.601 | 0.0593 | 295.917 | 0.2674 | 1903792.525 | Pipeline Natural Gas | Diesel Oil | Dry bottom wall-fired boiler |  |  |  |  | ARP, CSOSG2 | 3628 2 | 1972-03-24 | 1360 |  | 3.6791 | 15.98%
TX | R W Miller | 3628 | 3 |  | 2023 | 3296 | 3275.13 | 243982.85 |  | 0.827 | 0.0011 | 150114.486 | 0.0592 | 172.662 | 0.1168 | 2525591.237 | Pipeline Natural Gas | Diesel Oil | Dry bottom wall-fired boiler |  | Combustion Modification/Fuel Reburning |  |  | ARP, CSOSG2 | 3628 3 | 1975-06-15 | 2510 |  | 1.4154 | 11.49%
TX | R W Miller | 3628 | **4 |  | 2023 | 846 | 732.33 | 51072.2 |  | 0.378 | 0.0022 | 39684.376 | 0.06 | 30.196 | 0.108 | 663195.8 | Pipeline Natural Gas | Diesel Oil | Combustion turbine |  | Water Injection |  |  | ARP, CSOSG2 | 3628 **4 | 1994-08-01 | 1510 |  | 1.1825 | 5.014%
TX | R W Miller | 3628 | **5 |  | 2023 | 915 | 794.68 | 53430.84 |  | 0.572 | 0.0024 | 43907.342 | 0.0602 | 38.682 | 0.1272 | 729815.387 | Pipeline Natural Gas | Diesel Oil | Combustion turbine |  | Water Injection |  |  | ARP, CSOSG2 | 3628 **5 | 1994-08-01 | 1800 |  | 1.4479 | 4.628%
TX | Sam Rayburn Plant | 3631 | CT7 |  | 2023 | 3345 | 3100.87 | 90778.76 |  | 0.288 | 0.001 | 55364.66 | 0.061 | 8.345 | 0.0267 | 906939.213 | Pipeline Natural Gas | Diesel Oil | Combined cycle |  | Dry Low NOx Burners,Selective Catalytic Reduction |  |  | ARP, CSOSG2 | 3631 CT7 | 2003-10-10 | 505 | Y | 0.18385 | 20.5%
TX | Sam Rayburn Plant | 3631 | CT8 |  | 2023 | 3087 | 2830.74 | 81492.57 |  | 0.263 | 0.001 | 50058.322 | 0.061 | 7.848 | 0.0255 | 819942.225 | Pipeline Natural Gas | Diesel Oil | Combined cycle |  | Dry Low NOx Burners,Selective Catalytic Reduction |  |  | ARP, CSOSG2 | 3631 CT8 | 2003-10-10 | 491 | Y | 0.19261 | 19.06%
TX | Sam Rayburn Plant | 3631 | CT9 |  | 2023 | 3357 | 3084.88 | 92442.24 |  | 0.281 | 0.0011 | 53020.047 | 0.061 | 9.417 | 0.0327 | 868021.377 | Pipeline Natural Gas | Diesel Oil | Combined cycle |  | Dry Low NOx Burners,Selective Catalytic Reduction |  |  | ARP, CSOSG2 | 3631 CT9 | 2003-10-10 | 492.3 | Y | 0.20374 | 20.13%
UT | Gadsby | 3648 | 1 |  | 2023 | 2380 | 2144.07 | 50918.69 |  | 0.262 | 0.001 | 51848.818 | 0.0593 | 47.728 | 0.0809 | 872477.851 | Pipeline Natural Gas |  | Dry bottom wall-fired boiler |  | Low NOx Burner Technology (Dry Bottom only) |  |  | ARP | 3648 1 | 1951-09-18 | 890 |  | 1.8747 | 11.19%
UT | Gadsby | 3648 | 2 |  | 2023 | 2550 | 2321.19 | 65481.98 |  | 0.292 | 0.001 | 57893.41 | 0.0592 | 54.74 | 0.091 | 974150.954 | Pipeline Natural Gas |  | Dry bottom wall-fired boiler |  | Low NOx Burner Technology (Dry Bottom only) |  |  | ARP | 3648 2 | 1952-12-26 | 850 |  | 1.6719 | 13.08%
UT | Gadsby | 3648 | 3 |  | 2023 | 4458 | 4088.55 | 160147.14 |  | 0.57 | 0.001 | 112879.239 | 0.0592 | 84.382 | 0.0887 | 1899426.036 | Pipeline Natural Gas |  | Tangentially-fired |  |  |  |  | ARP | 3648 3 | 1955-06-01 | 1200 |  | 1.0538 | 18.07%
UT | Gadsby | 3648 | 4 |  | 2023 | 212 | 126.68 | 1888.51 |  | 0.007 | 0.001 | 1369.603 | 0.0591 | 0.623 | 0.0678 | 23049.65 | Pipeline Natural Gas |  | Combustion turbine |  | Water Injection,Selective Catalytic Reduction |  |  | ARP | 3648 4 | 2002-07-10 | 400 | Y | 0.65978 | 0.6578%
UT | Gadsby | 3648 | 5 |  | 2023 | 217 | 125.98 | 1906.75 |  | 0.007 | 0.001 | 1463.999 | 0.0588 | 0.516 | 0.0516 | 24633.101 | Pipeline Natural Gas |  | Combustion turbine |  | Water Injection,Selective Catalytic Reduction |  |  | ARP | 3648 5 | 2002-07-13 | 425 | Y | 0.54124 | 0.6616%
UT | Gadsby | 3648 | 6 |  | 2023 | 235 | 139.46 | 2095.33 |  | 0.008 | 0.001 | 1570.782 | 0.0591 | 0.696 | 0.0629 | 26429.021 | Pipeline Natural Gas |  | Combustion turbine |  | Water Injection,Selective Catalytic Reduction |  |  | ARP | 3648 6 | 2002-07-29 | 425 | Y | 0.66433 | 0.7099%
VT | Berlin 5 | 3734 | A |  | 2023 | 37 | 34.2 |  |  |  |  | 765.3 | 0.081 |  |  | 9456.6 | Diesel Oil |  | Combustion turbine |  |  |  |  | RGGI | 3734 A | 1972-06-01 | 385.1 |  |  | 0.2803%
VT | Berlin 5 | 3734 | B |  | 2023 | 37 | 34.2 |  |  |  |  | 477.7 | 0.081 |  |  | 5894.9 | Diesel Oil |  | Combustion turbine |  |  |  |  | RGGI | 3734 B | 1972-06-01 | 355.5 |  |  | 0.1893%
VT | Penny Lane Gas Turbine | 3754 | CT1 |  | 2023 | 53 | 39.5 |  |  |  |  | 405.7 | 0.0811 |  |  | 5009.5 | Diesel Oil |  | Combustion turbine |  |  |  |  | RGGI | 3754 CT1 | 1971-09-25 | 180.7 |  |  | 0.3165%
VT | Penny Lane Gas Turbine | 3754 | CT2 |  | 2023 | 53 | 39 |  |  |  |  | 417.2 | 0.0812 |  |  | 5158.9 | Diesel Oil |  | Combustion turbine |  |  |  |  | RGGI | 3754 CT2 | 1971-09-25 | 180.7 |  |  | 0.3259%
VA | Clinch River | 3775 | 1 | CS012 | 2023 | 546 | 538.14 | 44378.5 |  | 13.957 | 0.0517 | 32209.808 | 0.059 | 35.191 | 0.1144 | 542003.47 | Natural Gas |  | Dry bottom vertically-fired boiler |  | Low NOx Burner Technology (Dry Bottom only),Selective Non-catalytic Reduction |  |  | ARP, CSNOX, CSOSG3, CSSO2G1, RGGI | 3775 1 | 1958-09-30 | 2550 | Y | 1.5859 | 2.426%
VA | Clinch River | 3775 | 2 | CS012 | 2023 | 674 | 662.73 | 48451.7 |  | 14.981 | 0.0517 | 34575.084 | 0.059 | 37.412 | 0.1138 | 581797.415 | Natural Gas |  | Dry bottom vertically-fired boiler |  | Low NOx Burner Technology (Dry Bottom only),Selective Non-catalytic Reduction |  |  | ARP, CSNOX, CSOSG3, CSSO2G1, RGGI | 3775 2 | 1958-12-31 | 2550 | Y | 1.5443 | 2.605%
VA | Tasley Energy Center | 3785 | TA10 |  | 2023 | 115 | 115 | 2360 |  | 0.581 | 0.021 | 4427.5 | 0.081 | 32.746 | 1.2 | 54579 | Diesel Oil |  | Combustion turbine |  |  |  |  | CSNOX, CSOSG3, CSSO2G1, RGGI | 3785 TA10 | 1972-06-01 | 480 |  | 27.7508 | 1.298%
VA | Chesterfield Power Station | 3797 | 5 |  | 2023 | 684 | 679.92 | 127267.23 |  | 53.37 | 0.0775 | 130562.297 | 0.103 | 29.254 | 0.0471 | 1272521.469 | Coal |  | Tangentially-fired | Wet Lime FGD (Retired May 31, 2023) | Low NOx Burner Technology w/ Separated OFA (Retired May 31, 2023),Selective Catalytic Reduction (Retired May 31, 2023) | Electrostatic Precipitator (Retired May 31, 2023) |  | ARP, CSNOX, CSOSG3, CSSO2G1, MATS, RGGI | 3797 5 | 1964-06-21 | 3604 | Y | 0.45973 | 4.031%
VA | Chesterfield Power Station | 3797 | 6 |  | 2023 | 766 | 763.11 | 332650.76 |  | 129.936 | 0.0687 | 371579.474 | 0.103 | 105.088 | 0.062 | 3621627.396 | Coal |  | Tangentially-fired | Wet Limestone (Retired May 31, 2023) | Low NOx Burner Technology w/ Closed-coupled/Separated OFA (Retired May 31, 2023),Selective Catalytic Reduction (Retired May 31, 2023) | Baghouse (Retired May 31, 2023),Wet Scrubber (Retired May 31, 2023) |  | ARP, CSNOX, CSOSG3, CSSO2G1, MATS, RGGI | 3797 6 | 1969-05-03 | 7550 | Y | 0.63182 | 5.476%
VA | Chesterfield Power Station | 3797 | 7 |  | 2023 | 5482 | 5466.27 | 954206.3 |  | 2.178 | 0.001 | 431441.174 | 0.059 | 463.674 | 0.128 | 7259778.523 | Pipeline Natural Gas | Diesel Oil | Combined cycle |  | Steam Injection |  |  | CSNOX, CSOSG3, CSSO2G1, RGGI | 3797 7 | 1990-06-13 | 1980 |  | 0.97185 | 41.86%
VA | Chesterfield Power Station | 3797 | **8A |  | 2023 | 6247 | 6238.48 | 1099050.86 |  | 2.464 | 0.001 | 485474.766 | 0.059 | 517.956 | 0.1238 | 8168909.964 | Pipeline Natural Gas | Diesel Oil | Combined cycle |  | Steam Injection |  |  | ARP, CSNOX, CSOSG3, CSSO2G1, RGGI | 3797 **8A | 1992-05-31 | 1980 |  | 0.94255 | 47.1%
VA | Possum Point Power Station | 3804 | 6A |  | 2023 | 4505 | 4493.63 | 940520.65 |  | 2.004 | 0.001 | 397002.964 | 0.059 | 32.885 | 0.0116 | 6680290.331 | Pipeline Natural Gas | Diesel Oil | Combined cycle |  | Dry Low NOx Burners,Water Injection,Selective Catalytic Reduction |  |  | ARP, CSNOX, CSOSG3, CSSO2G1, RGGI | 3804 6A | 2003-04-25 | 2408 | Y | 0.069929 | 31.67%
VA | Possum Point Power Station | 3804 | 6B |  | 2023 | 4745 | 4728.39 | 991730.61 |  | 2.102 | 0.001 | 416387.03 | 0.059 | 32.934 | 0.0109 | 7006481.251 | Pipeline Natural Gas | Diesel Oil | Combined cycle |  | Dry Low NOx Burners,Water Injection,Selective Catalytic Reduction |  |  | ARP, CSNOX, CSOSG3, CSSO2G1, RGGI | 3804 6B | 2003-04-20 | 2408 | Y | 0.066417 | 33.22%
VA | Yorktown Power Station | 3809 | 3 |  | 2023 | 160 | 157.25 | 0 |  | 0.75 | 2.2149 | 1624.589 | 0.0678 | 0.218 | 0.018 | 20095.829 | Residual Oil | Diesel Oil, Pipeline Natural Gas | Tangentially-fired |  | Other (Retired Jun 30, 2023) | Other (Retired Jun 30, 2023) |  | ARP, CSNOX, CSOSG3, CSSO2G1, MATS, RGGI | 3809 3 | 1974-11-06 | 8500 |  |  | 0.02699%
WA | Centralia | 3845 | BW22 |  | 2023 | 7155 | 7145.59 | 4436384.54 |  | 1161.237 | 0.0537 | 4960494.358 | 0.105 | 4107.822 | 0.1743 | 47296886.614 | Coal |  | Tangentially-fired | Wet Limestone | Low NOx Burner Technology w/ Closed-coupled/Separated OFA | Wet Scrubber,Electrostatic Precipitator |  | ARP, MATS | 3845 BW22 | 1973-07-11 | 9770 |  | 1.8519 | 55.26%
WV | John E Amos | 3935 | 1 |  | 2023 | 5580 | 5566.45 | 2069367.97 |  | 705.437 | 0.0627 | 2190566.585 | 0.103 | 969.412 | 0.0957 | 21350563.971 | Coal |  | Dry bottom wall-fired boiler | Wet Limestone | Low NOx Burner Technology (Dry Bottom only),Selective Catalytic Reduction | Electrostatic Precipitator |  | ARP, CSNOX, CSOSG2E, CSSO2G1, MATS | 3935 1 | 1971-09-01 | 7020 | Y | 0.93692 | 34.72%
WV | John E Amos | 3935 | 2 |  | 2023 | 5857 | 5838.26 | 2405417.2 |  | 903.306 | 0.0922 | 2452007.241 | 0.103 | 1035.519 | 0.0928 | 23898716.628 | Coal |  | Dry bottom wall-fired boiler | Wet Limestone | Low NOx Burner Technology (Dry Bottom only),Selective Catalytic Reduction | Electrostatic Precipitator |  | ARP, CSNOX, CSOSG2E, CSSO2G1, MATS | 3935 2 | 1972-06-06 | 7020 | Y | 0.86099 | 38.86%
WV | John E Amos | 3935 | 3 |  | 2023 | 5990 | 5982.99 | 4713846.73 |  | 2928.039 | 0.1371 | 4915175.795 | 0.103 | 2426.731 | 0.1012 | 47906174.242 | Coal |  | Cell burner boiler | Wet Limestone | Low NOx Cell Burner,Selective Catalytic Reduction | Electrostatic Precipitator |  | ARP, CSNOX, CSOSG2E, CSSO2G1, MATS | 3935 3 | 1973-10-22 | 11900 | Y | 1.0296 | 45.96%
WV | Fort Martin Power Station | 3943 | 1 |  | 2023 | 5507 | 5486.31 | 2028915.64 |  | 972.979 | 0.1161 | 1843186.738 | 0.1026 | 2236.396 | 0.2353 | 17964767.217 | Coal |  | Tangentially-fired | Wet Lime FGD | Low NOx Burner Technology w/ Closed-coupled OFA | Electrostatic Precipitator | Catalyst (gold, palladium, or other) used to oxidize mercury | ARP, CSNOX, CSOSG2E, CSSO2G1, MATS | 3943 1 | 1967-01-01 | 6617 |  | 2.2045 | 30.99%
WV | Fort Martin Power Station | 3943 | 2 |  | 2023 | 7053 | 7036.49 | 2793096.22 |  | 1399.576 | 0.1041 | 2630304.769 | 0.1023 | 3025.017 | 0.2233 | 25636491.435 | Coal |  | Cell burner boiler | Wet Lime FGD | Low NOx Cell Burner | Electrostatic Precipitator | Catalyst (gold, palladium, or other) used to oxidize mercury | ARP, CSNOX, CSOSG2E, CSSO2G1, MATS | 3943 2 | 1968-01-01 | 6037 |  | 2.1661 | 48.48%
WV | Harrison Power Station | 3944 | 1 |  | 2023 | 7212 | 7197.85 | 4377431.28 |  | 5368.136 | 0.2874 | 4388063.04 | 0.103 | 1792.943 | 0.0868 | 42768692.644 | Coal |  | Dry bottom wall-fired boiler | Wet Lime FGD | Low NOx Burner Technology (Dry Bottom only),Selective Catalytic Reduction | Electrostatic Precipitator |  | ARP, CSNOX, CSOSG2E, CSSO2G1, MATS | 3944 1 | 1972-01-01 | 7999 | Y | 0.81918 | 61.04%
WV | Harrison Power Station | 3944 | 2 |  | 2023 | 7627 | 7613.7 | 4662894.43 |  | 5438.518 | 46.4207 | 4459713.034 | 0.1028 | 1411.72 | 0.0731 | 43466988.049 | Coal |  | Dry bottom wall-fired boiler | Wet Lime FGD | Low NOx Burner Technology (Dry Bottom only),Selective Catalytic Reduction | Electrostatic Precipitator |  | ARP, CSNOX, CSOSG2E, CSSO2G1, MATS | 3944 2 | 1973-01-01 | 7950 | Y | 0.60551 | 62.41%
WV | Harrison Power Station | 3944 | 3 |  | 2023 | 5481 | 5470.02 | 3090272.89 |  | 4844.564 | 1.0206 | 3377121.692 | 0.103 | 1557.722 | 0.1051 | 32915413.859 | Coal |  | Dry bottom wall-fired boiler | Wet Lime FGD | Low NOx Burner Technology (Dry Bottom only),Selective Catalytic Reduction | Electrostatic Precipitator |  | ARP, CSNOX, CSOSG2E, CSSO2G1, MATS | 3944 3 | 1974-01-01 | 8300 | Y | 1.0081 | 45.27%
WV | Mitchell (WV) | 3948 | 1 |  | 2023 | 3970 | 3956 | 1483392.77 |  | 653.441 | 0.085 | 1629678.25 | 0.1029 | 692.098 | 0.0938 | 15883813.869 | Coal |  | Dry bottom wall-fired boiler | Wet Limestone | Low NOx Burner Technology (Dry Bottom only),Selective Catalytic Reduction | Electrostatic Precipitator |  | ARP, CSNOX, CSOSG2E, CSSO2G1, MATS | 3948 1 | 1971-05-31 | 7020 | Y | 0.93313 | 25.83%
WV | Mitchell (WV) | 3948 | 2 |  | 2023 | 4980 | 4974.88 | 2192417.9 |  | 539.624 | 0.0513 | 2278849.371 | 0.103 | 888.982 | 0.0841 | 22211049.582 | Coal |  | Dry bottom wall-fired boiler | Wet Limestone | Low NOx Burner Technology (Dry Bottom only),Selective Catalytic Reduction | Electrostatic Precipitator |  | ARP, CSNOX, CSOSG2E, CSSO2G1, MATS | 3948 2 | 1971-05-31 | 7020 | Y | 0.81096 | 36.12%
WV | Mount Storm Power Station | 3954 | 1 | CS0 | 2023 | 3010 | 2985.4 | 1071378.08 |  | 496.165 | 0.0831 | 1108130.912 | 0.1029 | 450.267 | 0.0886 | 10800505.595 | Coal |  | Tangentially-fired | Wet Limestone | Low NOx Burner Technology w/ Closed-coupled OFA,Selective Catalytic Reduction | Electrostatic Precipitator,Wet Scrubber |  | ARP, CSNOX, CSOSG2E, CSSO2G1, MATS | 3954 1 | 1965-09-20 | 8500 | Y | 0.84054 | 14.51%
WV | Mount Storm Power Station | 3954 | 2 | CS0 | 2023 | 3475 | 3463.09 | 1292948.18 |  | 726.266 | 0.1 | 1351552.479 | 0.1029 | 447.971 | 0.0666 | 13173040.352 | Coal |  | Tangentially-fired | Wet Limestone | Low NOx Burner Technology w/ Closed-coupled OFA,Selective Catalytic Reduction | Electrostatic Precipitator,Wet Scrubber |  | ARP, CSNOX, CSOSG2E, CSSO2G1, MATS | 3954 2 | 1966-06-24 | 8500 | Y | 0.69295 | 17.69%
WV | Mount Storm Power Station | 3954 | 3 |  | 2023 | 3525 | 3513.75 | 1438971.3 |  | 834.195 | 0.1152 | 1431207.985 | 0.103 | 477.499 | 0.0686 | 13949408.629 | Coal |  | Tangentially-fired | Wet Limestone | Low NOx Burner Technology w/ Closed-coupled OFA,Selective Catalytic Reduction | Wet Scrubber,Electrostatic Precipitator |  | ARP, CSNOX, CSOSG2E, CSSO2G1, MATS | 3954 3 | 1973-12-08 | 6005 | Y | 0.66367 | 26.52%
WI | Bay Front | 3982 | 1 |  | 2023 | 6633 | 6627.51 | 83186.82 |  | 25.965 | 0.0365 | 148649.285 | 0.1038 | 123.258 | 0.1716 | 1425764.522 | Wood | Coal, Pipeline Natural Gas | Stoker |  | Other,Overfire Air,Selective Non-catalytic Reduction | Baghouse |  | ARP, CSNOX, CSOSG3, CSSO2G1 | 3982 1 | 1954-07-01 | 350 | Y | 2.9634 | 46.5%
WI | Bay Front | 3982 | 2 |  | 2023 | 6388 | 6382.6 | 76735.15 |  | 28.092 | 0.0405 | 144288.879 | 0.1038 | 120.28 | 0.1728 | 1384233.694 | Wood | Coal, Pipeline Natural Gas | Stoker |  | Other,Overfire Air,Selective Non-catalytic Reduction | Baghouse | Halogenated PAC Sorbent Injection | ARP, CSNOX, CSOSG3, CSSO2G1 | 3982 2 | 1952-07-01 | 342 | Y | 3.1349 | 46.2%
WI | Fitchburg Generating Station | 3991 | 1 |  | 2023 | 17 | 10.63 | 106.68 |  | 0.001 | 0.0008 |  |  | 1.361 | 0.7001 | 3889.4 | Pipeline Natural Gas |  | Combustion turbine |  |  |  |  | CSNOX, CSOSG3, CSSO2G1 | 3991 1 | 1973-05-01 | 365.9 |  | 25.5156 | 0.1213%
WI | Fitchburg Generating Station | 3991 | 2 |  | 2023 | 12 | 7.16 | 97.15 |  | 0.001 | 0.0007 |  |  | 0.917 | 0.6999 | 2619.9 | Pipeline Natural Gas |  | Combustion turbine |  |  |  |  | CSNOX, CSOSG3, CSSO2G1 | 3991 2 | 1973-05-01 | 365.9 |  | 18.878 | 0.08174%
WI | Blount Street | 3992 | 8 |  | 2023 | 1448 | 1352.39 | 13527.03 |  | 0.083 | 0.001 | 11566.556 | 0.0595 | 20.094 | 0.214 | 194580.053 | Natural Gas |  | Dry bottom wall-fired boiler |  |  |  |  | ARP, CSNOX, CSOSG3, CSSO2G1 | 3992 8 | 1957-06-01 | 675 |  | 2.9709 | 3.291%
WI | Blount Street | 3992 | 9 |  | 2023 | 103 | 92.01 | 524 |  | 0.005 | 0.001 | 640.576 | 0.0593 | 1.596 | 0.2563 | 10784.909 | Natural Gas |  | Dry bottom wall-fired boiler |  | Other |  |  | ARP, CSNOX, CSOSG3, CSSO2G1 | 3992 9 | 1961-07-01 | 688 |  | 6.0916 | 0.1789%
WI | French Island | 4005 | 3 |  | 2023 | 2 | 0.5 | 9.54 |  | 0.038 | 0.5 |  |  | 0.091 | 1.1995 | 152 | Diesel Oil |  | Combustion turbine |  |  |  |  | CSNOX, CSOSG3, CSSO2G1 | 4005 3 | 1974-01-01 | 1087 |  | 19.0776 | 0.001596%
WI | French Island | 4005 | 4 |  | 2023 | 7 | 5.52 | 135.24 |  | 0.135 | 0.5001 |  |  | 0.324 | 1.1987 | 539.9 | Diesel Oil |  | Combustion turbine |  |  |  |  | CSNOX, CSOSG3, CSSO2G1 | 4005 4 | 1974-01-01 | 1012.9 |  | 4.7915 | 0.006085%
WI | Wheaton Generating Plant | 4014 | 1 |  | 2023 | 279 | 242 | 7194.88 |  | 0.032 | 0.0009 |  |  | 13.652 | 0.2162 | 108223.145 | Pipeline Natural Gas | Diesel Oil | Combustion turbine |  |  |  |  | CSNOX, CSOSG3, CSSO2G1 | 4014 1 | 1972-01-01 | 867 |  | 3.7949 | 1.425%
WI | Wheaton Generating Plant | 4014 | 2 |  | 2023 | 360 | 317.78 | 9659.96 |  | 0.043 | 0.001 |  |  | 19.166 | 0.228 | 143981.116 | Pipeline Natural Gas | Diesel Oil | Combustion turbine |  |  |  |  | CSNOX, CSOSG3, CSSO2G1 | 4014 2 | 1972-01-01 | 867 |  | 3.9681 | 1.896%
WI | Wheaton Generating Plant | 4014 | 3 |  | 2023 | 348 | 306.91 | 8616.89 |  | 0.04 | 0.001 |  |  | 16.371 | 0.2234 | 132277.169 | Pipeline Natural Gas | Diesel Oil | Combustion turbine |  |  |  |  | CSNOX, CSOSG3, CSSO2G1 | 4014 3 | 1972-01-01 | 867 |  | 3.7997 | 1.742%
WI | Wheaton Generating Plant | 4014 | 4 |  | 2023 | 313 | 273.31 | 7747.41 |  | 0.035 | 0.001 |  |  | 14.809 | 0.2302 | 115950.231 | Pipeline Natural Gas | Diesel Oil | Combustion turbine |  |  |  |  | CSNOX, CSOSG3, CSSO2G1 | 4014 4 | 1972-01-01 | 867 |  | 3.823 | 1.527%
WI | Wheaton Generating Plant | 4014 | 5 |  | 2023 | 0 | 0 | [9 empty] | Diesel Oil |  | Combustion turbine |  |  |  |  | CSNOX, CSOSG3, CSSO2G1 | 4014 5 | 1972-01-01 | 910 |  |  | 0%
WI | Wheaton Generating Plant | 4014 | 6 |  | 2023 | 15 | 10.3 | 314.1 |  | 1.211 | 0.5005 |  |  | 2.907 | 1.2 | 4845.1 | Diesel Oil |  | Combustion turbine |  |  |  |  | CSNOX, CSOSG3, CSSO2G1 | 4014 6 | 1972-01-01 | 910 |  | 18.51 | 0.06078%
WI | Port Washington Generating Station | 4040 | 11 |  | 2023 | 7920 | 7826.95 | 2176022.4 |  | 4.407 | 0.001 | 872937.528 | 0.059 | 73.756 | 0.0119 | 14688848.784 | Pipeline Natural Gas |  | Combined cycle |  | Dry Low NOx Burners,Selective Catalytic Reduction |  |  | ARP, CSNOX, CSOSG3, CSSO2G1 | 4040 11 | 2008-03-03 | 2400 | Y | 0.06779 | 69.87%
WI | Port Washington Generating Station | 4040 | 12 |  | 2023 | 8071 | 8013.43 | 2222680.28 |  | 4.505 | 0.001 | 892366.244 | 0.059 | 71.071 | 0.0109 | 15015752.407 | Pipeline Natural Gas |  | Combined cycle |  | Dry Low NOx Burners,Selective Catalytic Reduction |  |  | ARP, CSNOX, CSOSG3, CSSO2G1 | 4040 12 | 2008-03-04 | 2400 | Y | 0.063951 | 71.42%
WI | Port Washington Generating Station | 4040 | 21 |  | 2023 | 7854 | 7778.62 | 2144048.28 |  | 4.337 | 0.001 | 859148.756 | 0.059 | 69.966 | 0.0112 | 14456857.669 | Pipeline Natural Gas |  | Combined cycle |  | Dry Low NOx Burners,Selective Catalytic Reduction |  |  | ARP, CSNOX, CSOSG3, CSSO2G1 | 4040 21 | 2005-07-01 | 2400 | Y | 0.065265 | 68.76%
WI | Port Washington Generating Station | 4040 | 22 |  | 2023 | 7722 | 7646.77 | 2113113.42 |  | 4.28 | 0.001 | 847746.215 | 0.059 | 70.281 | 0.0116 | 14265029.877 | Pipeline Natural Gas |  | Combined cycle |  | Dry Low NOx Burners,Selective Catalytic Reduction |  |  | ARP, CSNOX, CSOSG3, CSSO2G1 | 4040 22 | 2005-07-01 | 2400 | Y | 0.066519 | 67.85%
WI | South Oak Creek | 4041 | 5 | CS1 | 2023 | 3756 | 3745.1 | 671544.75 |  | 4.952 | 0.0021 | 751819.345 | 0.1045 | 235.118 | 0.0664 | 7170407.238 | Coal | Pipeline Natural Gas | Dry bottom wall-fired boiler | Wet Limestone | Selective Catalytic Reduction | Electrostatic Precipitator,Wet Scrubber |  | ARP, CSNOX, CSOSG3, CSSO2G1, MATS | 4041 5 | 1959-12-01 | 3661 | Y | 0.70023 | 22.36%
WI | South Oak Creek | 4041 | 6 | CS1 | 2023 | 5053 | 5031.17 | 825356.67 |  | 6.712 | 0.005 | 928242.197 | 0.1033 | 307.771 | 0.0686 | 8862365.112 | Coal | Pipeline Natural Gas | Dry bottom wall-fired boiler | Wet Limestone | Selective Catalytic Reduction | Electrostatic Precipitator,Wet Scrubber |  | ARP, CSNOX, CSOSG3, CSSO2G1, MATS | 4041 6 | 1961-11-01 | 2965 | Y | 0.74579 | 34.12%
WI | South Oak Creek | 4041 | 7 | CS2 | 2023 | 5832 | 5825.65 | 1357712.77 |  | 55.04 | 0.0308 | 1438442.206 | 0.1044 | 434.732 | 0.0633 | 13717505.895 | Coal | Pipeline Natural Gas | Tangentially-fired | Wet Limestone | Low NOx Burner Technology w/ Closed-coupled/Separated OFA,Selective Catalytic Reduction | Electrostatic Precipitator,Wet Scrubber |  | ARP, CSNOX, CSOSG3, CSSO2G1, MATS | 4041 7 | 1965-03-01 | 4311 | Y | 0.64039 | 36.32%
WI | South Oak Creek | 4041 | 8 | CS2 | 2023 | 4891 | 4880.7 | 1152134.71 |  | 49.387 | 0.0149 | 1214662.135 | 0.1043 | 368.512 | 0.0635 | 11585106.759 | Coal | Pipeline Natural Gas | Tangentially-fired | Wet Limestone | Low NOx Burner Technology w/ Closed-coupled/Separated OFA,Selective Catalytic Reduction | Electrostatic Precipitator,Wet Scrubber |  | ARP, CSNOX, CSOSG3, CSSO2G1, MATS | 4041 8 | 1967-10-01 | 4014 | Y | 0.6397 | 32.95%
WI | Valley (WEPCO) | 4042 | 1 | CS1 | 2023 | 6393 | 6379.57 |  | 1856856.11 | 0.714 | 0.001 | 139985.694 | 0.059 | 74.992 | 0.0628 | 2361451.69 | Pipeline Natural Gas |  | Dry bottom wall-fired boiler |  | Low NOx Burner Technology (Dry Bottom only) |  |  | ARP, CSNOX, CSOSG3, CSSO2G1 | 4042 1 | 1968-06-01 | 1000 |  |  | 26.96%
WI | Valley (WEPCO) | 4042 | 2 | CS1 | 2023 | 6786 | 6777.12 |  | 1996293.49 | 0.765 | 0.001 | 149974.607 | 0.059 | 80.698 | 0.0631 | 2529942.659 | Pipeline Natural Gas |  | Dry bottom wall-fired boiler |  | Low NOx Burner Technology (Dry Bottom only) |  |  | ARP, CSNOX, CSOSG3, CSSO2G1 | 4042 2 | 1968-06-01 | 959 |  |  | 30.12%
WI | Valley (WEPCO) | 4042 | 3 | CS2 | 2023 | 3326 | 3304.95 |  | 1004596.52 | 0.415 | 0.001 | 82337.476 | 0.059 | 42.936 | 0.0602 | 1388970.598 | Pipeline Natural Gas |  | Dry bottom wall-fired boiler |  | Low NOx Burner Technology (Dry Bottom only) |  |  | ARP, CSNOX, CSOSG3, CSSO2G1 | 4042 3 | 1969-03-01 | 1192 |  |  | 13.3%
WI | Valley (WEPCO) | 4042 | 4 | CS2 | 2023 | 3514 | 3496.14 |  | 1049466.99 | 0.438 | 0.001 | 86853.384 | 0.059 | 45.266 | 0.0602 | 1465149.615 | Pipeline Natural Gas |  | Dry bottom wall-fired boiler |  | Low NOx Burner Technology (Dry Bottom only) |  |  | ARP, CSNOX, CSOSG3, CSSO2G1 | 4042 4 | 1969-03-01 | 1013 |  |  | 16.51%
WI | Edgewater (4050) | 4050 | 5 |  | 2023 | 7328 | 7312.02 | 2077014.05 |  | 390.705 | 0.0346 | 2288176.066 | 0.105 | 535.689 | 0.0483 | 21817056.431 | Coal |  | Dry bottom wall-fired boiler | Dry Lime FGD | Low NOx Burner Technology w/ Overfire Air,Selective Catalytic Reduction | Electrostatic Precipitator,Baghouse | Additives to Enhance PAC and Existing Equipment Performance | ARP, CSNOX, CSOSG3, CSSO2G1, MATS | 4050 5 | 1985-03-01 | 5424 | Y | 0.51583 | 45.92%
WI | Pulliam | 4072 | 32 |  | 2023 | 1600 | 1465.66 | 109037.28 |  | 0.393 | 0.001 | 77796.239 | 0.0591 | 17.91 | 0.0312 | 1309039.713 | Pipeline Natural Gas |  | Combustion turbine |  | Dry Low NOx Burners |  |  | ARP, CSNOX, CSOSG3, CSSO2G1 | 4072 32 | 2003-05-01 | 1241 |  | 0.32851 | 12.04%
WI | West Marinette | 4076 | 31A |  | 2023 | 484 | 436.57 | 6760.03 |  | 0.031 | 0.001 | 6192.582 | 0.0593 | 21.693 | 0.39 | 104205.055 | Pipeline Natural Gas |  | Combustion turbine |  |  |  |  | CSNOX, CSOSG3, CSSO2G1 | 4076 31A | 1971-05-27 | 353 |  | 6.418 | 3.37%
WI | West Marinette | 4076 | 31B |  | 2023 | 484 | 436.63 | 6595.69 |  | 0.031 | 0.001 | 6053.933 | 0.0593 | 17.801 | 0.326 | 101872.674 | Pipeline Natural Gas |  | Combustion turbine |  |  |  |  | CSNOX, CSOSG3, CSSO2G1 | 4076 31B | 1971-05-27 | 353 |  | 5.3978 | 3.294%
WI | West Marinette | 4076 | 32A |  | 2023 | 564 | 506.94 | 7948.32 |  | 0.037 | 0.001 | 7227.754 | 0.0593 | 23.443 | 0.3575 | 121632.423 | Pipeline Natural Gas |  | Combustion turbine |  |  |  |  | CSNOX, CSOSG3, CSSO2G1 | 4076 32A | 1973-04-03 | 353 |  | 5.8989 | 3.933%
WI | West Marinette | 4076 | 32B |  | 2023 | 519 | 465.65 | 7009.79 |  | 0.032 | 0.001 | 6416.141 | 0.0593 | 22.134 | 0.3853 | 107976.304 | Pipeline Natural Gas |  | Combustion turbine |  |  |  |  | CSNOX, CSOSG3, CSSO2G1 | 4076 32B | 1973-04-03 | 353 |  | 6.3152 | 3.492%
WI | West Marinette | 4076 | **33 |  | 2023 | 1272 | 1158.22 | 77349.78 |  | 0.282 | 0.001 | 55937.374 | 0.059 | 60.914 | 0.1278 | 941238.52 | Pipeline Natural Gas |  | Combustion turbine |  | Water Injection |  |  | ARP, CSNOX, CSOSG3, CSSO2G1 | 4076 **33 | 1993-04-01 | 1274.3 |  | 1.575 | 8.432%
WI | West Marinette | 4076 | **34 |  | 2023 | 1515 | 1374.22 | 83699.94 |  | 0.345 | 0.0009 | 67893.2 | 0.059 | 28.366 | 0.1255 | 1150598.6 | Pipeline Natural Gas | Diesel Oil | Combustion turbine |  | Dry Low NOx Burners,Water Injection |  |  | ARP, CSNOX, CSOSG3, CSSO2G1 | 4076 **34 | 2000-04-26 | 1231.8 |  | 0.6778 | 10.66%
WI | Weston | 4078 | 2 |  | 2023 | 0 | 0 | [9 empty] | Pipeline Natural Gas |  | Dry bottom wall-fired boiler |  | Overfire Air | Electrostatic Precipitator |  | ARP, CSNOX, CSSO2G1 | 4078 2 | 1960-01-01 | 1319 |  |  | 0%
WI | Weston | 4078 | 3 |  | 2023 | 2838 | 2830 | 670722.41 |  | 69.88 | 0.0247 | 589805.564 | 0.1023 | 220.548 | 0.0716 | 5647931.685 | Coal | Natural Gas | Tangentially-fired | Other | Low NOx Burner Technology w/ Separated OFA,Low NOx Burner Technology w/ Closed-coupled OFA | Baghouse | Regenerative Activated Coke Technology | ARP, CSNOX, CSOSG3, CSSO2G1, MATS | 4078 3 | 1981-12-23 | 4509 |  | 0.65764 | 14.3%
WI | Weston | 4078 | 32A |  | 2023 | 20 | 15.41 | 319.12 |  | 0.001 | 0.0009 | 276.388 | 0.0562 | 1.093 | 0.47 | 4649.892 | Pipeline Natural Gas |  | Combustion turbine |  |  |  |  | CSNOX, CSOSG3, CSSO2G1 | 4078 32A | 1973-05-25 | 434 |  | 6.8501 | 0.1223%
WI | Weston | 4078 | 32B |  | 2023 | 0 | 0 | [9 empty] | Pipeline Natural Gas |  | Combustion turbine |  |  |  |  | CSNOX, CSOSG3, CSSO2G1 | 4078 32B | 1973-05-25 | 434 |  |  | 0%
WI | Weston | 4078 | 4 |  | 2023 | 6645 | 6637.4 | 3133483.24 |  | 458.636 | 0.0369 | 2672447.134 | 0.1044 | 693.603 | 0.0548 | 25495799.301 | Coal | Natural Gas | Dry bottom wall-fired boiler | Dry Lime FGD | Selective Catalytic Reduction | Baghouse | Additives to Enhance PAC and Existing Equipment Performance,Untreated PAC Sorbent Injection | ARP, CSNOX, CSOSG3, CSSO2G1, MATS | 4078 4 | 2008-03-20 | 5217 | Y | 0.4427 | 55.79%
WI | Manitowoc | 4125 | 8 |  | 2023 | 5678 | 5671.41 |  | 910325.21 | 5.137 | 0.0107 | 96781.624 | 0.102 | 57.068 | 0.1203 | 948342.619 | Petroleum Coke | Coal, Other Solid Fuel | Circulating fluidized bed boiler | Fluidized Bed Limestone Injection |  | Baghouse |  | ARP, CSNOX, CSOSG3, CSSO2G1 | 4125 8 | 1990-07-14 | 320.8 |  |  | 33.75%
WI | Manitowoc | 4125 | 9 |  | 2023 | 4514 | 4501.83 |  | 957835.24 | 99.711 | 0.1488 | 141283.68 | 0.1038 | 49.702 | 0.0735 | 1361115.079 | Petroleum Coke | Coal | Circulating fluidized bed boiler | Fluidized Bed Limestone Injection | Selective Non-catalytic Reduction | Baghouse |  | ARP, CSNOX, CSOSG3, CSSO2G1, MATS | 4125 9 | 2005-09-10 | 764 | Y |  | 20.34%
WY | Dave Johnston | 4158 | BW41 |  | 2023 | 8217 | 8207.86 | 516647.01 |  | 1905.488 | 0.6852 | 577404.293 | 0.105 | 830.78 | 0.2943 | 5505401.858 | Coal |  | Dry bottom wall-fired boiler |  |  | Electrostatic Precipitator | Halogenated PAC Sorbent Injection | ARP, MATS | 4158 BW41 | 1958-11-08 | 1674 |  | 3.216 | 37.54%
WY | Dave Johnston | 4158 | BW42 |  | 2023 | 6707 | 6654.62 | 437924.93 |  | 1664.919 | 0.6793 | 496581.134 | 0.105 | 740.436 | 0.2903 | 4734774.54 | Coal |  | Dry bottom wall-fired boiler |  |  | Electrostatic Precipitator | Halogenated PAC Sorbent Injection | ARP, MATS | 4158 BW42 | 1960-10-01 | 1672 |  | 3.3816 | 32.33%
WY | Dave Johnston | 4158 | BW43 |  | 2023 | 7763 | 7739.76 | 1172509.48 |  | 693.147 | 0.1033 | 1366950.144 | 0.1049 | 1398.108 | 0.2092 | 13033490.07 | Coal |  | Dry bottom wall-fired boiler | Dry Lime FGD | Low NOx Burner Technology w/ Overfire Air | Baghouse | Additives to Enhance PAC and Existing Equipment Performance,Untreated PAC Sorbent Injection | ARP, MATS | 4158 BW43 | 1964-09-12 | 3349 |  | 2.3848 | 44.43%
WY | Dave Johnston | 4158 | BW44 |  | 2023 | 8050 | 8033.97 | 1815392.28 |  | 1236.872 | 0.1211 | 2116050.298 | 0.105 | 1367.253 | 0.1337 | 20175938.082 | Coal |  | Tangentially-fired | Dry Lime FGD | Low NOx Burner Technology w/ Separated OFA | Baghouse | Additives to Enhance PAC and Existing Equipment Performance,Untreated PAC Sorbent Injection | ARP, MATS | 4158 BW44 | 1972-01-01 | 4700 |  | 1.5063 | 49%
WY | Naughton | 4162 | 1 |  | 2023 | 7980 | 7960.16 | 1018836.61 |  | 734.297 | 0.1225 | 1139196.555 | 0.1036 | 1133.447 | 0.2084 | 10880225.483 | Coal | Pipeline Natural Gas | Tangentially-fired | Sodium Based | Low NOx Burner Technology w/ Separated OFA | Electrostatic Precipitator | Additives to Enhance PAC and Existing Equipment Performance | ARP, MATS | 4162 1 | 1963-05-15 | 2958 |  | 2.225 | 41.99%
WY | Naughton | 4162 | 2 |  | 2023 | 6636 | 6593.53 | 1053534.94 |  | 700.026 | 0.1196 | 1159655.403 | 0.1029 | 1113.545 | 0.197 | 11087153.722 | Coal | Pipeline Natural Gas | Tangentially-fired | Sodium Based | Low NOx Burner Technology w/ Separated OFA | Electrostatic Precipitator | Additives to Enhance PAC and Existing Equipment Performance | ARP, MATS | 4162 2 | 1968-10-15 | 2852 |  | 2.1139 | 44.38%
WY | Naughton | 4162 | 3 |  | 2023 | 7549 | 7488.75 | 977903.85 |  | 3.046 | 0.001 | 603284.819 | 0.059 | 320.432 | 0.0598 | 10151467.9 | Pipeline Natural Gas |  | Tangentially-fired |  | Low NOx Burner Technology w/ Separated OFA |  |  | ARP | 4162 3 | 1971-10-01 | 3250 |  | 0.65534 | 35.66%
TX | Power Lane Steam Plant | 4195 | 2 |  | 2023 | 1848 | 1558.5 | 12993.25 |  | 0.129 | 0.0013 | 11037.75 | 0.0606 | 19.94 | 0.2258 | 179826.55 | Pipeline Natural Gas | Diesel Oil | Dry bottom wall-fired boiler |  |  |  |  | ARP, CSOSG2 | 4195 2 | 1969-01-01 | 324 |  | 3.0693 | 6.336%
TX | Power Lane Steam Plant | 4195 | 3 |  | 2023 | 1977 | 1719.75 | 23461.5 |  | 0.438 | 0.0022 | 17669.25 | 0.0601 | 27.749 | 0.1765 | 290353.7 | Pipeline Natural Gas | Diesel Oil | Dry bottom wall-fired boiler |  |  |  |  | ARP, CSOSG2 | 4195 3 | 1977-05-01 | 493 |  | 2.3655 | 6.723%
TX | Spencer | 4266 | 4 |  | 2023 | 1465 | 1367 | 23655.5 |  | 0.084 | 0.001 | 16665.3 | 0.0594 | 10.404 | 0.0713 | 280410.025 | Pipeline Natural Gas |  | Dry bottom wall-fired boiler |  | Low NOx Burner Technology (Dry Bottom only) |  |  | ARP, CSOSG2 | 4266 4 | 1966-04-01 | 800 |  | 0.87963 | 4.001%
TX | Spencer | 4266 | 5 |  | 2023 | 1520 | 1416.75 | 31041.5 |  | 0.104 | 0.001 | 20583.825 | 0.0593 | 11.83 | 0.0625 | 346355.3 | Pipeline Natural Gas |  | Dry bottom wall-fired boiler |  | Low NOx Burner Technology (Dry Bottom only) |  |  | ARP, CSOSG2 | 4266 5 | 1973-02-01 | 800 |  | 0.76221 | 4.942%
WI | J P Madgett | 4271 | B1 |  | 2023 | 6914 | 6907.71 | 1378716.86 |  | 651.925 | 0.0799 | 1695122.342 | 0.105 | 617.575 | 0.0745 | 16162517.869 | Coal |  | Dry bottom turbo-fired boiler | Dry Sorbent Injection | Low NOx Burner Technology (Dry Bottom only),Selective Catalytic Reduction | Baghouse,Electrostatic Precipitator | Halogenated PAC Sorbent Injection | ARP, CSNOX, CSOSG3, CSSO2G1, MATS | 4271 B1 | 1979-11-25 | 4983.2 | Y | 0.89587 | 37.03%
TX | T C Ferguson Power Plant | 4937 | CT-1 |  | 2023 | 7829 | 7786.55 | 1259863.55 |  | 3.883 | 0.001 | 769113.988 | 0.059 | 35.065 | 0.0064 | 12941903.945 | Pipeline Natural Gas |  | Combined cycle |  | Dry Low NOx Burners,Ammonia Injection,Selective Catalytic Reduction |  |  | ARP, CSOSG2 | 4937 CT-1 | 2014-03-29 | 2320 | Y | 0.055665 | 63.68%
TX | T C Ferguson Power Plant | 4937 | CT-2 |  | 2023 | 7449 | 7406.05 | 1202640.23 |  | 3.659 | 0.001 | 724848.864 | 0.059 | 34.546 | 0.0066 | 12196974.258 | Pipeline Natural Gas |  | Combined cycle |  | Dry Low NOx Burners,Ammonia Injection,Selective Catalytic Reduction |  |  | ARP, CSOSG2 | 4937 CT-2 | 2014-03-16 | 2000 | Y | 0.05745 | 69.62%
TX | Barney M. Davis | 4939 | 1 |  | 2023 | 2234 | 2202.51 | 192936.88 |  | 0.697 | 0.001 | 137990.09 | 0.059 | 139.936 | 0.0958 | 2321938.255 | Pipeline Natural Gas |  | Tangentially-fired |  |  |  |  | ARP, CSOSG2 | 4939 1 | 1974-06-30 | 3800 |  | 1.4506 | 6.975%
TX | Barney M. Davis | 4939 | 3 |  | 2023 | 3926 | 3716.73 | 704542.71 |  | 1.644 | 0.001 | 325732.012 | 0.059 | 48.916 | 0.0296 | 5481008.636 | Pipeline Natural Gas |  | Combined cycle |  | Selective Catalytic Reduction |  |  | ARP, CSOSG2 | 4939 3 | 2009-10-22 | 2606 | Y | 0.13886 | 24.01%
TX | Barney M. Davis | 4939 | 4 |  | 2023 | 3906 | 3683.61 | 711465.3 |  | 1.646 | 0.001 | 325974.075 | 0.059 | 45.622 | 0.027 | 5485138.61 | Pipeline Natural Gas |  | Combined cycle |  | Selective Catalytic Reduction |  |  | ARP, CSOSG2 | 4939 4 | 2009-11-04 | 4494.3 | Y | 0.12825 | 13.93%
OK | Riverside (4940) | 4940 | 1501 |  | 2023 | 3157 | 3150.42 | 614910.03 |  | 2.19 | 0.001 | 433846.553 | 0.059 | 888.292 | 0.2262 | 7300295.148 | Pipeline Natural Gas |  | Dry bottom wall-fired boiler |  |  |  |  | ARP, CSOSG2 | 4940 1501 | 1974-06-30 | 4684 |  | 2.8892 | 17.79%
OK | Riverside (4940) | 4940 | 1502 |  | 2023 | 3275 | 3254.39 | 556342.09 |  | 2.005 | 0.001 | 397085.822 | 0.059 | 822.073 | 0.2243 | 6681788.985 | Pipeline Natural Gas |  | Dry bottom wall-fired boiler |  |  |  |  | ARP, CSOSG2 | 4940 1502 | 1976-06-30 | 4766 |  | 2.9553 | 16%
OK | Riverside (4940) | 4940 | 1503 |  | 2023 | 815 | 700.22 | 47999.38 |  | 0.184 | 0.0009 | 35835.3 | 0.0595 | 47.762 | 0.2666 | 607236.9 | Pipeline Natural Gas |  | Combustion turbine |  | Combustion Modification/Fuel Reburning |  |  | ARP, CSOSG2 | 4940 1503 | 2008-03-12 | 1150 |  | 1.9901 | 6.028%
OK | Riverside (4940) | 4940 | 1504 |  | 2023 | 783 | 670.19 | 46699.09 |  | 0.183 | 0.0009 | 35140.8 | 0.0597 | 46.968 | 0.2716 | 595666.9 | Pipeline Natural Gas |  | Combustion turbine |  | Combustion Modification/Fuel Reburning |  |  | ARP, CSOSG2 | 4940 1504 | 2008-02-28 | 1150 |  | 2.0115 | 5.913%
NJ | Cumberland Energy Center | 5083 | 4001 |  | 2023 | 199 | 152.56 | 9914.85 |  | 0.043 | 0.001 | 8530.489 | 0.0594 | 4.891 | 0.0674 | 143154.024 | Pipeline Natural Gas | Diesel Oil | Combustion turbine |  | Water Injection |  |  | CSNOX, CSOSG3, CSSO2G1, RGGI | 5083 4001 | 1990-05-31 | 1214 |  | 0.9866 | 1.346%
NJ | Cumberland Energy Center | 5083 | 5001 |  | 2023 | 799 | 667.43 | 58685.19 |  | 0.162 | 0.001 | 32078.882 | 0.0593 | 2.837 | 0.0165 | 539225.873 | Pipeline Natural Gas | Diesel Oil | Combustion turbine |  | Water Injection,Selective Catalytic Reduction |  |  | ARP, CSNOX, CSOSG3, CSSO2G1, RGGI | 5083 5001 | 2009-05-07 | 1150 | Y | 0.096685 | 5.353%
AL | James H Miller Jr | 6002 | 1 |  | 2023 | 7231 | 7226.75 | 3671968 |  | 212.103 | 0.016 | 3894002.775 | 0.105 | 1239.247 | 0.0661 | 37128191.125 | Coal | Diesel Oil, Pipeline Natural Gas | Dry bottom wall-fired boiler | Wet Limestone | Selective Catalytic Reduction,Low NOx Burner Technology (Dry Bottom only) | Electrostatic Precipitator | Catalyst (gold, palladium, or other) used to oxidize mercury | ARP, CSNOX, CSOSG2, CSSO2G2, MATS | 6002 1 | 1978-10-12 | 11845 | Y | 0.67498 | 35.78%
AL | James H Miller Jr | 6002 | 2 |  | 2023 | 7147 | 7139.75 | 3779352.25 |  | 142.862 | 0.0129 | 4039641.95 | 0.105 | 1282.042 | 0.0668 | 38516811.975 | Coal | Diesel Oil, Pipeline Natural Gas | Dry bottom wall-fired boiler | Wet Limestone | Selective Catalytic Reduction,Low NOx Burner Technology (Dry Bottom only) | Electrostatic Precipitator | Catalyst (gold, palladium, or other) used to oxidize mercury | ARP, CSNOX, CSOSG2, CSSO2G2, MATS | 6002 2 | 1985-05-01 | 10117 | Y | 0.67845 | 43.46%
AL | James H Miller Jr | 6002 | 3 |  | 2023 | 8721 | 8718.5 | 4781800.5 |  | 226.444 | 0.0092 | 5112281.875 | 0.105 | 1562.154 | 0.0634 | 48744083.65 | Coal | Diesel Oil, Pipeline Natural Gas | Dry bottom wall-fired boiler | Wet Limestone | Selective Catalytic Reduction,Low NOx Burner Technology (Dry Bottom only) | Electrostatic Precipitator | Catalyst (gold, palladium, or other) used to oxidize mercury | ARP, CSNOX, CSOSG2, CSSO2G2, MATS | 6002 3 | 1989-05-01 | 10975 | Y | 0.65337 | 50.7%
AL | James H Miller Jr | 6002 | 4 |  | 2023 | 8690 | 8686.75 | 4759583.75 |  | 195.792 | 0.0082 | 5063251.7 | 0.105 | 1594.917 | 0.0662 | 48276618.675 | Coal | Diesel Oil, Pipeline Natural Gas | Dry bottom wall-fired boiler | Wet Limestone | Selective Catalytic Reduction,Low NOx Burner Technology (Dry Bottom only) | Electrostatic Precipitator | Catalyst (gold, palladium, or other) used to oxidize mercury | ARP, CSNOX, CSOSG2, CSSO2G2, MATS | 6002 4 | 1991-03-05 | 11520 | Y | 0.67019 | 47.84%
WV | Pleasants Power Station | 6004 | 1 |  | 2023 | 4439 | 4421.67 | 2488663.31 |  | 3054.561 | 0.287 | 2395474.068 | 0.1029 | 2294.277 | 0.193 | 23347712.537 | Coal |  | Dry bottom wall-fired boiler | Wet Lime FGD | Low NOx Burner Technology (Dry Bottom only),Selective Catalytic Reduction | Electrostatic Precipitator |  | ARP, CSNOX, CSOSG2E, CSSO2G1, MATS | 6004 1 | 1979-01-01 | 8055 | Y | 1.8438 | 33.09%
WV | Pleasants Power Station | 6004 | 2 |  | 2023 | 4788 | 4771.9 | 2625491.48 |  | 3932.941 | 0.3099 | 2612093.542 | 0.1029 | 2266.283 | 0.1759 | 25459002.963 | Coal |  | Dry bottom wall-fired boiler | Wet Lime FGD | Low NOx Burner Technology (Dry Bottom only),Selective Catalytic Reduction | Electrostatic Precipitator |  | ARP, CSNOX, CSOSG2E, CSSO2G1, MATS | 6004 2 | 1980-01-01 | 8800 | Y | 1.7264 | 33.03%
AR | White Bluff | 6009 | 1 |  | 2023 | 3049 | 3043.03 | 1321699.36 |  | 3480.766 | 0.4355 | 1602500.369 | 0.1043 | 1164.838 | 0.1553 | 15287807.089 | Coal | Residual Oil | Tangentially-fired |  | Low NOx Burner Technology w/ Separated OFA | Electrostatic Precipitator | Additives to Enhance PAC and Existing Equipment Performance | ARP, CSOSG2, MATS | 6009 1 | 1980-08-22 | 9950 |  | 1.7626 | 17.54%
AR | White Bluff | 6009 | 2 |  | 2023 | 5425 | 5415.96 | 2433095.49 |  | 6036.467 | 0.4441 | 2747399.47 | 0.1046 | 2021.159 | 0.1668 | 26204433.231 | Coal | Residual Oil | Tangentially-fired |  | Low NOx Burner Technology w/ Separated OFA | Electrostatic Precipitator | Additives to Enhance PAC and Existing Equipment Performance | ARP, CSOSG2, MATS | 6009 2 | 1981-07-23 | 10016 |  | 1.6614 | 29.87%
CA | Olive | 6013 | 1 |  | 2023 | 0 | 0 | [9 empty] | Pipeline Natural Gas |  | Dry bottom wall-fired boiler |  | Low NOx Burner Technology (Dry Bottom only),Selective Catalytic Reduction |  |  | ARP | 6013 1 | 1958-01-01 | 552 | Y |  | 0%
CA | Olive | 6013 | 2 |  | 2023 | 0 | 0 | [9 empty] | Pipeline Natural Gas |  | Dry bottom wall-fired boiler |  | Combustion Modification/Fuel Reburning,Selective Catalytic Reduction |  |  | ARP | 6013 2 | 1964-01-01 | 605 | Y |  | 0%
IL | Newton | 6017 | 1 |  | 2023 | 7899 | 7888.1 | 3375064.06 |  | 7421.618 | 0.5215 | 3794291.578 | 0.1049 | 2090.753 | 0.1155 | 36177452.825 | Coal |  | Tangentially-fired |  | Low NOx Burner Technology w/ Closed-coupled/Separated OFA,Other | Electrostatic Precipitator |  | ARP, CSNOX, CSOSG3, CSSO2G1, MATS | 6017 1 | 1977-11-18 | 7449 |  | 1.2389 | 55.44%
KY | East Bend | 6018 | 2 |  | 2023 | 5960 | 5949 | 2456362.62 |  | 1562.314 | 0.1147 | 2727244.902 | 0.103 | 1410.015 | 0.1069 | 26581377.568 | Coal |  | Dry bottom wall-fired boiler | Wet Lime FGD | Selective Catalytic Reduction,Overfire Air | Electrostatic Precipitator,Wet Scrubber |  | ARP, CSNOX, CSOSG2E, CSSO2G1, MATS | 6018 2 | 1981-03-24 | 7886 | Y | 1.1481 | 38.48%
CO | Craig | 6021 | C1 |  | 2023 | 8083 | 8072.47 | 2015029.49 |  | 526.926 | 0.0474 | 2210610.216 | 0.105 | 2518.031 | 0.2337 | 21077513.402 | Coal | Pipeline Natural Gas | Dry bottom wall-fired boiler | Wet Limestone | Low NOx Burner Technology w/ Overfire Air | Baghouse |  | ARP, MATS | 6021 C1 | 1980-07-01 | 5300 |  | 2.4992 | 45.4%
CO | Craig | 6021 | C2 |  | 2023 | 5582 | 5573.88 | 1245370.13 |  | 282.48 | 0.0381 | 1457229.042 | 0.105 | 401.375 | 0.0562 | 13894277.443 | Coal | Pipeline Natural Gas | Dry bottom wall-fired boiler | Wet Limestone | Low NOx Burner Technology w/ Overfire Air,Selective Catalytic Reduction | Baghouse |  | ARP, MATS | 6021 C2 | 1979-11-01 | 5300 | Y | 0.64459 | 29.93%
CO | Craig | 6021 | C3 |  | 2023 | 7624 | 7611.42 | 1981366.4 |  | 1195.702 | 0.117 | 2135790.307 | 0.105 | 2131.88 | 0.2023 | 20364134.444 | Coal | Pipeline Natural Gas | Dry bottom wall-fired boiler | Dry Lime FGD | Low NOx Burner Technology w/ Overfire Air,Selective Non-catalytic Reduction | Baghouse |  | ARP, MATS | 6021 C3 | 1984-10-01 | 5500 | Y | 2.1519 | 42.27%
ND | Coal Creek | 6030 | 1 |  | 2023 | 6315 | 6297 | 3168080.8 |  | 2258.249 | 0.139 | 3476895.806 | 0.109 | 2030.863 | 0.1273 | 31936202.148 | Coal |  | Tangentially-fired | Wet Lime FGD | Low NOx Burner Technology w/ Closed-coupled/Separated OFA | Electrostatic Precipitator | Additives to Enhance PAC and Existing Equipment Performance | ARP, MATS | 6030 1 | 1979-08-30 | 6238 |  | 1.2821 | 58.44%
ND | Coal Creek | 6030 | 2 |  | 2023 | 8377 | 8367.03 | 4610647.44 |  | 3287.971 | 0.1435 | 4963860.995 | 0.109 | 2870.471 | 0.1261 | 45594374.174 | Coal |  | Tangentially-fired | Wet Lime FGD | Low NOx Burner Technology w/ Closed-coupled/Separated OFA,Overfire Air | Electrostatic Precipitator | Additives to Enhance PAC and Existing Equipment Performance | ARP, MATS | 6030 2 | 1981-07-31 | 6364.2 |  | 1.2451 | 81.78%
MI | Belle River | 6034 | 1 |  | 2023 | 7734 | 7729.06 | 3536799.77 |  | 8831.158 | 0.5483 | 3322921.937 | 0.105 | 3418.006 | 0.2161 | 31683071.133 | Coal | Diesel Oil | Dry bottom wall-fired boiler |  | Low NOx Burner Technology (Dry Bottom only) | Electrostatic Precipitator | Halogenated PAC Sorbent Injection | ARP, CSNOX, CSOSG3, CSSO2G1, MATS | 6034 1 | 1984-04-01 | 8100 |  | 1.9328 | 44.65%
MI | Belle River | 6034 | 2 |  | 2023 | 6593 | 6579.97 | 2812623.96 |  | 7961.242 | 0.5671 | 2924927.586 | 0.1049 | 3142.187 | 0.2269 | 27888305.13 | Coal | Diesel Oil | Dry bottom wall-fired boiler |  | Low NOx Burner Technology (Dry Bottom only) | Electrostatic Precipitator | Halogenated PAC Sorbent Injection | ARP, CSNOX, CSOSG3, CSSO2G1, MATS | 6034 2 | 1985-04-01 | 8300 |  | 2.2343 | 38.36%
MI | Belle River | 6034 | CTG121 |  | 2023 | 875 | 825.24 | 63423.62 |  | 0.231 | 0.001 | 45722.786 | 0.0589 | 10.043 | 0.0304 | 769378.751 | Pipeline Natural Gas |  | Combustion turbine |  | Dry Low NOx Burners |  |  | ARP, CSNOX, CSOSG3, CSSO2G1 | 6034 CTG121 | 1999-07-01 | 1125 |  | 0.3167 | 7.807%
MI | Belle River | 6034 | CTG122 |  | 2023 | 695 | 659.18 | 50458.88 |  | 0.181 | 0.001 | 35781.704 | 0.059 | 8.945 | 0.0336 | 602087.878 | Pipeline Natural Gas |  | Combustion turbine |  | Dry Low NOx Burners |  |  | ARP, CSNOX, CSOSG3, CSSO2G1 | 6034 CTG122 | 1999-07-01 | 1110 |  | 0.35455 | 6.192%
MI | Belle River | 6034 | CTG131 |  | 2023 | 592 | 549.47 | 41286.58 |  | 0.152 | 0.001 | 30028.301 | 0.059 | 7.201 | 0.0333 | 505296.677 | Pipeline Natural Gas |  | Combustion turbine |  | Dry Low NOx Burners |  |  | ARP, CSNOX, CSOSG3, CSSO2G1 | 6034 CTG131 | 1999-07-01 | 1125 |  | 0.34883 | 5.127%
MI | Greenwood | 6035 | 1 |  | 2023 | 3247 | 3217.45 | 970287.27 |  | 3.571 | 0.0012 | 585771.836 | 0.059 | 692.873 | 0.1155 | 9877552.945 | Pipeline Natural Gas | Residual Oil | Dry bottom wall-fired boiler |  |  |  |  | ARP, CSNOX, CSOSG3, CSSO2G1 | 6035 1 | 1978-06-01 | 8500 |  | 1.4282 | 13.27%
MI | Greenwood | 6035 | CTG111 |  | 2023 | 604 | 567.52 | 43215.96 |  | 0.16 | 0.001 | 31626.797 | 0.059 | 7.632 | 0.0286 | 532214.503 | Pipeline Natural Gas |  | Combustion turbine |  | Dry Low NOx Burners |  |  | ARP, CSNOX, CSOSG3, CSSO2G1 | 6035 CTG111 | 1999-07-01 | 1200 |  | 0.3532 | 5.063%
MI | Greenwood | 6035 | CTG112 |  | 2023 | 682 | 640.13 | 49386.66 |  | 0.179 | 0.001 | 35382.667 | 0.059 | 8.423 | 0.0282 | 595385.411 | Pipeline Natural Gas |  | Combustion turbine |  | Dry Low NOx Burners |  |  | ARP, CSNOX, CSOSG3, CSSO2G1 | 6035 CTG112 | 1999-07-01 | 1150 |  | 0.3411 | 5.91%
MI | Greenwood | 6035 | CTG121 |  | 2023 | 554 | 511.34 | 37832.04 |  | 0.139 | 0.001 | 27623.329 | 0.059 | 5.195 | 0.0223 | 464835.075 | Pipeline Natural Gas |  | Combustion turbine |  | Dry Low NOx Burners |  |  | ARP, CSNOX, CSOSG3, CSSO2G1 | 6035 CTG121 | 1999-07-01 | 1150 |  | 0.27463 | 4.614%
KY | H L Spurlock | 6041 | 1 |  | 2023 | 6135 | 6125.61 | 1485258.94 |  | 525.018 | 0.0649 | 1476704.227 | 0.103 | 603.083 | 0.0844 | 14392887.101 | Coal |  | Dry bottom wall-fired boiler | Wet Limestone | Selective Catalytic Reduction,Low NOx Burner Technology (Dry Bottom only) | Electrostatic Precipitator,Wet ESP,Wet Scrubber |  | ARP, CSNOX, CSOSG2E, CSSO2G1, MATS | 6041 1 | 1977-09-01 | 3641 | Y | 0.81209 | 45.13%
KY | H L Spurlock | 6041 | 2 |  | 2023 | 7306 | 7300.08 | 3110384.4 |  | 1735.447 | 0.1026 | 3263558.071 | 0.103 | 1392.119 | 0.0876 | 31808596.174 | Coal |  | Tangentially-fired | Wet Limestone | Selective Catalytic Reduction,Low NOx Burner Technology w/ Closed-coupled OFA | Wet ESP,Wet Scrubber,Electrostatic Precipitator |  | ARP, CSNOX, CSOSG2E, CSSO2G1, MATS | 6041 2 | 1981-03-02 | 6314.9 | Y | 0.89514 | 57.5%
KY | H L Spurlock | 6041 | 3 |  | 2023 | 7360 | 7356.18 | 1868724.7 |  | 1100.603 | 0.1397 | 1712124.087 | 0.103 | 531.81 | 0.0661 | 16687339.849 | Coal |  | Circulating fluidized bed boiler | Dry Lime FGD,Fluidized Bed Limestone Injection | Selective Non-catalytic Reduction | Baghouse |  | ARP, CSNOX, CSOSG2E, CSSO2G1, MATS | 6041 3 | 2005-03-01 | 3112.5 | Y | 0.56917 | 61.2%
KY | H L Spurlock | 6041 | 4 |  | 2023 | 7449 | 7439.08 | 1911076.53 |  | 722.967 | 0.1194 | 1655896.331 | 0.103 | 500.744 | 0.0641 | 16139300.677 | Coal |  | Circulating fluidized bed boiler | Dry Lime FGD,Fluidized Bed Limestone Injection | Selective Non-catalytic Reduction | Baghouse |  | ARP, CSNOX, CSOSG2E, CSSO2G1, MATS | 6041 4 | 2008-12-08 | 2800 | Y | 0.52404 | 65.8%
FL | Manatee | 6042 | MTCT3A |  | 2023 | 7006 | 6967.67 | 1852818.92 |  | 3.675 | 0.001 | 727893.059 | 0.059 | 44.057 | 0.008 | 12248150.457 | Pipeline Natural Gas |  | Combined cycle |  | Dry Low NOx Burners,Selective Catalytic Reduction |  |  | ARP | 6042 MTCT3A | 2005-05-23 | 2294.5 | Y | 0.047557 | 60.94%
FL | Manatee | 6042 | MTCT3B |  | 2023 | 6883 | 6836.59 | 1818732.31 |  | 3.615 | 0.001 | 716152.739 | 0.059 | 49.43 | 0.0092 | 12050668.29 | Pipeline Natural Gas |  | Combined cycle |  | Dry Low NOx Burners,Selective Catalytic Reduction |  |  | ARP | 6042 MTCT3B | 2005-05-23 | 2294.5 | Y | 0.054357 | 59.95%
FL | Manatee | 6042 | MTCT3C |  | 2023 | 6231 | 6115.93 | 1598366.56 |  | 3.196 | 0.001 | 632992.029 | 0.059 | 45.598 | 0.0117 | 10651238.108 | Pipeline Natural Gas |  | Combined cycle |  | Dry Low NOx Burners,Selective Catalytic Reduction |  |  | ARP | 6042 MTCT3C | 2005-05-23 | 2294.5 | Y | 0.057056 | 52.99%
FL | Manatee | 6042 | MTCT3D |  | 2023 | 5719 | 5560.76 | 1449713.37 |  | 2.876 | 0.001 | 569694.4 | 0.059 | 49.831 | 0.0157 | 9586096.049 | Pipeline Natural Gas |  | Combined cycle |  | Dry Low NOx Burners,Selective Catalytic Reduction |  |  | ARP | 6042 MTCT3D | 2005-05-23 | 2294.5 | Y | 0.068746 | 47.69%
FL | Manatee | 6042 | PMT1 |  | 2023 | 137 | 133.31 | 21182.06 |  | 5.847 | 0.0177 | 16109.611 | 0.0597 | 9.335 | 0.0592 | 264787.06 | Pipeline Natural Gas | Residual Oil | Dry bottom wall-fired boiler |  | Low NOx Burner Technology (Dry Bottom only) | Cyclone |  | ARP | 6042 PMT1 | 1976-10-26 | 8650 |  | 0.88141 | 0.3494%
FL | Manatee | 6042 | PMT2 |  | 2023 | 76 | 74.51 | 6681.79 |  | 0.36 | 0.0028 | 5135.808 | 0.0593 | 4.732 | 0.0657 | 86048.863 | Pipeline Natural Gas | Residual Oil | Dry bottom wall-fired boiler |  | Low NOx Burner Technology (Dry Bottom only) | Cyclone |  | ARP | 6042 PMT2 | 1977-12-07 | 8650 |  | 1.4164 | 0.1136%
FL | Martin | 6043 | HRSG3A |  | 2023 | 4149 | 3994.76 | 726041.13 |  | 1.632 | 0.001 | 323190.66 | 0.059 | 78.152 | 0.0378 | 5438238.888 | Pipeline Natural Gas |  | Combined cycle |  | Dry Low NOx Burners |  |  | ARP | 6043 HRSG3A | 1993-06-01 | 2022 |  | 0.21528 | 30.7%
FL | Martin | 6043 | HRSG3B |  | 2023 | 4317 | 4142.65 | 757666.97 |  | 1.694 | 0.001 | 335569.925 | 0.059 | 79.349 | 0.0378 | 5646621.745 | Pipeline Natural Gas |  | Combined cycle |  | Dry Low NOx Burners |  |  | ARP | 6043 HRSG3B | 1993-06-01 | 2022 |  | 0.20946 | 31.88%
FL | Martin | 6043 | HRSG4A |  | 2023 | 4300 | 4129.23 | 775638.97 |  | 1.718 | 0.001 | 340381.168 | 0.059 | 82.502 | 0.0392 | 5727611.945 | Pipeline Natural Gas |  | Combined cycle |  | Dry Low NOx Burners |  |  | ARP | 6043 HRSG4A | 1993-06-12 | 2022 |  | 0.21273 | 32.34%
FL | Martin | 6043 | HRSG4B |  | 2023 | 4410 | 4247.05 | 793752.16 |  | 1.768 | 0.001 | 350292.998 | 0.059 | 86.409 | 0.0399 | 5894361.379 | Pipeline Natural Gas |  | Combined cycle |  | Dry Low NOx Burners |  |  | ARP | 6043 HRSG4B | 1993-06-12 | 2022 |  | 0.21772 | 33.28%
FL | Martin | 6043 | PMR8A |  | 2023 | 6287 | 6118.75 | 1441384.48 |  | 2.984 | 0.001 | 591041.702 | 0.059 | 40.375 | 0.0116 | 9945315.932 | Pipeline Natural Gas | Diesel Oil | Combined cycle |  | Selective Catalytic Reduction,Dry Low NOx Burners,Water Injection |  |  | ARP | 6043 PMR8A | 2001-06-14 | 2306 | Y | 0.056023 | 49.23%
FL | Martin | 6043 | PMR8B |  | 2023 | 6737 | 6572.41 | 1517080.33 |  | 3.139 | 0.001 | 621649.848 | 0.059 | 44.821 | 0.0126 | 10459685.292 | Pipeline Natural Gas | Diesel Oil | Combined cycle |  | Selective Catalytic Reduction,Dry Low NOx Burners,Water Injection |  |  | ARP | 6043 PMR8B | 2001-06-14 | 2306 | Y | 0.059088 | 51.78%
FL | Martin | 6043 | PMR8C |  | 2023 | 5340 | 5195.69 | 1250491.54 |  | 2.534 | 0.001 | 501246.318 | 0.059 | 33.538 | 0.0109 | 8430425.296 | Pipeline Natural Gas | Diesel Oil | Combined cycle |  | Dry Low NOx Burners,Water Injection,Selective Catalytic Reduction |  |  | ARP | 6043 PMR8C | 2004-12-15 | 2306 | Y | 0.05364 | 41.73%
FL | Martin | 6043 | PMR8D |  | 2023 | 5953 | 5819.38 | 1377514.23 |  | 2.787 | 0.001 | 552038.477 | 0.059 | 35.34 | 0.0101 | 9289137.428 | Pipeline Natural Gas | Diesel Oil | Combined cycle |  | Dry Low NOx Burners,Water Injection,Selective Catalytic Reduction |  |  | ARP | 6043 PMR8D | 2004-12-10 | 2306 | Y | 0.05131 | 45.98%
FL | Debary | 6046 | **10 |  | 2023 | 58 | 43.88 | 1955.33 |  | 0.245 | 0.017 | 2295.857 | 0.081 | 1.879 | 0.163 | 28294.296 | Diesel Oil |  | Combustion turbine |  | Water Injection |  |  | ARP | 6046 **10 | 1992-11-01 | 1159 |  | 1.9219 | 0.2787%
FL | Debary | 6046 | **7 |  | 2023 | 917 | 744.4 | 40781.77 |  | 0.293 | 0.0014 | 33276.493 | 0.0597 | 21.097 | 0.0789 | 554357.248 | Pipeline Natural Gas | Diesel Oil | Combustion turbine |  | Water Injection |  |  | ARP | 6046 **7 | 1992-11-01 | 1228.5 |  | 1.0346 | 5.151%
FL | Debary | 6046 | **8 |  | 2023 | 689 | 568.02 | 30981.56 |  | 0.33 | 0.0019 | 26336.897 | 0.0604 | 14.977 | 0.0751 | 434511.414 | Pipeline Natural Gas | Diesel Oil | Combustion turbine |  | Water Injection |  |  | ARP | 6046 **8 | 1992-11-01 | 1228.5 |  | 0.96683 | 4.038%
FL | Debary | 6046 | **9 |  | 2023 | 692 | 564.91 | 29804.64 |  | 0.305 | 0.002 | 25035.753 | 0.0605 | 15.65 | 0.0997 | 413310.386 | Pipeline Natural Gas | Diesel Oil | Combustion turbine |  | Water Injection |  |  | ARP | 6046 **9 | 1992-11-01 | 1228.5 |  | 1.0502 | 3.841%
LA | Big Cajun 2 | 6055 | 2B1 |  | 2023 | 1069 | 1054.84 | 334795.13 |  | 512.679 | 0.2713 | 336267.67 | 0.0989 | 209.65 | 0.118 | 3236152.007 | Coal | Pipeline Natural Gas | Dry bottom wall-fired boiler | Dry Sorbent Injection | Low NOx Burner Technology w/ Overfire Air,Selective Non-catalytic Reduction | Electrostatic Precipitator | Halogenated PAC Sorbent Injection | ARP, CSOSG2E, MATS | 6055 2B1 | 1980-07-01 | 6420 | Y | 1.2524 | 5.754%
LA | Big Cajun 2 | 6055 | 2B2 |  | 2023 | 3520 | 3507.93 | 1002917.61 |  | 3.21 | 0.001 | 648926.642 | 0.0609 | 430.449 | 0.0778 | 10705073.204 | Pipeline Natural Gas |  | Dry bottom wall-fired boiler |  | Low NOx Burner Technology w/ Overfire Air,Selective Non-catalytic Reduction,Other |  |  | ARP, CSOSG2E | 6055 2B2 | 1981-03-01 | 6420 | Y | 0.85839 | 19.03%
LA | Big Cajun 2 | 6055 | 2B3 |  | 2023 | 3249 | 3236.18 | 1127781.49 |  | 3170.279 | 0.4738 | 1322833.618 | 0.1034 | 748.685 | 0.1144 | 12642603.004 | Coal | Pipeline Natural Gas | Dry bottom wall-fired boiler |  | Low NOx Burner Technology w/ Overfire Air,Selective Non-catalytic Reduction | Electrostatic Precipitator | Additives to Enhance PAC and Existing Equipment Performance | ARP, CSOSG2E, MATS | 6055 2B3 | 1984-01-01 | 6420 | Y | 1.3277 | 22.48%
MN | Cascade Creek | 6058 | CT1 |  | 2023 | 207 | 157.94 | 0 |  | 0.913 | 0.0467 |  |  | 25.656 | 0.7459 | 70757.4 | Pipeline Natural Gas | Diesel Oil | Combustion turbine |  | Water Injection |  |  | CSNOX, CSSO2G2 | 6058 CT1 | 1976-09-01 | 448 |  |  | 1.803%
MN | Cascade Creek | 6058 | CT2 |  | 2023 | 1036 | 837.4 | 16634.09 |  | 0.112 | 0.0015 | 11442.327 | 0.0596 | 7.286 | 0.085 | 191551.372 | Pipeline Natural Gas | Diesel Oil | Combustion turbine |  | Water Injection |  |  | ARP, CSNOX, CSSO2G2 | 6058 CT2 | 2002-04-18 | 290 |  | 0.87603 | 7.54%
MN | Cascade Creek | 6058 | CT3 |  | 2023 | 1039 | 838.91 | 15840.49 |  | 0.111 | 0.0015 | 10865.828 | 0.0597 | 7.688 | 0.0931 | 181820.785 | Pipeline Natural Gas | Diesel Oil | Combustion turbine |  | Water Injection |  |  | ARP, CSNOX, CSSO2G2 | 6058 CT3 | 2002-04-18 | 305.9 |  | 0.97068 | 6.785%
MS | R D Morrow Senior Generating Plant | 6061 | 3 |  | 2023 | 6536 | 6500.61 | 3423953.45 |  | 5.616 | 0.001 | 1112468.211 | 0.059 | 172.081 | 0.0185 | 18719080.685 | Pipeline Natural Gas |  | Combined cycle |  | Dry Low NOx Burners,Selective Catalytic Reduction |  |  | ARP, CSOSG2, NSPS4T | 6061 3 | 2022-08-26 | 4122 | Y | 0.10052 | 51.84%
IA | Electrifarm | 6063 | 1 |  | 2023 | 117 | 117 | 3530 |  | 0.145 | 0.0095 |  |  | 8.092 | 0.363 | 44742.6 | Pipeline Natural Gas | Diesel Oil | Combustion turbine |  |  |  |  | CSNOX, CSOSG2, CSSO2G1 | 6063 1 | 1975-05-01 | 843.6 |  | 4.5847 | 0.6055%
IA | Electrifarm | 6063 | 2 |  | 2023 | 146 | 146 | 4114 |  | 0.198 | 0.0252 |  |  | 8.272 | 0.3383 | 54036.1 | Pipeline Natural Gas | Diesel Oil | Combustion turbine |  | Water Injection |  |  | CSNOX, CSOSG2, CSSO2G1 | 6063 2 | 1977-04-29 | 903.1 |  | 4.0214 | 0.683%
IA | Electrifarm | 6063 | 3 |  | 2023 | 137 | 137 | 4164 |  | 0.055 | 0.0083 |  |  | 7.434 | 0.239 | 62644.5 | Pipeline Natural Gas | Diesel Oil | Combustion turbine |  | Water Injection |  |  | CSNOX, CSOSG2, CSSO2G1 | 6063 3 | 1976-04-17 | 925.1 |  | 3.5706 | 0.773%
KS | Nearman Creek | 6064 | CT4 |  | 2023 | 1579 | 1436.85 | 88437.3 |  | 0.339 | 0.001 | 67469.081 | 0.0596 | 15.005 | 0.0308 | 1125382.997 | Pipeline Natural Gas | Diesel Oil | Combustion turbine |  | Dry Low NOx Burners,Water Injection |  |  | ARP, CSNOX, CSOSG2, CSSO2G2 | 6064 CT4 | 2005-11-15 | 1136 |  | 0.33934 | 11.31%
KS | Nearman Creek | 6064 | N1 |  | 2023 | 3889 | 3872.14 | 781858.68 |  | 527.831 | 0.1158 | 917853.034 | 0.1039 | 825.386 | 0.1837 | 8760557.055 | Coal |  | Dry bottom wall-fired boiler | Dry Lime FGD | Low NOx Burner Technology w/ Overfire Air,Selective Catalytic Reduction | Baghouse | Untreated PAC Sorbent Injection | ARP, CSNOX, CSOSG2, CSSO2G2, MATS | 6064 N1 | 1981-02-01 | 2510 | Y | 2.1113 | 39.84%
MO | Iatan | 6065 | 1 |  | 2023 | 4896 | 4872.96 | 2364218.73 |  | 227.604 | 0.0171 | 2253539.242 | 0.105 | 587.548 | 0.0567 | 21486849.054 | Coal |  | Dry bottom wall-fired boiler | Wet Lime FGD | Low NOx Burner Technology w/ Overfire Air,Overfire Air,Selective Catalytic Reduction | Baghouse | Halogenated PAC Sorbent Injection | ARP, CSNOX, CSOSG2, CSSO2G1, MATS | 6065 1 | 1980-05-08 | 7800 | Y | 0.49703 | 31.45%
MO | Iatan | 6065 | 2 |  | 2023 | 4316 | 4291.81 | 2982549.31 |  | 146.461 | 0.0096 | 2860365.279 | 0.105 | 722.832 | 0.0526 | 27272775.927 | Coal |  | Dry bottom wall-fired boiler | Wet Lime FGD | Low NOx Burner Technology w/ Overfire Air,Overfire Air,Selective Catalytic Reduction | Baghouse | Halogenated PAC Sorbent Injection | ARP, CSNOX, CSOSG2, CSSO2G1, MATS | 6065 2 | 2010-07-20 | 8100 | Y | 0.48471 | 38.44%
KS | Jeffrey Energy Center | 6068 | 1 |  | 2023 | 5542 | 5515.31 | 3078667.43 |  | 128.721 | 0.0077 | 2984612.336 | 0.1044 | 612.432 | 0.0434 | 28468349.023 | Coal |  | Tangentially-fired | Wet Limestone | Low NOx Burner Technology w/ Closed-coupled/Separated OFA,Selective Catalytic Reduction | Electrostatic Precipitator | Halogenated PAC Sorbent Injection | ARP, CSNOX, CSOSG2, CSSO2G2, MATS | 6068 1 | 1978-07-31 | 8500 | Y | 0.39786 | 38.23%
KS | Jeffrey Energy Center | 6068 | 2 |  | 2023 | 6576 | 6557.23 | 3561379.68 |  | 175.692 | 0.0087 | 3722003.712 | 0.1047 | 1997.601 | 0.1096 | 35497307.453 | Coal |  | Tangentially-fired | Wet Limestone | Low NOx Burner Technology w/ Closed-coupled/Separated OFA,Selective Non-catalytic Reduction | Electrostatic Precipitator | Halogenated PAC Sorbent Injection | ARP, CSNOX, CSOSG2, CSSO2G2, MATS | 6068 2 | 1980-05-01 | 8500 | Y | 1.1218 | 47.67%
KS | Jeffrey Energy Center | 6068 | 3 |  | 2023 | 3 | 2.8 | 2.8 |  | 0 | 0 | 11.048 | 0.089 | 0 | 0.0053 | 123.888 | Coal |  | Tangentially-fired | Wet Limestone | Low NOx Burner Technology w/ Closed-coupled/Separated OFA,Selective Non-catalytic Reduction | Electrostatic Precipitator | Halogenated PAC Sorbent Injection | ARP, CSNOX, CSOSG2, CSSO2G2, MATS | 6068 3 | 1983-05-27 | 8500 | Y | 0 | 0.0001664%
KY | Trimble County | 6071 | 1 |  | 2023 | 7962 | 7956.19 | 3591531.33 |  | 1555.354 | 0.0958 | 3275101.484 | 0.103 | 1046.031 | 0.0659 | 31921022.377 | Coal | Diesel Oil | Tangentially-fired | Wet Limestone | Low NOx Burner Technology w/ Closed-coupled OFA,Selective Catalytic Reduction | Baghouse,Electrostatic Precipitator,Wet Scrubber | Additives to Enhance PAC and Existing Equipment Performance,Untreated PAC Sorbent Injection | ARP, CSNOX, CSOSG2E, CSSO2G1, MATS | 6071 1 | 1990-01-01 | 6000 | Y | 0.5825 | 60.73%
KY | Trimble County | 6071 | 10 |  | 2023 | 583 | 518.23 | 76267.22 |  | 0.243 | 0.001 | 48138.837 | 0.059 | 13.843 | 0.0422 | 810010.084 | Pipeline Natural Gas |  | Combustion turbine |  | Dry Low NOx Burners |  |  | ARP, CSNOX, CSOSG2E, CSSO2G1 | 6071 10 | 2004-04-07 | 2050 |  | 0.36301 | 4.511%
KY | Trimble County | 6071 | 2 | MS-2A, MS-2B | 2023 | 7159 | 7146.88 | 4614178.25 |  | 1275.692 | 0.064 | 4099943.863 | 0.105 | 764.838 | 0.041 | 39091737.551 | Coal |  | Dry bottom wall-fired boiler | Wet Limestone | Selective Catalytic Reduction | Baghouse,Electrostatic Precipitator,Wet ESP,Wet Scrubber | Additives to Enhance PAC and Existing Equipment Performance,Untreated PAC Sorbent Injection | ARP, CSNOX, CSOSG2E, CSSO2G1, MATS | 6071 2 | 2010-05-18 | 7490 | Y | 0.33152 | 59.58%
KY | Trimble County | 6071 | 5 |  | 2023 | 260 | 231.85 | 33190.51 |  | 0.109 | 0.001 | 21567.287 | 0.059 | 7.674 | 0.0533 | 362918.747 | Pipeline Natural Gas |  | Combustion turbine |  | Dry Low NOx Burners |  |  | ARP, CSNOX, CSOSG2E, CSSO2G1 | 6071 5 | 2002-05-15 | 2050 |  | 0.46242 | 2.021%
KY | Trimble County | 6071 | 6 |  | 2023 | 1012 | 921.51 | 134578.61 |  | 0.441 | 0.001 | 87405.699 | 0.059 | 24.742 | 0.0404 | 1470757.035 | Pipeline Natural Gas |  | Combustion turbine |  | Dry Low NOx Burners |  |  | ARP, CSNOX, CSOSG2E, CSSO2G1 | 6071 6 | 2002-05-15 | 2065 |  | 0.3677 | 8.13%
KY | Trimble County | 6071 | 7 |  | 2023 | 796 | 744.27 | 105344.31 |  | 0.342 | 0.001 | 67701.325 | 0.059 | 19.921 | 0.0454 | 1139230.015 | Pipeline Natural Gas |  | Combustion turbine |  | Dry Low NOx Burners |  |  | ARP, CSNOX, CSOSG2E, CSSO2G1 | 6071 7 | 2004-02-18 | 2050 |  | 0.37821 | 6.344%
KY | Trimble County | 6071 | 8 |  | 2023 | 248 | 219.17 | 34376.05 |  | 0.11 | 0.001 | 21878.074 | 0.059 | 5.899 | 0.044 | 368128.059 | Pipeline Natural Gas |  | Combustion turbine |  | Dry Low NOx Burners |  |  | ARP, CSNOX, CSOSG2E, CSSO2G1 | 6071 8 | 2004-02-21 | 2050 |  | 0.3432 | 2.05%
KY | Trimble County | 6071 | 9 |  | 2023 | 333 | 290.79 | 41753.62 |  | 0.135 | 0.001 | 26818.828 | 0.059 | 7.836 | 0.0448 | 451268.916 | Pipeline Natural Gas |  | Combustion turbine |  | Dry Low NOx Burners |  |  | ARP, CSNOX, CSOSG2E, CSSO2G1 | 6071 9 | 2004-03-26 | 2050 |  | 0.37534 | 2.513%
MS | Daniel Electric Generating Plant | 6073 | 1 |  | 2023 | 780 | 770.32 | 190825.21 |  | 25.559 | 0.0254 | 218397.823 | 0.1028 | 227.357 | 0.1968 | 2128641.701 | Coal | Residual Oil | Tangentially-fired | Wet Limestone |  | Electrostatic Precipitator |  | ARP, CSOSG2, MATS | 6073 1 | 1977-09-06 | 5461 |  | 2.3829 | 4.45%
MS | Daniel Electric Generating Plant | 6073 | 2 |  | 2023 | 5334 | 5325.55 | 1525879 |  | 144.667 | 0.0152 | 1770502.217 | 0.103 | 2590.833 | 0.298 | 17256349.523 | Coal | Residual Oil | Tangentially-fired |  |  | Electrostatic Precipitator |  | ARP, CSOSG2, MATS | 6073 2 | 1981-06-01 | 5461 |  | 3.3959 | 36.07%
MS | Daniel Electric Generating Plant | 6073 | 3A |  | 2023 | 8255 | 8247.24 | 2284391.88 |  | 4.648 | 0.001 | 920691.651 | 0.059 | 54.534 | 0.0072 | 15492456.795 | Pipeline Natural Gas |  | Combined cycle |  | Dry Low NOx Burners,Selective Catalytic Reduction |  |  | ARP, CSOSG2 | 6073 3A | 2001-01-08 | 2105 | Y | 0.047745 | 84.02%
MS | Daniel Electric Generating Plant | 6073 | 3B |  | 2023 | 8277 | 8271.61 | 2286743.02 |  | 4.63 | 0.001 | 917062.395 | 0.059 | 73.545 | 0.0093 | 15431479.501 | Pipeline Natural Gas |  | Combined cycle |  | Dry Low NOx Burners,Selective Catalytic Reduction |  |  | ARP, CSOSG2 | 6073 3B | 2001-01-18 | 2105 | Y | 0.064323 | 83.69%
MS | Daniel Electric Generating Plant | 6073 | 4A |  | 2023 | 8101 | 8095.48 | 2286125.91 |  | 4.514 | 0.001 | 894259.762 | 0.059 | 52.817 | 0.0071 | 15047610.442 | Pipeline Natural Gas |  | Combined cycle |  | Dry Low NOx Burners,Selective Catalytic Reduction |  |  | ARP, CSOSG2 | 6073 4A | 2000-12-07 | 2105 | Y | 0.046207 | 81.6%
MS | Daniel Electric Generating Plant | 6073 | 4B |  | 2023 | 8059 | 8053.23 | 2183483.45 |  | 4.302 | 0.001 | 852076.068 | 0.059 | 50.11 | 0.0071 | 14338004.211 | Pipeline Natural Gas |  | Combined cycle |  | Dry Low NOx Burners,Selective Catalytic Reduction |  |  | ARP, CSOSG2 | 6073 4B | 2000-12-12 | 2105 | Y | 0.045899 | 77.76%
MO | Greenwood Energy Center | 6074 | 1 |  | 2023 | 2039 | 1801.4 | 28312.44 |  | 4.542 | 0.0288 |  |  | 71.263 | 0.2844 | 545744.6 | Pipeline Natural Gas | Diesel Oil | Combustion turbine |  |  |  |  | CSNOX, CSOSG2, CSSO2G1 | 6074 1 | 1975-06-01 | 1010 |  | 5.034 | 6.168%
MO | Greenwood Energy Center | 6074 | 2 |  | 2023 | 2057 | 1821.7 | 35820.47 |  | 2.223 | 0.0111 |  |  | 99.147 | 0.2636 | 781527.5 | Pipeline Natural Gas | Diesel Oil | Combustion turbine |  |  |  |  | CSNOX, CSOSG2, CSSO2G1 | 6074 2 | 1975-06-01 | 1010 |  | 5.5358 | 8.833%
MO | Greenwood Energy Center | 6074 | 3 |  | 2023 | 1605 | 1403.93 | 19239.75 |  | 1.01 | 0.0108 |  |  | 49.771 | 0.228 | 462025.2 | Pipeline Natural Gas | Diesel Oil | Combustion turbine |  |  |  |  | CSNOX, CSOSG2, CSSO2G1 | 6074 3 | 1977-06-01 | 1010 |  | 5.1738 | 5.222%
MO | Greenwood Energy Center | 6074 | 4 |  | 2023 | 1508 | 1333.35 | 22135.42 |  | 1.16 | 0.0134 |  |  | 55.585 | 0.2622 | 450528.2 | Pipeline Natural Gas | Diesel Oil | Combustion turbine |  |  |  |  | CSNOX, CSOSG2, CSSO2G1 | 6074 4 | 1979-06-01 | 1010 |  | 5.0223 | 5.092%
MT | Colstrip | 6076 | 3 |  | 2023 | 8160 | 8145.91 | 5986980.15 |  | 2554.686 | 0.1214 | 5873809.053 | 0.1044 | 4090.174 | 0.1432 | 56019880.592 | Coal |  | Tangentially-fired | Wet Lime FGD | Low NOx Burner Technology w/ Closed-coupled/Separated OFA | Wet Scrubber | Additives to Enhance PAC and Existing Equipment Performance | ARP, MATS | 6076 3 | 1984-01-10 | 8900 |  | 1.3664 | 71.85%
MT | Colstrip | 6076 | 4 |  | 2023 | 8099 | 8089.4 | 5925548.84 |  | 2723.398 | 0.1229 | 6118602.848 | 0.1045 | 4561.587 | 0.1537 | 58354245.151 | Coal |  | Tangentially-fired | Wet Lime FGD | Low NOx Burner Technology w/ Closed-coupled/Separated OFA | Wet Scrubber | Additives to Enhance PAC and Existing Equipment Performance | ARP, MATS | 6076 4 | 1986-04-01 | 8900 |  | 1.5396 | 74.85%
NE | Gerald Gentleman Station | 6077 | 1 |  | 2023 | 7903 | 7894 | 4016849 |  | 10201.933 | 0.541 | 3862612.775 | 0.105 | 3941.425 | 0.2037 | 36828895.4 | Coal |  | Dry bottom wall-fired boiler |  | Low NOx Burner Technology w/ Overfire Air | Baghouse | Halogenated PAC Sorbent Injection | ARP, CSNOX, CSSO2G2, MATS | 6077 1 | 1979-04-02 | 7964 |  | 1.9624 | 52.79%
NE | Gerald Gentleman Station | 6077 | 2 |  | 2023 | 7685 | 7681.25 | 4150454.75 |  | 10674.89 | 0.5477 | 4021734.85 | 0.105 | 3241.42 | 0.168 | 38346064.225 | Coal |  | Dry bottom wall-fired boiler |  | Low NOx Burner Technology w/ Overfire Air | Baghouse | Halogenated PAC Sorbent Injection | ARP, CSNOX, CSSO2G2, MATS | 6077 2 | 1982-01-01 | 8251 |  | 1.562 | 53.05%
MA | Stony Brook Energy Center | 6081 | 1 |  | 2023 | 81 | 76.5 | 6350.25 |  |  |  | 4798.525 | 0.0734 | 6.558 | 0.203 | 64201.075 | Pipeline Natural Gas | Diesel Oil | Combined cycle |  | Steam Injection |  |  | RGGI, SIPNOX | 6081 1 | 1981-11-30 | 1050 |  | 2.0654 | 0.698%
MA | Stony Brook Energy Center | 6081 | 2 |  | 2023 | 49 | 44.25 | 3509 |  |  |  | 2772.8 | 0.0779 | 2.84 | 0.1632 | 35501.1 | Pipeline Natural Gas | Diesel Oil | Combined cycle |  | Water Injection,Dry Low NOx Burners |  |  | RGGI, SIPNOX | 6081 2 | 1981-11-30 | 1050 |  | 1.6187 | 0.386%
MA | Stony Brook Energy Center | 6081 | 3 |  | 2023 | 65 | 63.25 | 5606.75 |  |  |  | 4037.425 | 0.0732 | 5.064 | 0.1875 | 54219.875 | Pipeline Natural Gas | Diesel Oil | Combined cycle |  | Steam Injection |  |  | RGGI, SIPNOX | 6081 3 | 1981-11-30 | 1050 |  | 1.8064 | 0.5895%
MA | Stony Brook Energy Center | 6081 | 4 |  | 2023 | 82 | 64.5 | 2758.5 |  |  |  | 3584.8 | 0.0812 | 26.549 | 1.2001 | 44247.2 | Diesel Oil |  | Combustion turbine |  | Water Injection |  |  | RGGI, SIPNOX | 6081 4 | 1982-11-30 | 1050 |  | 19.2489 | 0.4811%
MA | Stony Brook Energy Center | 6081 | 5 |  | 2023 | 63 | 63 | 2284 |  |  |  | 2906.2 | 0.081 | 21.526 | 1.2 | 35877.3 | Diesel Oil |  | Combustion turbine |  | Water Injection |  |  | RGGI, SIPNOX | 6081 5 | 1982-11-30 | 1050 |  | 18.8494 | 0.3901%
IN | R M Schahfer Generating Station | 6085 | 16A |  | 2023 | 238 | 170.9 | 7839.53 |  | 0.039 | 0.001 |  |  | 12.444 | 0.1787 | 130612.022 | Pipeline Natural Gas |  | Combustion turbine |  |  |  |  | CSNOX, CSOSG3, CSSO2G1 | 6085 16A | 1979-12-31 | 1490 |  | 3.1747 | 1.001%
IN | R M Schahfer Generating Station | 6085 | 16B |  | 2023 | 284 | 240.97 | 15937.42 |  | 0.01 | 0.001 |  |  | 3.687 | 0.2209 | 33495.236 | Pipeline Natural Gas |  | Combustion turbine |  |  |  |  | CSNOX, CSOSG3, CSSO2G1 | 6085 16B | 1979-12-31 | 1450 |  | 0.46268 | 0.2637%
IN | R M Schahfer Generating Station | 6085 | 17 |  | 2023 | 4615 | 4604.64 | 1046265.59 |  | 226.381 | 0.0442 | 1101153.526 | 0.1029 | 762.963 | 0.1379 | 10732496.864 | Coal |  | Tangentially-fired | Wet Limestone | Low NOx Burner Technology w/ Closed-coupled/Separated OFA | Electrostatic Precipitator |  | ARP, CSNOX, CSOSG3, CSSO2G1, MATS | 6085 17 | 1983-04-28 | 4950 |  | 1.4584 | 24.75%
IN | R M Schahfer Generating Station | 6085 | 18 |  | 2023 | 3966 | 3952.83 | 840983.04 |  | 237.868 | 0.0546 | 846467.191 | 0.103 | 578.185 | 0.1329 | 8250151.675 | Coal |  | Tangentially-fired | Wet Limestone | Low NOx Burner Technology w/ Closed-coupled/Separated OFA | Electrostatic Precipitator |  | ARP, CSNOX, CSOSG3, CSSO2G1, MATS | 6085 18 | 1986-02-14 | 4950 |  | 1.375 | 19.03%
MN | Sherburne County | 6090 | 1 | CS1 | 2023 | 6314 | 6303.74 | 2895569.15 |  | 187.342 | 0.0115 | 3205016.685 | 0.105 | 1988.32 | 0.1257 | 30558933.624 | Coal | Diesel Oil | Tangentially-fired | Wet Limestone | Low NOx Burner Technology w/ Closed-coupled/Separated OFA | Wet ESP,Wet Scrubber | Halogenated PAC Sorbent Injection | ARP, CSNOX, CSSO2G2, MATS | 6090 1 | 1976-05-01 | 7935 |  | 1.3734 | 43.96%
MN | Sherburne County | 6090 | 2 | CS1 | 2023 | 3038 | 3026.71 | 1262596.47 |  | 107.744 | 0.0157 | 1390649.461 | 0.105 | 805.787 | 0.1203 | 13259419.518 | Coal | Diesel Oil | Tangentially-fired | Wet Limestone | Low NOx Burner Technology w/ Closed-coupled/Separated OFA | Wet ESP,Wet Scrubber | Halogenated PAC Sorbent Injection | ARP, CSNOX, CSSO2G2, MATS | 6090 2 | 1977-04-01 | 8115 |  | 1.2764 | 18.65%
MN | Sherburne County | 6090 | 3 |  | 2023 | 4841 | 4833.54 | 3206841.91 |  | 2340.79 | 0.15 | 3263881.936 | 0.1044 | 2067.215 | 0.126 | 31137479.637 | Coal | Diesel Oil | Dry bottom wall-fired boiler | Dry Lime FGD | Low NOx Burner Technology (Dry Bottom only) | Baghouse | Halogenated PAC Sorbent Injection | ARP, CSNOX, CSSO2G2, MATS | 6090 3 | 1987-11-01 | 10696 |  | 1.2893 | 33.23%
OK | Sooner | 6095 | 1 |  | 2023 | 2211 | 2192.05 | 548936.59 |  | 30.929 | 0.0123 | 591543.58 | 0.1023 | 349.293 | 0.1155 | 5652877.91 | Coal | Diesel Oil | Tangentially-fired | Fluidized Bed Limestone Injection | Low NOx Burner Technology w/ Closed-coupled/Separated OFA,Overfire Air | Electrostatic Precipitator | Halogenated PAC Sorbent Injection | ARP, CSOSG2, MATS | 6095 1 | 1979-11-10 | 6128 |  | 1.2726 | 10.53%
OK | Sooner | 6095 | 2 |  | 2023 | 1895 | 1883.48 | 529056.08 |  | 29.414 | 0.0112 | 567782.258 | 0.1018 | 328.047 | 0.1101 | 5427778.971 | Coal | Diesel Oil | Tangentially-fired | Fluidized Bed Limestone Injection | Low NOx Burner Technology w/ Closed-coupled/Separated OFA,Overfire Air | Electrostatic Precipitator | Halogenated PAC Sorbent Injection | ARP, CSOSG2, MATS | 6095 2 | 1980-12-29 | 6115 |  | 1.2401 | 10.13%
NE | Nebraska City Station | 6096 | 1 |  | 2023 | 7850 | 7844.42 | 3507397.13 |  | 9291.779 | 0.5414 | 3567553.608 | 0.1042 | 3375.47 | 0.198 | 34062186.554 | Coal |  | Dry bottom wall-fired boiler |  | Low NOx Burner Technology w/ Overfire Air | Electrostatic Precipitator | Halogenated PAC Sorbent Injection | ARP, CSNOX, CSSO2G2, MATS | 6096 1 | 1979-05-30 | 7100 |  | 1.9248 | 54.77%
NE | Nebraska City Station | 6096 | 2 |  | 2023 | 6870 | 6861.65 | 2984210.86 |  | 1324.546 | 0.0942 | 2912202.843 | 0.1035 | 858.729 | 0.061 | 27822456.203 | Coal |  | Dry bottom wall-fired boiler | Dry Lime FGD | Selective Catalytic Reduction | Baghouse |  | ARP, CSNOX, CSSO2G2, MATS | 6096 2 | 2008-10-31 | 7900 | Y | 0.57551 | 40.2%
SD | Big Stone | 6098 | 1 |  | 2023 | 6738 | 6723.47 | 1658505.34 |  | 726.938 | 0.0776 | 2094916.223 | 0.105 | 794 | 0.0809 | 19974388.52 | Coal | Diesel Oil, Wood | Cyclone boiler | Dry Lime FGD | Overfire Air,Selective Catalytic Reduction | Baghouse | Halogenated PAC Sorbent Injection | ARP, MATS | 6098 1 | 1975-05-01 | 5609 | Y | 0.95749 | 40.65%
WY | Wyodak | 6101 | BW91 |  | 2023 | 7824 | 7810.45 | 2041923.98 |  | 1802.985 | 0.1554 | 2441975.826 | 0.105 | 2672.879 | 0.227 | 23283557.773 | Coal |  | Dry bottom wall-fired boiler | Dry Lime FGD | Low NOx Burner Technology w/ Overfire Air | Baghouse | Untreated PAC Sorbent Injection,Additives to Enhance PAC and Existing Equipment Performance | ARP, MATS | 6101 BW91 | 1978-09-01 | 5302 |  | 2.618 | 50.13%
CO | Fort St. Vrain | 6112 | 2 |  | 2023 | 6861 | 6836.04 | 1268400.81 |  | 2.818 | 0.001 | 558148.326 | 0.059 | 125.391 | 0.0276 | 9391822.845 | Pipeline Natural Gas |  | Combined cycle |  | Dry Low NOx Burners |  |  | ARP | 6112 2 | 1996-05-06 | 2242 |  | 0.19772 | 47.82%
CO | Fort St. Vrain | 6112 | 3 |  | 2023 | 7913 | 7895.15 | 1431916.73 |  | 3.039 | 0.001 | 601996.497 | 0.059 | 138.637 | 0.0282 | 10129747.712 | Pipeline Natural Gas |  | Combined cycle |  | Dry Low NOx Burners |  |  | ARP | 6112 3 | 1999-03-01 | 2242 |  | 0.19364 | 51.58%
CO | Fort St. Vrain | 6112 | 4 |  | 2023 | 7283 | 7261.58 | 1338764.29 |  | 2.994 | 0.001 | 593115.879 | 0.059 | 47.428 | 0.01 | 9980317.412 | Pipeline Natural Gas |  | Combined cycle |  | Selective Catalytic Reduction |  |  | ARP | 6112 4 | 2001-05-03 | 2242 | Y | 0.070853 | 50.82%
CO | Fort St. Vrain | 6112 | 5 |  | 2023 | 709 | 625.35 | 51264.27 |  | 0.192 | 0.001 | 38032.938 | 0.0592 | 10.376 | 0.0417 | 639975.957 | Pipeline Natural Gas |  | Combustion turbine |  | Dry Low NOx Burners |  |  | ARP | 6112 5 | 2009-04-22 | 1700 |  | 0.4048 | 4.297%
CO | Fort St. Vrain | 6112 | 6 |  | 2023 | 713 | 633.47 | 52091.13 |  | 0.195 | 0.001 | 38704.103 | 0.0591 | 9.877 | 0.0371 | 651256.337 | Pipeline Natural Gas |  | Combustion turbine |  | Dry Low NOx Burners |  |  | ARP | 6112 6 | 2009-04-25 | 1700 |  | 0.37922 | 4.373%
IN | Gibson | 6113 | 1 |  | 2023 | 7681 | 7671.24 | 2674166.4 |  | 931.126 | 0.0623 | 2683693.117 | 0.103 | 1021.622 | 0.0801 | 26156866.903 | Coal | Diesel Oil | Dry bottom wall-fired boiler | Wet Limestone | Low NOx Burner Technology w/ Overfire Air,Selective Catalytic Reduction | Electrostatic Precipitator,Wet Scrubber |  | ARP, CSNOX, CSOSG3, CSSO2G1, MATS | 6113 1 | 1976-05-03 | 6500 | Y | 0.76407 | 45.94%
IN | Gibson | 6113 | 2 |  | 2023 | 6124 | 6113.61 | 2160829.93 |  | 879.368 | 0.0704 | 2182569.594 | 0.103 | 760.117 | 0.0707 | 21272620.376 | Coal | Diesel Oil | Dry bottom wall-fired boiler | Wet Limestone | Low NOx Burner Technology w/ Overfire Air,Selective Catalytic Reduction | Electrostatic Precipitator,Wet Scrubber |  | ARP, CSNOX, CSOSG3, CSSO2G1, MATS | 6113 2 | 1975-04-16 | 7100 | Y | 0.70354 | 34.2%
IN | Gibson | 6113 | 3 |  | 2023 | 3403 | 3390.82 | 1094648.85 |  | 430.812 | 0.0743 | 1115176.962 | 0.1029 | 463.446 | 0.0903 | 10869189.032 | Coal | Diesel Oil | Dry bottom wall-fired boiler | Wet Limestone | Low NOx Burner Technology w/ Overfire Air,Selective Catalytic Reduction | Wet Scrubber,Electrostatic Precipitator |  | ARP, CSNOX, CSOSG3, CSSO2G1, MATS | 6113 3 | 1978-03-28 | 7300 | Y | 0.84675 | 17%
IN | Gibson | 6113 | 4 |  | 2023 | 4143 | 4126.9 | 1335459.04 |  | 1081.088 | 0.1386 | 1392847.696 | 0.1027 | 458.795 | 0.0719 | 13575555.048 | Coal | Diesel Oil | Dry bottom wall-fired boiler | Wet Limestone | Low NOx Burner Technology w/ Overfire Air,Selective Catalytic Reduction | Wet Scrubber,Electrostatic Precipitator |  | ARP, CSNOX, CSOSG3, CSSO2G1, MATS | 6113 4 | 1979-03-27 | 7100 | Y | 0.6871 | 21.83%
IN | Gibson | 6113 | 5 |  | 2023 | 5975 | 5959.92 | 1665642.44 |  | 1191.24 | 0.1312 | 1667241.162 | 0.103 | 867.218 | 0.1114 | 16249946.729 | Coal | Diesel Oil | Dry bottom wall-fired boiler | Wet Limestone | Low NOx Burner Technology w/ Overfire Air,Selective Catalytic Reduction | Electrostatic Precipitator,Wet Scrubber |  | ARP, CSNOX, CSOSG3, CSSO2G1, MATS | 6113 5 | 1982-10-01 | 6700 | Y | 1.0413 | 27.69%
GA | McIntosh (6124) | 6124 | CT1 |  | 2023 | 74 | 74 | 3426 |  | 0.123 | 0.0076 | 2299.7 | 0.0617 | 5.011 | 0.3797 | 37302.2 | Pipeline Natural Gas | Diesel Oil | Combustion turbine |  | Water Injection |  |  | ARP, CSNOX, CSOSG1, CSSO2G2 | 6124 CT1 | 1995-05-18 | 1419 |  | 2.9253 | 0.3001%
GA | McIntosh (6124) | 6124 | CT2 |  | 2023 | 84 | 84 | 4096 |  | 0.097 | 0.0057 | 2886.4 | 0.0612 | 5.432 | 0.3261 | 47672.6 | Pipeline Natural Gas | Diesel Oil | Combustion turbine |  | Water Injection |  |  | ARP, CSNOX, CSOSG1, CSSO2G2 | 6124 CT2 | 1995-04-13 | 1419 |  | 2.6523 | 0.3835%
GA | McIntosh (6124) | 6124 | CT3 |  | 2023 | 71 | 71 | 3082 |  | 0.148 | 0.0147 | 2053.1 | 0.065 | 4.287 | 0.4503 | 32736.1 | Pipeline Natural Gas | Diesel Oil | Combustion turbine |  | Water Injection |  |  | ARP, CSNOX, CSOSG1, CSSO2G2 | 6124 CT3 | 1994-06-04 | 1419 |  | 2.782 | 0.2634%
GA | McIntosh (6124) | 6124 | CT4 |  | 2023 | 102 | 102 | 4749 |  | 0.113 | 0.0068 | 3312.2 | 0.0616 | 6.857 | 0.3665 | 54708.7 | Pipeline Natural Gas | Diesel Oil | Combustion turbine |  | Water Injection |  |  | ARP, CSNOX, CSOSG1, CSSO2G2 | 6124 CT4 | 1994-05-31 | 1419 |  | 2.8878 | 0.4401%
GA | McIntosh (6124) | 6124 | CT5 |  | 2023 | 40 | 40 | 1957 |  | 0.064 | 0.0059 | 1308.5 | 0.0611 | 2.196 | 0.2955 | 21318.3 | Pipeline Natural Gas | Diesel Oil | Combustion turbine |  | Water Injection |  |  | ARP, CSNOX, CSOSG1, CSSO2G2 | 6124 CT5 | 1994-05-01 | 1419 |  | 2.2443 | 0.1715%
GA | McIntosh (6124) | 6124 | CT6 |  | 2023 | 129 | 129 | 6427 |  | 0.17 | 0.0052 | 4594.2 | 0.0609 | 8.415 | 0.3113 | 75682 | Pipeline Natural Gas | Diesel Oil | Combustion turbine |  | Water Injection |  |  | ARP, CSNOX, CSOSG1, CSSO2G2 | 6124 CT6 | 1994-05-07 | 1419 |  | 2.6186 | 0.6088%
GA | McIntosh (6124) | 6124 | CT7 |  | 2023 | 84 | 84 | 3962 |  | 0.193 | 0.0097 | 2788.8 | 0.0629 | 6.122 | 0.3898 | 44575.1 | Pipeline Natural Gas | Diesel Oil | Combustion turbine |  | Water Injection |  |  | ARP, CSNOX, CSOSG1, CSSO2G2 | 6124 CT7 | 1994-04-27 | 1419 |  | 3.0904 | 0.3586%
GA | McIntosh (6124) | 6124 | CT8 |  | 2023 | 55 | 55 | 2554 |  | 0.083 | 0.0072 | 1634.4 | 0.0618 | 3.313 | 0.3557 | 26587.1 | Pipeline Natural Gas | Diesel Oil | Combustion turbine |  | Water Injection |  |  | ARP, CSNOX, CSOSG1, CSSO2G2 | 6124 CT8 | 1994-02-28 | 1419 |  | 2.5944 | 0.2139%
IN | A B Brown Generating Station | 6137 | 1 |  | 2023 | 4925 | 4901.74 | 875876.14 |  | 1248.332 | 0.2683 | 951917.928 | 0.103 | 483.945 | 0.1046 | 9277955.788 | Coal |  | Dry bottom wall-fired boiler | Dual Alkali | Selective Catalytic Reduction | Baghouse | Sodium Based | ARP, CSNOX, CSOSG3, CSSO2G1, MATS | 6137 1 | 1979-04-19 | 3632 | Y | 1.1051 | 29.16%
IN | A B Brown Generating Station | 6137 | 2 |  | 2023 | 6058 | 6048.53 | 1126251.41 |  | 1469.411 | 0.2552 | 1191010.568 | 0.103 | 615.295 | 0.1055 | 11608285.064 | Coal |  | Dry bottom wall-fired boiler | Dual Alkali | Selective Catalytic Reduction | Electrostatic Precipitator | Sodium Based | ARP, CSNOX, CSOSG3, CSSO2G1, MATS | 6137 2 | 1984-02-19 | 4469 | Y | 1.0926 | 29.65%
IN | A B Brown Generating Station | 6137 | 3 |  | 2023 | 422 | 339.88 | 13996.2 |  | 0.493 | 0.0049 | 10901.977 | 0.0597 | 14.751 | 0.15 | 181572.983 | Pipeline Natural Gas | Diesel Oil | Combustion turbine |  | Water Injection |  |  | ARP, CSNOX, CSOSG3, CSSO2G1 | 6137 3 | 1991-06-03 | 1108 |  | 2.1079 | 1.871%
IN | A B Brown Generating Station | 6137 | 4 |  | 2023 | 414 | 335.41 | 17011.01 |  | 0.07 | 0.001 | 13814.578 | 0.0591 | 2.977 | 0.0374 | 232459.54 | Pipeline Natural Gas |  | Combustion turbine |  | Dry Low NOx Burners,Water Injection |  |  | ARP, CSNOX, CSOSG3, CSSO2G1 | 6137 4 | 2002-07-01 | 1406 |  | 0.35001 | 1.887%
AR | Flint Creek Power Plant | 6138 | 1 |  | 2023 | 7821 | 7808.42 | 2276365.06 |  | 642.987 | 0.0569 | 2491950.095 | 0.105 | 2574.732 | 0.218 | 23759994.669 | Coal |  | Dry bottom wall-fired boiler | Dry Lime FGD | Low NOx Burner Technology w/ Overfire Air | Baghouse,Electrostatic Precipitator | Halogenated PAC Sorbent Injection | ARP, CSOSG2, MATS | 6138 1 | 1978-01-30 | 6324 |  | 2.2621 | 42.89%
TX | Welsh Power Plant | 6139 | 1 |  | 2023 | 6253 | 6246.99 | 2096619.99 |  | 5239.412 | 0.4497 | 2402954.948 | 0.105 | 2079.077 | 0.177 | 22911483.723 | Coal |  | Dry bottom wall-fired boiler |  | Low NOx Burner Technology w/ Overfire Air | Baghouse,Electrostatic Precipitator | Halogenated PAC Sorbent Injection | ARP, CSOSG2, MATS, TXSO2 | 6139 1 | 1977-03-31 | 6896 |  | 1.9833 | 37.93%
TX | Welsh Power Plant | 6139 | 3 |  | 2023 | 5453 | 5441.44 | 1760180.24 |  | 4256.261 | 0.4409 | 1969204.226 | 0.105 | 1937.705 | 0.2082 | 18775756.434 | Coal |  | Dry bottom wall-fired boiler |  | Low NOx Burner Technology w/ Overfire Air | Baghouse,Electrostatic Precipitator | Halogenated PAC Sorbent Injection | ARP, CSOSG2, MATS, TXSO2 | 6139 3 | 1982-02-10 | 6909 |  | 2.2017 | 31.02%
TX | Martin Lake | 6146 | 1 |  | 2023 | 7720 | 7713.61 | 4400579.29 |  | 4190.201 | 0.1517 | 4889416.286 | 0.105 | 3200.12 | 0.1437 | 46619126.146 | Coal |  | Tangentially-fired | Wet Limestone | Low NOx Burner Technology w/ Separated OFA | Electrostatic Precipitator | Untreated PAC Sorbent Injection | ARP, CSOSG2, MATS, TXSO2 | 6146 1 | 1977-05-16 | 9210 |  | 1.4544 | 57.78%
TX | Martin Lake | 6146 | 2 |  | 2023 | 8254 | 8245.57 | 4436025.28 |  | 4633.157 | 0.1733 | 4598687.206 | 0.105 | 2856.385 | 0.1279 | 43847126.509 | Coal |  | Tangentially-fired | Wet Limestone | Low NOx Burner Technology w/ Separated OFA | Electrostatic Precipitator |  | ARP, CSOSG2, MATS, TXSO2 | 6146 2 | 1978-05-23 | 9257 |  | 1.2878 | 54.07%
TX | Martin Lake | 6146 | 3 |  | 2023 | 7145 | 7130.04 | 4189019.44 |  | 4473.805 | 0.1725 | 4497728.571 | 0.1049 | 3082.258 | 0.1436 | 42884523.184 | Coal |  | Tangentially-fired | Wet Limestone | Low NOx Burner Technology w/ Separated OFA | Electrostatic Precipitator |  | ARP, CSOSG2, MATS, TXSO2 | 6146 3 | 1979-04-01 | 9484 |  | 1.4716 | 51.62%
MO | Rush Island | 6155 | 1 |  | 2023 | 905 | 894.12 | 413675.78 |  | 947.26 | 0.4375 | 412162.484 | 0.1048 | 176.275 | 0.0996 | 3929846.04 | Coal |  | Tangentially-fired |  | Low NOx Burner Technology w/ Closed-coupled/Separated OFA | Electrostatic Precipitator |  | ARP, CSNOX, CSOSG2, CSSO2G1, MATS | 6155 1 | 1976-02-01 | 5922 |  | 0.85224 | 7.575%
MO | Rush Island | 6155 | 2 |  | 2023 | 1044 | 1027.86 | 477359.97 |  | 1101.786 | 0.4701 | 449357.906 | 0.1049 | 191.021 | 0.0983 | 4284491.892 | Coal |  | Tangentially-fired |  | Low NOx Burner Technology w/ Closed-coupled/Separated OFA | Electrostatic Precipitator |  | ARP, CSNOX, CSOSG2, CSSO2G1, MATS | 6155 2 | 1977-02-01 | 5922 |  | 0.80032 | 8.259%
CT | New Haven Harbor | 6156 | NHB1 |  | 2023 | 219 | 205.2 | 30569.55 |  | 28.685 | 0.1109 | 27295.075 | 0.0671 | 19.361 | 0.0762 | 381566.218 | Residual Oil | Diesel Oil, Pipeline Natural Gas | Tangentially-fired |  |  | Electrostatic Precipitator |  | ARP, MATS, RGGI, SIPNOX | 6156 NHB1 | 1975-08-31 | 5130 |  | 1.2667 | 0.8491%
CT | New Haven Harbor | 6156 | NHHS2 |  | 2023 | 49 | 34.41 | 1442.01 |  | 0.004 | 0.0005 | 1048.133 | 0.0758 | 0.151 | 0.0295 | 13592.722 | Diesel Oil | Pipeline Natural Gas | Combustion turbine |  | Water Injection,Selective Catalytic Reduction |  |  | ARP, RGGI, SIPNOX | 6156 NHHS2 | 2012-05-07 | 485 | Y | 0.20943 | 0.3199%
CT | New Haven Harbor | 6156 | NHHS3 |  | 2023 | 56 | 38.29 | 1585.31 |  | 0.004 | 0.0006 | 1123.32 | 0.0779 | 0.135 | 0.0301 | 14565.687 | Diesel Oil | Pipeline Natural Gas | Combustion turbine |  | Water Injection,Selective Catalytic Reduction |  |  | ARP, RGGI, SIPNOX | 6156 NHHS3 | 2012-04-26 | 485 | Y | 0.17031 | 0.3428%
CT | New Haven Harbor | 6156 | NHHS4 |  | 2023 | 43 | 31.61 | 1329.14 |  | 0.004 | 0.0006 | 948.745 | 0.0774 | 0.119 | 0.022 | 12375.088 | Diesel Oil | Pipeline Natural Gas | Combustion turbine |  | Water Injection,Selective Catalytic Reduction |  |  | ARP, RGGI, SIPNOX | 6156 NHHS4 | 2012-04-11 | 485 | Y | 0.17906 | 0.2913%
UT | Hunter | 6165 | 1 |  | 2023 | 7330 | 7322.65 | 1754820.66 |  | 660.496 | 0.0726 | 1791288.655 | 0.103 | 1562.887 | 0.1781 | 17458972.477 | Coal |  | Tangentially-fired | Wet Lime FGD | Low NOx Burner Technology w/ Closed-coupled/Separated OFA | Baghouse |  | ARP, MATS | 6165 1 | 1978-06-10 | 5348 |  | 1.7812 | 37.27%
UT | Hunter | 6165 | 2 |  | 2023 | 7217 | 7196.86 | 1641758.71 |  | 658.237 | 0.077 | 1715668.084 | 0.103 | 1345.796 | 0.1556 | 16721935.347 | Coal |  | Tangentially-fired | Wet Lime FGD | Low NOx Burner Technology w/ Closed-coupled/Separated OFA | Baghouse |  | ARP, MATS | 6165 2 | 1980-06-04 | 6130 |  | 1.6395 | 31.14%
UT | Hunter | 6165 | 3 |  | 2023 | 6569 | 6552.14 | 1293720.39 |  | 621.49 | 0.0898 | 1408901.659 | 0.1029 | 1745.747 | 0.2493 | 13732018.68 | Coal |  | Dry bottom wall-fired boiler | Wet Lime FGD | Low NOx Burner Technology w/ Overfire Air | Wet Scrubber,Baghouse |  | ARP, MATS | 6165 3 | 1983-06-01 | 5742 |  | 2.6988 | 27.3%
IN | Rockport | 6166 | MB1 | CS012 | 2023 | 2510 | 2501.94 | 1534815.92 |  | 1039.288 | 0.1257 | 1772350.335 | 0.105 | 599.959 | 0.0704 | 16898845.074 | Coal |  | Dry bottom wall-fired boiler | Sodium Based | Low NOx Burner Technology (Dry Bottom only),Selective Catalytic Reduction | Electrostatic Precipitator | Halogenated PAC Sorbent Injection | ARP, CSNOX, CSOSG3, CSSO2G1, MATS | 6166 MB1 | 1984-12-10 | 13400 | Y | 0.7818 | 14.4%
IN | Rockport | 6166 | MB2 | CS012 | 2023 | 2330 | 2322.71 | 1455227.45 |  | 968.998 | 0.1371 | 1616215.326 | 0.105 | 538.542 | 0.0703 | 15410150.108 | Coal |  | Dry bottom wall-fired boiler | Sodium Based | Low NOx Burner Technology (Dry Bottom only),Selective Catalytic Reduction | Electrostatic Precipitator | Halogenated PAC Sorbent Injection | ARP, CSNOX, CSOSG3, CSSO2G1, MATS | 6166 MB2 | 1989-12-01 | 13400 | Y | 0.74015 | 13.13%
AZ | Coronado Generating Station | 6177 | U1B |  | 2023 | 6080 | 6064.38 | 1578842.93 |  | 65.552 | 0.0068 | 1787975.847 | 0.1044 | 2141.75 | 0.2359 | 17060443.206 | Coal | Diesel Oil | Dry bottom turbo-fired boiler | Wet Limestone | Low NOx Burner Technology w/ Overfire Air | Electrostatic Precipitator |  | ARP, MATS | 6177 U1B | 1979-12-01 | 4829.9 |  | 2.7131 | 40.32%
AZ | Coronado Generating Station | 6177 | U2B |  | 2023 | 6832 | 6826.25 | 1938229.22 |  | 60.199 | 0.0048 | 2217280.782 | 0.1045 | 679.693 | 0.0628 | 21168693.204 | Coal | Diesel Oil | Dry bottom turbo-fired boiler | Wet Limestone | Low NOx Burner Technology w/ Overfire Air,Selective Catalytic Reduction | Electrostatic Precipitator |  | ARP, MATS | 6177 U2B | 1980-10-01 | 4963 | Y | 0.70135 | 48.69%
TX | Coleto Creek | 6178 | 1 |  | 2023 | 6160 | 6140.1 | 2851065.68 |  | 9577.27 | 0.6382 | 3013749.179 | 0.105 | 2121.567 | 0.1511 | 28735198.007 | Coal |  | Tangentially-fired |  | Low NOx Burner Technology w/ Closed-coupled/Separated OFA | Baghouse | Additives to Enhance PAC and Existing Equipment Performance | ARP, CSOSG2, MATS, TXSO2 | 6178 1 | 1980-06-30 | 7685 |  | 1.4883 | 42.68%
TX | Sam Seymour | 6179 | 1 |  | 2023 | 8431 | 8429.79 | 2932694.71 |  | 144.854 | 0.0092 | 3195360.801 | 0.105 | 1845.929 | 0.1323 | 30466870.694 | Coal | Diesel Oil, Other Solid Fuel | Tangentially-fired | Wet Limestone | Low NOx Burner Technology w/ Closed-coupled/Separated OFA | Electrostatic Precipitator |  | ARP, CSOSG2, MATS, TXSO2 | 6179 1 | 1979-06-01 | 8673.9 |  | 1.2589 | 40.1%
TX | Sam Seymour | 6179 | 2 |  | 2023 | 8559 | 8554.16 | 3021247.11 |  | 255.1 | 0.0148 | 3441232.536 | 0.105 | 1903.536 | 0.1256 | 32811145.885 | Coal | Diesel Oil, Other Solid Fuel | Tangentially-fired | Wet Limestone | Low NOx Burner Technology w/ Closed-coupled/Separated OFA | Electrostatic Precipitator |  | ARP, CSOSG2, MATS, TXSO2 | 6179 2 | 1980-05-21 | 8673.9 |  | 1.2601 | 43.18%
TX | Sam Seymour | 6179 | 3 |  | 2023 | 6438 | 6435.79 | 2315265.07 |  | 178.406 | 0.0134 | 2611498.55 | 0.105 | 1614.624 | 0.1365 | 24899886.941 | Coal | Diesel Oil, Other Solid Fuel | Tangentially-fired | Wet Limestone | Low NOx Burner Technology w/ Closed-coupled/Separated OFA | Electrostatic Precipitator |  | ARP, CSOSG2, MATS | 6179 3 | 1988-04-29 | 6333.3 |  | 1.3948 | 44.88%
TX | Oak Grove | 6180 | 1 |  | 2023 | 8253 | 8240.85 | 6567981.88 |  | 4102.414 | 0.1267 | 6860505.428 | 0.1086 | 2294.468 | 0.0709 | 63042079.818 | Coal | Pipeline Natural Gas | Tangentially-fired | Wet Limestone | Low NOx Burner Technology w/ Separated OFA,Ammonia Injection,Selective Catalytic Reduction | Baghouse |  | ARP, CSOSG2, MATS | 6180 1 | 2009-08-07 | 9940 | Y | 0.69868 | 72.4%
TX | Oak Grove | 6180 | 2 |  | 2023 | 8197 | 8183.03 | 6443900.45 |  | 4093.119 | 0.133 | 6572744.752 | 0.1084 | 2078.794 | 0.0705 | 60399833.457 | Coal | Pipeline Natural Gas | Dry bottom wall-fired boiler | Wet Limestone | Low NOx Burner Technology (Dry Bottom only),Ammonia Injection,Selective Catalytic Reduction | Baghouse |  | ARP, CSOSG2, MATS | 6180 2 | 2010-01-01 | 9835 | Y | 0.6452 | 70.11%
TX | San Miguel | 6183 | SM-1 |  | 2023 | 5648 | 5632.45 | 1573373.95 |  | 4615.175 | 0.4761 | 1972164.289 | 0.109 | 1426.175 | 0.1569 | 18114837.765 | Coal |  | Dry bottom wall-fired boiler | Wet Limestone | Overfire Air,Low NOx Burner Technology (Dry Bottom only) | Electrostatic Precipitator,Wet Scrubber |  | ARP, CSOSG2, MATS | 6183 SM-1 | 1982-01-01 | 6815 |  | 1.8129 | 30.34%
LA | Brame Energy Center | 6190 | 1 |  | 2023 | 6670 | 6652.48 | 1435751.92 |  | 4.383 | 0.001 | 868289.673 | 0.0589 | 1656.669 | 0.2113 | 14610686.766 | Pipeline Natural Gas |  | Dry bottom wall-fired boiler |  |  |  |  | ARP, CSOSG2E | 6190 1 | 1975-06-01 | 5004 |  | 2.3077 | 33.33%
LA | Brame Energy Center | 6190 | 2 |  | 2023 | 7811 | 7799.26 | 1833395.19 |  | 2379.127 | 0.2469 | 2069013.854 | 0.1048 | 1919.472 | 0.1941 | 19730318.266 | Coal |  | Dry bottom wall-fired boiler |  | Low NOx Burner Technology w/ Overfire Air,Selective Non-catalytic Reduction | Baghouse,Electrostatic Precipitator | Untreated PAC Sorbent Injection | ARP, CSOSG2E, MATS | 6190 2 | 1982-08-01 | 6534 | Y | 2.0939 | 34.47%
LA | Brame Energy Center | 6190 | 2024-03-01 |  | 2023 | 2293 | 2285.03 | 537377.67 |  | 334.862 | 0.1117 | 618544.632 | 0.1028 | 94.764 | 0.0317 | 5882073.286 | Petroleum Coke | Coal | Circulating fluidized bed boiler | Dry Lime FGD | Selective Non-catalytic Reduction | Baghouse | Untreated PAC Sorbent Injection | ARP, CSOSG2E, MATS | 6190 45352 | 2009-11-14 | 3750 | Y | 0.35269 | 17.91%
LA | Brame Energy Center | 6190 | 2024-03-02 |  | 2023 | 2816 | 2813.57 | 729254.87 |  | 447.737 | 0.1135 | 824683.699 | 0.1045 | 113.703 | 0.0284 | 7825611.368 | Petroleum Coke | Coal | Circulating fluidized bed boiler | Dry Lime FGD | Selective Non-catalytic Reduction | Baghouse | Untreated PAC Sorbent Injection | ARP, CSOSG2E, MATS | 6190 45353 | 2009-11-05 | 3750 | Y | 0.31183 | 23.82%
TX | Harrington Station | 6193 | 061B |  | 2023 | 5742 | 5690.29 | 1136647.21 |  | 3519.516 | 0.542 | 1294692.543 | 0.1011 | 742.666 | 0.1127 | 12409152.463 | Coal | Pipeline Natural Gas | Tangentially-fired |  | Low NOx Burner Technology w/ Separated OFA,Overfire Air | Electrostatic Precipitator | Halogenated PAC Sorbent Injection | ARP, CSOSG2, MATS, TXSO2 | 6193 061B | 1976-07-01 | 4631 |  | 1.3068 | 30.59%
TX | Harrington Station | 6193 | 062B |  | 2023 | 4790 | 4764.23 | 1009126.12 |  | 2929.332 | 0.5725 | 1039712.872 | 0.1026 | 627.796 | 0.1204 | 9938342.79 | Coal | Pipeline Natural Gas | Tangentially-fired |  | Low NOx Burner Technology w/ Closed-coupled/Separated OFA,Overfire Air | Baghouse | Halogenated PAC Sorbent Injection | ARP, CSOSG2, MATS, TXSO2 | 6193 062B | 1978-05-01 | 4222 |  | 1.2442 | 26.87%
TX | Harrington Station | 6193 | 063B |  | 2023 | 6749 | 6715.99 | 1397386.63 |  | 4083.016 | 0.5599 | 1466200.22 | 0.1027 | 946.728 | 0.1331 | 14016206.945 | Coal | Pipeline Natural Gas | Tangentially-fired |  | Low NOx Burner Technology w/ Closed-coupled/Separated OFA,Overfire Air | Baghouse | Halogenated PAC Sorbent Injection | ARP, CSOSG2, MATS, TXSO2 | 6193 063B | 1980-05-01 | 4397 |  | 1.355 | 36.39%
TX | Tolk Station | 6194 | 171B |  | 2023 | 5727 | 5693.22 | 1545733.37 |  | 4454.198 | 0.535 | 1642795.416 | 0.1023 | 1191.753 | 0.1542 | 15719901.147 | Coal |  | Tangentially-fired |  | Low NOx Burner Technology w/ Separated OFA,Overfire Air | Baghouse | Halogenated PAC Sorbent Injection | ARP, CSOSG2, MATS, TXSO2 | 6194 171B | 1982-07-01 | 6331 |  | 1.542 | 28.34%
TX | Tolk Station | 6194 | 172B |  | 2023 | 5574 | 5543.83 | 1369851.78 |  | 3975.69 | 0.5281 | 1459982.426 | 0.1022 | 981.59 | 0.1333 | 13975940.544 | Coal |  | Tangentially-fired |  | Low NOx Burner Technology w/ Separated OFA,Overfire Air | Baghouse | Halogenated PAC Sorbent Injection | ARP, CSOSG2, MATS, TXSO2 | 6194 172B | 1985-04-01 | 6454 |  | 1.4331 | 24.72%
MO | John Twitty Energy Center | 6195 | 1 |  | 2023 | 6817 | 6801.71 | 952624.77 |  | 2091.507 | 0.4456 | 959463.595 | 0.1031 | 503.507 | 0.1089 | 9237022.425 | Coal | Diesel Oil, Natural Gas, Pipeline Natural Gas | Dry bottom wall-fired boiler |  | Other,Selective Catalytic Reduction | Baghouse | Halogenated PAC Sorbent Injection | ARP, CSNOX, CSOSG2, CSSO2G1, MATS | 6195 1 | 1976-06-01 | 1990 | Y | 1.0571 | 52.99%
MO | John Twitty Energy Center | 6195 | 2 |  | 2023 | 5935 | 5921.54 | 1124081.6 |  | 417.293 | 0.0807 | 1063764.021 | 0.103 | 366.077 | 0.0725 | 10207597.48 | Coal | Natural Gas, Pipeline Natural Gas | Dry bottom wall-fired boiler | Dry Lime FGD | Selective Catalytic Reduction | Baghouse | Other (Non PAC) Sorbent Injection | ARP, CSNOX, CSOSG2, CSSO2G1, MATS | 6195 2 | 2010-11-01 | 2724 | Y | 0.65134 | 42.78%
MO | John Twitty Energy Center | 6195 | CT1A |  | 2023 | 1658 | 1397.07 | 26608.61 |  | 0.161 | 0.001 | 23606.859 | 0.0593 | 30.745 | 0.1647 | 397197.043 | Natural Gas |  | Combustion turbine |  | Water Injection |  |  | CSNOX, CSOSG2, CSSO2G1 | 6195 CT1A | 1982-12-18 | 376 |  | 2.3109 | 12.06%
MO | John Twitty Energy Center | 6195 | CT1B |  | 2023 | 980 | 826.07 | 14307.92 |  | 0.083 | 0.001 | 12356.511 | 0.0594 | 15.217 | 0.1507 | 207888.59 | Natural Gas |  | Combustion turbine |  | Water Injection |  |  | CSNOX, CSOSG2, CSSO2G1 | 6195 CT1B | 1982-12-18 | 376 |  | 2.1271 | 6.312%
MO | John Twitty Energy Center | 6195 | CT2A |  | 2023 | 1178 | 993.27 | 15881.05 |  | 0.102 | 0.001 | 15416.32 | 0.0593 | 18.98 | 0.152 | 259388.965 | Natural Gas |  | Combustion turbine |  | Water Injection |  |  | CSNOX, CSOSG2, CSSO2G1 | 6195 CT2A | 1982-12-18 | 376 |  | 2.3903 | 7.875%
MO | John Twitty Energy Center | 6195 | CT2B |  | 2023 | 1789 | 1498.04 | 26055.17 |  | 0.167 | 0.001 | 24571.065 | 0.0593 | 31.766 | 0.1543 | 413472.004 | Natural Gas |  | Combustion turbine |  | Water Injection |  |  | CSNOX, CSOSG2, CSSO2G1 | 6195 CT2B | 1982-12-18 | 376 |  | 2.4384 | 12.55%
WY | Laramie River | 6204 | 1 |  | 2023 | 5223 | 5210.68 | 2135455.13 |  | 1293.028 | 0.1031 | 2615610.552 | 0.105 | 600.521 | 0.0491 | 24939115.449 | Coal |  | Dry bottom wall-fired boiler | Wet Limestone | Overfire Air,Selective Catalytic Reduction,Low NOx Burner Technology (Dry Bottom only) | Electrostatic Precipitator | Halogenated PAC Sorbent Injection | ARP, MATS | 6204 1 | 1980-06-15 | 7540 | Y | 0.56243 | 37.76%
WY | Laramie River | 6204 | 2 |  | 2023 | 8453 | 8445.89 | 4051784.71 |  | 2249.682 | 0.1064 | 4377557.709 | 0.105 | 2959.87 | 0.14 | 41738797.863 | Coal |  | Dry bottom wall-fired boiler | Wet Limestone | Overfire Air,Selective Non-catalytic Reduction,Low NOx Burner Technology (Dry Bottom only) | Electrostatic Precipitator | Halogenated PAC Sorbent Injection | ARP, MATS | 6204 2 | 1981-06-15 | 7000 | Y | 1.461 | 68.07%
WY | Laramie River | 6204 | 3 |  | 2023 | 8581 | 8573.28 | 4052006.85 |  | 3087.692 | 0.1289 | 5014801.03 | 0.105 | 3336.836 | 0.1383 | 47814656.742 | Coal |  | Dry bottom wall-fired boiler | Dry Lime FGD | Overfire Air,Selective Non-catalytic Reduction,Low NOx Burner Technology (Dry Bottom only) | Electrostatic Precipitator | Halogenated PAC Sorbent Injection | ARP, MATS | 6204 3 | 1982-12-18 | 7750 | Y | 1.647 | 70.43%
IN | Merom | 6213 | 1SG1 |  | 2023 | 6895 | 6877.78 | 2482094.93 |  | 1269.823 | 0.0954 | 2608357.524 | 0.103 | 711.958 | 0.0574 | 25422608.189 | Coal |  | Dry bottom turbo-fired boiler | Wet Limestone | Selective Catalytic Reduction,Low NOx Burner Technology w/ Overfire Air | Electrostatic Precipitator | Untreated PAC Sorbent Injection | ARP, CSNOX, CSOSG3, CSSO2G1, MATS | 6213 1SG1 | 1983-09-01 | 5800 | Y | 0.57368 | 50.04%
IN | Merom | 6213 | 2SG1 |  | 2023 | 5763 | 5751.39 | 2136893.6 |  | 1568.429 | 0.1261 | 2466924.62 | 0.103 | 656.464 | 0.0559 | 24044082.456 | Coal |  | Dry bottom turbo-fired boiler | Wet Limestone | Selective Catalytic Reduction,Low NOx Burner Technology w/ Overfire Air | Electrostatic Precipitator | Untreated PAC Sorbent Injection | ARP, CSNOX, CSOSG3, CSSO2G1, MATS | 6213 2SG1 | 1982-02-01 | 7000 | Y | 0.61441 | 39.21%
MO | Empire District Elec Co Energy Ctr | 6223 | 1 |  | 2023 | 1050 | 968.75 | 48019.29 |  | 0.265 | 0.0011 | 45180.731 | 0.0606 | 56.359 | 0.1594 | 749806.454 | Pipeline Natural Gas | Diesel Oil | Combustion turbine |  | Water Injection |  |  | CSNOX, CSOSG2, CSSO2G1 | 6223 1 | 1978-02-24 | 1336.9 |  | 2.3473 | 6.402%
MO | Empire District Elec Co Energy Ctr | 6223 | 2 |  | 2023 | 901 | 822.74 | 43493.36 |  | 0.228 | 0.0012 | 39963.997 | 0.061 | 46.662 | 0.1604 | 661825.281 | Pipeline Natural Gas | Diesel Oil | Combustion turbine |  | Water Injection |  |  | CSNOX, CSOSG2, CSSO2G1 | 6223 2 | 1981-05-05 | 1352.6 |  | 2.1457 | 5.586%
MO | Empire District Elec Co Energy Ctr | 6223 | 3A |  | 2023 | 2565 | 2248.41 | 39451.34 |  | 0.157 | 0.0011 | 28248.153 | 0.0602 | 20.239 | 0.0926 | 470592.138 | Pipeline Natural Gas | Diesel Oil | Combustion turbine |  | Water Injection |  |  | ARP, CSNOX, CSOSG2, CSSO2G1 | 6223 3A | 2003-03-15 | 313 |  | 1.026 | 17.16%
MO | Empire District Elec Co Energy Ctr | 6223 | 3B |  | 2023 | 2513 | 2185.02 | 37002.58 |  | 0.147 | 0.0011 | 26215.071 | 0.0604 | 19.024 | 0.0976 | 436633.16 | Pipeline Natural Gas | Diesel Oil | Combustion turbine |  | Water Injection |  |  | ARP, CSNOX, CSOSG2, CSSO2G1 | 6223 3B | 2003-03-15 | 313 |  | 1.0283 | 15.92%
MO | Empire District Elec Co Energy Ctr | 6223 | 4A |  | 2023 | 2425 | 2106.85 | 34364.25 |  | 0.137 | 0.0011 | 24302.407 | 0.0602 | 17.525 | 0.0933 | 404491.192 | Pipeline Natural Gas | Diesel Oil | Combustion turbine |  | Water Injection |  |  | ARP, CSNOX, CSOSG2, CSSO2G1 | 6223 4A | 2003-04-01 | 313 |  | 1.02 | 14.75%
MO | Empire District Elec Co Energy Ctr | 6223 | 4B |  | 2023 | 2451 | 2134.14 | 38618.26 |  | 0.152 | 0.0011 | 27139.149 | 0.0602 | 19.579 | 0.0937 | 451801.201 | Pipeline Natural Gas | Diesel Oil | Combustion turbine |  | Water Injection |  |  | ARP, CSNOX, CSOSG2, CSSO2G1 | 6223 4B | 2003-04-01 | 315 |  | 1.014 | 16.37%
TX | Roland C. Dansby Power Plant | 6243 | 1 |  | 2023 | 5584 | 5573.26 | 114611.25 |  | 0.274 | 0.001 | 54349.559 | 0.0594 | 38.791 | 0.0841 | 914505.511 | Pipeline Natural Gas | Diesel Oil | Dry bottom wall-fired boiler |  | Overfire Air |  |  | ARP, CSOSG2 | 6243 1 | 1978-09-01 | 1300 |  | 0.67691 | 8.03%
TX | Roland C. Dansby Power Plant | 6243 | 2 |  | 2023 | 1322 | 1118.19 | 48857.81 |  | 0.143 | 0.001 | 28259.925 | 0.0592 | 2.951 | 0.0168 | 475534.658 | Pipeline Natural Gas |  | Combustion turbine |  | Water Injection,Selective Catalytic Reduction |  |  | ARP, CSOSG2 | 6243 2 | 2003-12-12 | 500 | Y | 0.1208 | 10.86%
TX | Roland C. Dansby Power Plant | 6243 | 3 |  | 2023 | 1284 | 1100.2 | 49009.5 |  | 0.144 | 0.001 | 28439.229 | 0.0592 | 4.744 | 0.0248 | 478557.847 | Pipeline Natural Gas | Diesel Oil | Combustion turbine |  | Water Injection,Selective Catalytic Reduction |  |  | ARP, CSOSG2 | 6243 3 | 2010-01-19 | 932 | Y | 0.1936 | 5.862%
CO | Pawnee | 6248 | 1 |  | 2023 | 8299 | 8295.13 | 3008781.52 |  | 1518.024 | 0.0952 | 3398439.339 | 0.1047 | 782.381 | 0.0476 | 32408952.602 | Coal | Natural Gas | Dry bottom wall-fired boiler | Dry Lime FGD | Low NOx Burner Technology w/ Overfire Air,Selective Catalytic Reduction | Baghouse | Halogenated PAC Sorbent Injection | ARP, MATS | 6248 1 | 1981-12-02 | 6700 | Y | 0.52007 | 55.22%
SC | Winyah | 6249 | 1 |  | 2023 | 5117 | 5101.41 | 919143.29 |  | 382.133 | 0.0833 | 943585.503 | 0.103 | 396.592 | 0.0869 | 9196733.872 | Coal |  | Dry bottom wall-fired boiler | Wet Limestone | Low NOx Burner Technology w/ Overfire Air,Selective Catalytic Reduction | Electrostatic Precipitator |  | ARP, CSNOX, CSSO2G2, MATS, SIPNOX | 6249 1 | 1975-03-01 | 3224 | Y | 0.86296 | 32.56%
SC | Winyah | 6249 | 2 |  | 2023 | 5976 | 5960.26 | 1030036.92 |  | 453.573 | 0.0782 | 1034374.393 | 0.103 | 521.993 | 0.1049 | 10081631.256 | Coal |  | Dry bottom turbo-fired boiler | Wet Limestone | Overfire Air,Selective Catalytic Reduction | Electrostatic Precipitator |  | ARP, CSNOX, CSSO2G2, MATS, SIPNOX | 6249 2 | 1977-07-01 | 3858 | Y | 1.0135 | 29.83%
SC | Winyah | 6249 | 3 |  | 2023 | 3362 | 3334.19 | 506387.55 |  | 493.219 | 0.1522 | 581453.284 | 0.103 | 287.452 | 0.101 | 5667191.964 | Coal |  | Dry bottom turbo-fired boiler | Wet Limestone | Selective Catalytic Reduction | Electrostatic Precipitator |  | ARP, CSNOX, CSSO2G2, MATS, SIPNOX | 6249 3 | 1980-05-01 | 3864 | Y | 1.1353 | 16.74%
SC | Winyah | 6249 | 4 |  | 2023 | 3451 | 3437.33 | 609204.49 |  | 343.174 | 0.1079 | 617368.67 | 0.1028 | 306.322 | 0.1047 | 6017249.221 | Coal |  | Dry bottom turbo-fired boiler | Wet Limestone | Selective Catalytic Reduction | Electrostatic Precipitator |  | ARP, CSNOX, CSSO2G2, MATS, SIPNOX | 6249 4 | 1981-11-01 | 3605 | Y | 1.0056 | 19.05%
NC | Mayo | 6250 | 1A | CS005A | 2023 | 3483 | 3468.92 |  | 5548383.83 | 983.016 | 0.227 | 793106.665 | 0.1011 | 429.498 | 0.1186 | 7744552.187 | Coal | Diesel Oil | Dry bottom wall-fired boiler | Wet Lime FGD | Low NOx Burner Technology (Dry Bottom only),Selective Catalytic Reduction | Wet Scrubber,Electrostatic Precipitator |  | ARP, CSNOX, CSSO2G1, MATS, SIPNOX | 6250 1A | 1982-12-01 | 4900 | Y |  | 18.04%
NC | Mayo | 6250 | 1B | CS005A | 2023 | 3482 | 3467.93 |  | 4903671.92 | 853.772 | 0.227 | 704403.791 | 0.1011 | 385.959 | 0.1187 | 6871302.242 | Coal | Diesel Oil | Dry bottom wall-fired boiler | Wet Lime FGD | Low NOx Burner Technology (Dry Bottom only),Selective Catalytic Reduction | Wet Scrubber,Electrostatic Precipitator |  | ARP, CSNOX, CSSO2G1, MATS, SIPNOX | 6250 1B | 1982-12-01 | 4900 | Y |  | 16.01%
WI | Germantown Power Plant | 6253 | **5 |  | 2023 | 278 | 239.16 | 14421.52 |  | 0.055 | 0.001 | 10835.839 | 0.0591 | 2.668 | 0.029 | 182317.512 | Pipeline Natural Gas | Diesel Oil | Combustion turbine |  | Water Injection |  |  | ARP, CSNOX, CSOSG3, CSSO2G1 | 6253 **5 | 2000-05-08 | 1219 |  | 0.37 | 1.707%
WI | Germantown Power Plant | 6253 | P30 |  | 2023 | 34 | 22 |  |  | 0.18 | 0.05 | 579.1 | 0.081 | 4.291 | 1.2 | 7150.7 | Diesel Oil |  | Combustion turbine |  |  |  |  | CSNOX, CSOSG3, CSSO2G1 | 6253 P30 | 1978-04-15 | 632 |  |  | 0.1292%
WI | Germantown Power Plant | 6253 | P31 |  | 2023 | 38 | 26.75 |  |  | 0.219 | 0.05 | 704 | 0.081 | 5.217 | 1.2 | 8694.4 | Diesel Oil |  | Combustion turbine |  |  |  |  | CSNOX, CSOSG3, CSSO2G1 | 6253 P31 | 1978-04-03 | 632 |  |  | 0.157%
WI | Germantown Power Plant | 6253 | P32 |  | 2023 | 31 | 22 |  |  | 0.18 | 0.05 | 579 | 0.081 | 4.291 | 1.2 | 7150.5 | Diesel Oil |  | Combustion turbine |  |  |  |  | CSNOX, CSOSG3, CSSO2G1 | 6253 P32 | 1978-04-03 | 632 |  |  | 0.1292%
WI | Germantown Power Plant | 6253 | P33 |  | 2023 | 20 | 12.77 |  |  | 0.105 | 0.0498 | 336.2 | 0.0808 | 2.49 | 1.2 | 4150.5 | Diesel Oil |  | Combustion turbine |  |  |  |  | CSNOX, CSOSG3, CSSO2G1 | 6253 P33 | 1978-03-21 | 632 |  |  | 0.07497%
WI | Germantown Power Plant | 6253 | P34 |  | 2023 | 26 | 18.5 |  |  | 0.152 | 0.05 | 486.8 | 0.081 | 3.608 | 1.2 | 6013 | Diesel Oil |  | Combustion turbine |  |  |  |  | CSNOX, CSOSG3, CSSO2G1 | 6253 P34 | 1978-03-21 | 632 |  |  | 0.1086%
WI | Germantown Power Plant | 6253 | P35 |  | 2023 | 27 | 19.25 |  |  | 0.158 | 0.05 | 506.5 | 0.081 | 3.754 | 1.2 | 6256.8 | Diesel Oil |  | Combustion turbine |  |  |  |  | CSNOX, CSOSG3, CSSO2G1 | 6253 P35 | 1978-03-21 | 632 |  |  | 0.113%
WI | Germantown Power Plant | 6253 | P36 |  | 2023 | 27 | 18.25 |  |  | 0.15 | 0.05 | 480.5 | 0.081 | 3.559 | 1.2 | 5931.6 | Diesel Oil |  | Combustion turbine |  |  |  |  | CSNOX, CSOSG3, CSSO2G1 | 6253 P36 | 1978-03-21 | 632 |  |  | 0.1071%
WI | Germantown Power Plant | 6253 | P37 |  | 2023 | 30 | 19.5 |  |  | 0.16 | 0.05 | 513.4 | 0.081 | 3.803 | 1.2 | 6338 | Diesel Oil |  | Combustion turbine |  |  |  |  | CSNOX, CSOSG3, CSSO2G1 | 6253 P37 | 1978-03-21 | 632 |  |  | 0.1145%
IA | Ottumwa | 6254 | 1 |  | 2023 | 6706 | 6696.21 | 3433325.23 |  | 1015.917 | 0.0567 | 3756421.45 | 0.1046 | 1003.454 | 0.0596 | 35825535.131 | Coal |  | Tangentially-fired | Dry Lime FGD | Low NOx Burner Technology w/ Separated OFA,Selective Catalytic Reduction | Other,Baghouse,Electrostatic Precipitator | Additives to Enhance PAC and Existing Equipment Performance | ARP, CSNOX, CSOSG2, CSSO2G1, MATS | 6254 1 | 1981-05-05 | 10060 | Y | 0.58454 | 40.65%
GA | Scherer | 6257 | 1 | MS1BYP, MS1FGD | 2023 | 8176 | 8168.32 | 3852255.16 |  | 352.658 | 0.0162 | 4374575.079 | 0.105 | 3264.307 | 0.1766 | 41710327.117 | Coal |  | Tangentially-fired | Wet Lime FGD | Other,Selective Catalytic Reduction | Baghouse,Electrostatic Precipitator | Halogenated PAC Sorbent Injection | ARP, CSNOX, CSOSG1, CSSO2G2, MATS | 6257 1 | 1982-03-19 | 10200 | Y | 1.6948 | 46.68%
GA | Scherer | 6257 | 2 | MS2BYP, MS2FGD | 2023 | 2707 | 2696.11 | 1332660.73 |  | 128.121 | 0.0174 | 1484139.465 | 0.105 | 720.537 | 0.1139 | 14150820.954 | Coal |  | Tangentially-fired | Wet Lime FGD | Other,Selective Catalytic Reduction | Baghouse,Electrostatic Precipitator | Halogenated PAC Sorbent Injection | ARP, CSNOX, CSOSG1, CSSO2G2, MATS | 6257 2 | 1984-02-01 | 10200 | Y | 1.0814 | 15.84%
GA | Scherer | 6257 | 3 | MS3BYP, MS3FGD | 2023 | 6046 | 6037.77 | 2183956.11 |  | 204.552 | 0.0284 | 2466869.44 | 0.1049 | 1707.37 | 0.1468 | 23520890.582 | Coal |  | Tangentially-fired | Wet Lime FGD | Other,Selective Catalytic Reduction | Baghouse,Electrostatic Precipitator | Halogenated PAC Sorbent Injection | ARP, CSNOX, CSOSG1, CSSO2G2, MATS | 6257 3 | 1987-01-01 | 11000 | Y | 1.5636 | 24.41%
GA | Allen B Wilson Combustion Turbine Plant | 6258 | 1A |  | 2023 | 24 | 24 | 843 |  | 1.296 | 0.5006 |  |  | 3.111 | 1.1997 | 5185 | Diesel Oil |  | Combustion turbine |  |  |  |  | CSNOX, CSOSG1, CSSO2G2 | 6258 1A | 1972-12-01 | 840 |  | 7.3808 | 0.07046%
GA | Allen B Wilson Combustion Turbine Plant | 6258 | 1B |  | 2023 | 19 | 19 | 644 |  | 2.372 | 0.5 |  |  | 5.693 | 1.2 | 9488 | Diesel Oil |  | Combustion turbine |  |  |  |  | CSNOX, CSOSG1, CSSO2G2 | 6258 1B | 1972-12-01 | 840 |  | 17.6801 | 0.1289%
GA | Allen B Wilson Combustion Turbine Plant | 6258 | 1C |  | 2023 | 24 | 24 | 606 |  | 2.185 | 0.5002 |  |  | 5.244 | 1.2 | 8739.8 | Diesel Oil |  | Combustion turbine |  |  |  |  | CSNOX, CSOSG1, CSSO2G2 | 6258 1C | 1973-02-01 | 840 |  | 17.3069 | 0.1188%
GA | Allen B Wilson Combustion Turbine Plant | 6258 | 1D |  | 2023 | 25 | 25 | 364 |  | 1.911 | 0.5 |  |  | 4.587 | 1.2 | 7644.3 | Diesel Oil |  | Combustion turbine |  |  |  |  | CSNOX, CSOSG1, CSSO2G2 | 6258 1D | 1973-02-01 | 840 |  | 25.2033 | 0.1039%
GA | Allen B Wilson Combustion Turbine Plant | 6258 | 1E |  | 2023 | 26 | 26 | 581 |  | 2.076 | 0.5 |  |  | 4.982 | 1.2 | 8303.1 | Diesel Oil |  | Combustion turbine |  |  |  |  | CSNOX, CSOSG1, CSSO2G2 | 6258 1E | 1973-04-01 | 840 |  | 17.1497 | 0.1128%
GA | Allen B Wilson Combustion Turbine Plant | 6258 | 1F |  | 2023 | 20 | 20 | 571 |  | 1.951 | 0.5 |  |  | 4.682 | 1.2 | 7803.9 | Diesel Oil |  | Combustion turbine |  |  |  |  | CSNOX, CSOSG1, CSSO2G2 | 6258 1F | 1973-04-01 | 840 |  | 16.3993 | 0.1061%
WV | Mountaineer (1301) | 6264 | 1 |  | 2023 | 6279 | 6271.41 | 5459659.98 |  | 2805.317 | 0.1061 | 5301427.96 | 0.103 | 2638.458 | 0.1052 | 51670824.911 | Coal |  | Dry bottom wall-fired boiler | Wet Limestone | Low NOx Burner Technology (Dry Bottom only),Selective Catalytic Reduction | Electrostatic Precipitator |  | ARP, CSNOX, CSOSG2E, CSSO2G1, MATS | 6264 1 | 1980-09-15 | 11960 | Y | 0.96653 | 49.32%
MN | Hutchinson - Plant 2 | 6358 | 1 |  | 2023 | 712 | 640.71 | 25383.27 |  | 0.089 | 0.0009 | 16653.913 | 0.0592 | 13.926 | 0.1033 | 280249.154 | Pipeline Natural Gas |  | Combined cycle |  | Water Injection |  |  | ARP, CSNOX, CSSO2G2 | 6358 1 | 1994-11-01 | 530 |  | 1.0973 | 6.036%
NE | Rokeby | 6373 | 1 |  | 2023 | 1421 | 1234.25 | 38670.67 |  | 0.198 | 0.001 |  |  | 86.145 | 0.3111 | 555646.7 | Pipeline Natural Gas | Diesel Oil | Combustion turbine |  | Water Injection |  |  | CSNOX, CSSO2G2 | 6373 1 | 1975-06-01 | 860 |  | 4.4553 | 7.376%
NE | Rokeby | 6373 | 2 |  | 2023 | 430 | 377.21 | 19228.86 |  | 0.256 | 0.0021 | 16084.25 | 0.0602 | 31.967 | 0.2532 | 264748.198 | Pipeline Natural Gas | Diesel Oil | Combustion turbine |  | Dry Low NOx Burners,Water Injection |  |  | ARP, CSNOX, CSSO2G2 | 6373 2 | 1996-11-26 | 882 |  | 3.3249 | 3.427%
NE | Rokeby | 6373 | 3 |  | 2023 | 479 | 426.4 | 26719.65 |  | 0.213 | 0.0017 | 19545.597 | 0.0597 | 15.095 | 0.1076 | 325004.859 | Pipeline Natural Gas | Diesel Oil | Combustion turbine |  | Dry Low NOx Burners,Water Injection |  |  | ARP, CSNOX, CSSO2G2 | 6373 3 | 2001-03-26 | 1037 |  | 1.1299 | 3.578%
IA | Dayton Avenue Substation | 6463 | GT2 |  | 2023 | 128 | 110.11 | 2060.13 |  | 0.59 | 0.0507 | 1894.6 | 0.0809 | 1.905 | 0.2782 | 23377.2 | Diesel Oil |  | Combustion turbine |  | Water Injection |  |  | ARP, CSNOX, CSOSG2, CSSO2G1 | 6463 GT2 | 2005-06-12 | 313 |  | 1.8494 | 0.8526%
ND | Antelope Valley | 6469 | B1 |  | 2023 | 7353 | 7324.52 | 2818455.21 |  | 5970.992 | 0.4299 | 3029705.331 | 0.1088 | 1824.414 | 0.1329 | 27828661.045 | Coal |  | Tangentially-fired | Dry Lime FGD | Low NOx Burner Technology w/ Closed-coupled/Separated OFA | Baghouse | Additives to Enhance PAC and Existing Equipment Performance,Untreated PAC Sorbent Injection,Other (Non PAC) Sorbent Injection | ARP, MATS | 6469 B1 | 1984-07-01 | 6275 |  | 1.2946 | 50.63%
ND | Antelope Valley | 6469 | B2 |  | 2023 | 6495 | 6481.43 | 2455192.77 |  | 5149.25 | 0.3943 | 2866006.519 | 0.1089 | 1794.713 | 0.1387 | 26325042.73 | Coal |  | Tangentially-fired | Dry Lime FGD | Low NOx Burner Technology w/ Closed-coupled/Separated OFA | Baghouse | Additives to Enhance PAC and Existing Equipment Performance,Untreated PAC Sorbent Injection,Other (Non PAC) Sorbent Injection | ARP, MATS | 6469 B2 | 1986-06-01 | 6275 |  | 1.462 | 47.89%
UT | Intermountain | 6481 | 1SGA |  | 2023 | 6369 | 6368.25 | 2565657.25 |  | 387.609 | 0.0293 | 2494554 | 0.103 | 2499.055 | 0.2006 | 24313407.675 | Coal |  | Dry bottom wall-fired boiler | Wet Limestone | Low NOx Burner Technology (Dry Bottom only) | Baghouse |  | ARP, MATS | 6481 1SGA | 1986-07-01 | 10274 |  | 1.9481 | 27.01%
UT | Intermountain | 6481 | 2SGA |  | 2023 | 5531 | 5526.75 | 2351311.75 |  | 460.475 | 0.0378 | 2330808.925 | 0.103 | 2720.521 | 0.227 | 22717470.8 | Coal |  | Dry bottom wall-fired boiler | Wet Limestone | Low NOx Burner Technology (Dry Bottom only) | Baghouse |  | ARP, MATS | 6481 2SGA | 1987-07-01 | 10474 |  | 2.314 | 24.76%
FL | Stock Island | 6584 | CT4 |  | 2023 | 40 | 24.33 | 718.8 |  | 0.003 | 0.001 | 564.333 | 0.0811 | 0.603 | 0.2239 | 6957.433 | Diesel Oil |  | Combustion turbine |  | Water Injection |  |  | ARP | 6584 CT4 | 2006-06-28 | 484 |  | 1.6778 | 0.1641%
CT | Alfred L Pierce Generating Station | 6635 | AP-1 |  | 2023 | 83 | 60.64 | 4068.93 |  | 0.016 | 0.0009 | 3144.841 | 0.0595 | 1.007 | 0.058 | 52394.176 | Pipeline Natural Gas | Diesel Oil | Combustion turbine |  | Dry Low NOx Burners,Water Injection |  |  | ARP, RGGI, SIPNOX | 6635 AP-1 | 2007-08-25 | 1560 |  | 0.49497 | 0.3834%
KY | R D Green | 6639 | G1 |  | 2023 | 1484 | 1464.4 | 164753.75 |  | 0.498 | 0.001 | 98617.107 | 0.059 | 65.404 | 0.0711 | 1659452.91 | Pipeline Natural Gas |  | Dry bottom wall-fired boiler |  |  |  |  | ARP, CSNOX, CSOSG2E, CSSO2G1, MATS | 6639 G1 | 1979-10-12 | 3000 |  | 0.79396 | 6.315%
KY | R D Green | 6639 | G2 |  | 2023 | 353 | 339.43 | 31656.37 |  | 0.098 | 0.001 | 19378.254 | 0.0576 | 14.069 | 0.0685 | 326083.624 | Pipeline Natural Gas |  | Dry bottom wall-fired boiler |  |  |  |  | ARP, CSNOX, CSOSG2E, CSSO2G1, MATS | 6639 G2 | 1980-11-01 | 3000 |  | 0.88886 | 1.241%
AR | Independence | 6641 | 1 |  | 2023 | 6138 | 6132.49 | 2846551.88 |  | 6945.265 | 0.4317 | 3320520.358 | 0.1048 | 2760.865 | 0.1898 | 31663945.61 | Coal | Residual Oil | Tangentially-fired |  | Low NOx Burner Technology w/ Separated OFA | Electrostatic Precipitator | Additives to Enhance PAC and Existing Equipment Performance | ARP, CSOSG2, MATS | 6641 1 | 1983-01-18 | 9900 |  | 1.9398 | 36.51%
AR | Independence | 6641 | 2 |  | 2023 | 4517 | 4507.25 | 2203623.94 |  | 5902.66 | 0.4318 | 2766273.936 | 0.1043 | 1991.955 | 0.157 | 26387087.163 | Coal | Residual Oil | Tangentially-fired |  | Low NOx Burner Technology w/ Separated OFA | Electrostatic Precipitator | Additives to Enhance PAC and Existing Equipment Performance | ARP, CSOSG2, MATS | 6641 2 | 1984-12-06 | 10480 |  | 1.8079 | 28.74%
MO | Mexico | 6650 | CT01 |  | 2023 | 3 | 0.88 | 3.55 |  | 0.196 | 0.5 |  |  | 0.47 | 1.2 | 784.1 | Diesel Oil |  | Combustion turbine |  |  |  |  | CSNOX, CSOSG2, CSSO2G1 | 6650 CT01 | 1977-08-31 | 891 |  | 264.7887 | 0.01005%
MO | Moberly | 6651 | CT01 |  | 2023 | 25 | 6.96 | 207.48 |  | 1.55 | 0.5003 |  |  | 3.721 | 1.2005 | 6201.1 | Diesel Oil |  | Combustion turbine |  |  |  |  | CSNOX, CSOSG2, CSSO2G1 | 6651 CT01 | 1977-09-11 | 891 |  | 35.8685 | 0.07945%
MO | Moreau | 6652 | CT01 |  | 2023 | 6 | 4.66 | 176.91 |  | 1.038 | 0.5 |  |  | 2.491 | 1.2 | 4152.2 | Diesel Oil |  | Combustion turbine |  |  |  |  | CSNOX, CSOSG2, CSSO2G1 | 6652 CT01 | 1977-10-02 | 891 |  | 28.1612 | 0.0532%
IA | Louisa | 6664 | 101 |  | 2023 | 6785 | 6753.59 | 3904539.56 |  | 6002.281 | 0.3292 | 4029216.466 | 0.1048 | 3399.991 | 0.1773 | 38417375.655 | Coal |  | Dry bottom wall-fired boiler | Dry Lime FGD | Low NOx Burner Technology w/ Overfire Air | Baghouse | Halogenated PAC Sorbent Injection | ARP, CSNOX, CSOSG2, CSSO2G1, MATS | 6664 101 | 1983-10-13 | 8000 |  | 1.7416 | 54.82%
IN | Alcoa Allowance Management Inc | 6705 | 4 |  | 2023 | 7955 | 7927.73 | 1993625.45 |  | 660.229 | 0.062 | 2082317.839 | 0.103 | 2241.634 | 0.2208 | 20295480.482 | Coal |  | Cell burner boiler | Wet Lime FGD | Low NOx Cell Burner,Selective Catalytic Reduction | Electrostatic Precipitator | Additives to Enhance PAC and Existing Equipment Performance | ARP, CSNOX, CSOSG3, CSSO2G1, MATS | 6705 4 | 1970-10-01 | 4455.2 | Y | 2.2488 | 52%
MN | Rock Lake Station | 6741 | 1 |  | 2023 | 28 | 18.64 | 224.48 |  | 0.003 | 0.001 |  |  | 2.227 | 1.1996 | 3712.1 | Diesel Oil |  | Combustion turbine |  |  |  |  | CSNOX, CSSO2G2 | 6741 1 | 1978-04-08 | 363.3 |  | 19.8414 | 0.1166%
CO | Rawhide Energy Station | 6761 | 101 |  | 2023 | 8327 | 8309.28 | 1439931.14 |  | 500.804 | 0.0715 | 1447919.962 | 0.105 | 786.34 | 0.1116 | 13805484.773 | Coal |  | Tangentially-fired | Dry Lime FGD | Low NOx Burner Technology w/ Closed-coupled/Separated OFA | Baghouse | Halogenated PAC Sorbent Injection | ARP, MATS | 6761 101 | 1984-04-01 | 3500 |  | 1.0922 | 45.03%
CO | Rawhide Energy Station | 6761 | A |  | 2023 | 594 | 537.43 | 25896.08 |  | 0.097 | 0.001 | 19249.044 | 0.0591 | 4.728 | 0.0358 | 323907.6 | Pipeline Natural Gas |  | Combustion turbine |  | Dry Low NOx Burners |  |  | ARP | 6761 A | 2002-06-07 | 950 |  | 0.36515 | 3.892%
CO | Rawhide Energy Station | 6761 | B |  | 2023 | 494 | 437.72 | 19665.46 |  | 0.077 | 0.001 | 15226.319 | 0.0591 | 4.054 | 0.0388 | 256214.188 | Pipeline Natural Gas |  | Combustion turbine |  | Dry Low NOx Burners |  |  | ARP | 6761 B | 2002-08-24 | 950 |  | 0.4123 | 3.079%
CO | Rawhide Energy Station | 6761 | C |  | 2023 | 375 | 333.25 | 15996.58 |  | 0.066 | 0.001 | 12987.597 | 0.0591 | 3.516 | 0.0392 | 218540.709 | Pipeline Natural Gas |  | Combustion turbine |  | Dry Low NOx Burners |  |  | ARP | 6761 C | 2002-10-01 | 950 |  | 0.43959 | 2.626%
CO | Rawhide Energy Station | 6761 | D |  | 2023 | 775 | 685.15 | 32263.96 |  | 0.122 | 0.001 | 24146.193 | 0.0591 | 5.804 | 0.0358 | 406323.672 | Pipeline Natural Gas |  | Combustion turbine |  | Dry Low NOx Burners |  |  | ARP | 6761 D | 2004-06-03 | 950 |  | 0.35978 | 4.883%
CO | Rawhide Energy Station | 6761 | F |  | 2023 | 1235 | 1135.89 | 95748.17 |  | 0.344 | 0.001 | 68046.904 | 0.059 | 19.574 | 0.0425 | 1145020.248 | Pipeline Natural Gas |  | Combustion turbine |  | Dry Low NOx Burners |  |  | ARP | 6761 F | 2008-06-08 | 1700 |  | 0.40886 | 7.689%
MO | Sikeston | 6768 | 1 |  | 2023 | 6608 | 6590.76 | 1473723.54 |  | 4086.193 | 0.5336 | 1603928.256 | 0.105 | 840.97 | 0.1099 | 15293001.583 | Coal | Other Oil | Dry bottom wall-fired boiler |  | Low NOx Burner Technology (Dry Bottom only) | Electrostatic Precipitator | Additives to Enhance PAC and Existing Equipment Performance,Untreated PAC Sorbent Injection | ARP, CSNOX, CSOSG2, CSSO2G1, MATS | 6768 1 | 1981-09-01 | 2856 |  | 1.1413 | 61.13%
OK | Hugo | 6772 | 1 |  | 2023 | 2544 | 2527.4 | 708184.23 |  | 2654.847 | 0.6268 | 834514.041 | 0.102 | 737.882 | 0.1782 | 8145013.831 | Coal | Diesel Oil | Dry bottom wall-fired boiler |  | Low NOx Burner Technology w/ Overfire Air | Electrostatic Precipitator | Additives to Enhance PAC and Existing Equipment Performance | ARP, CSOSG2, MATS | 6772 1 | 1982-04-01 | 6450 |  | 2.0839 | 14.42%
NJ | West Station | 6776 | 2001 |  | 2023 | 0 | 0 | [9 empty] | Diesel Oil |  | Combustion turbine |  | Water Injection,Selective Catalytic Reduction |  |  | CSNOX, CSOSG3, CSSO2G1, RGGI | 6776 2001 | 1972-06-01 | 485 | Y |  | 0%
KY | D B Wilson | 6823 | W1 |  | 2023 | 8113 | 8090.36 | 3150842.05 |  | 3108.553 | 0.1808 | 3523880.676 | 0.103 | 2328.918 | 0.1359 | 34345825.504 | Coal |  | Dry bottom wall-fired boiler | Wet Limestone | Selective Catalytic Reduction,Low NOx Burner Technology (Dry Bottom only) | Electrostatic Precipitator |  | ARP, CSNOX, CSOSG2E, CSSO2G1, MATS | 6823 W1 | 1984-09-01 | 6099 | Y | 1.4783 | 64.29%
MN | St. Bonifacius Station | 6824 | 1 |  | 2023 | 233 | 82.51 | 416.08 |  | 0.008 | 0.0007 |  |  | 7.314 | 1.1999 | 12190.6 | Diesel Oil |  | Combustion turbine |  |  |  |  | CSNOX, CSSO2G2 | 6824 1 | 1978-05-01 | 291.9 |  | 35.1567 | 0.4767%
MN | St. Bonifacius Station | 6824 | 2 |  | 2023 | 232 | 82.31 | 406.7 |  | 0.008 | 0.0007 |  |  | 7.337 | 1.1998 | 12228 | Diesel Oil |  | Combustion turbine |  |  |  |  | CSNOX, CSSO2G2 | 6824 2 | 1978-05-01 | 291.9 |  | 36.0806 | 0.4782%
KS | East 12th Street | 7013 | 4 |  | 2023 | 259 | 259 | 3981 |  | 0.013 | 0.001 | 2869.6 | 0.059 | 6.822 | 0.28 | 48756.3 | Pipeline Natural Gas |  | Dry bottom wall-fired boiler |  |  |  |  | ARP, CSNOX, CSOSG2, CSSO2G2 | 7013 4 | 1970-04-01 | 356 |  | 3.4273 | 1.563%
TX | Twin Oaks | 7030 | U1 |  | 2023 | 8053 | 8051.87 | 1263085 |  | 1042.159 | 0.1468 | 1478412.796 | 0.109 | 1009.366 | 0.1552 | 13579598.966 | Coal |  | Circulating fluidized bed boiler | Fluidized Bed Limestone Injection | Selective Non-catalytic Reduction | Baghouse | Untreated PAC Sorbent Injection | ARP, CSOSG2, MATS | 7030 U1 | 1990-09-01 | 2188 | Y | 1.5983 | 70.85%
TX | Twin Oaks | 7030 | U2 |  | 2023 | 8643 | 8642.31 | 1372593.05 |  | 1083.917 | 0.1654 | 1451878.482 | 0.1089 | 893.599 | 0.141 | 13335981.839 | Coal |  | Circulating fluidized bed boiler | Fluidized Bed Limestone Injection | Selective Non-catalytic Reduction | Baghouse | Untreated PAC Sorbent Injection | ARP, CSOSG2, MATS | 7030 U2 | 1991-10-01 | 2047 | Y | 1.3021 | 74.37%
VA | Gravel Neck Combustion Turbine | 7032 | 3 | CP0 | 2023 | 203 | 175.47 | 10054.82 |  | 0.644 | 0.015 | 8058.7 | 0.0602 | 12.595 | 0.2689 | 134368.9 | Pipeline Natural Gas | Diesel Oil | Combustion turbine |  | Water Injection |  |  | CSNOX, CSOSG3, CSSO2G1, RGGI | 7032 3 | 1989-10-16 | 1308 |  | 2.5053 | 1.173%
VA | Gravel Neck Combustion Turbine | 7032 | 4 | CP0 | 2023 | 365 | 325.29 | 18445.16 |  | 2.399 | 0.0225 | 14966.7 | 0.0615 | 23.214 | 0.2582 | 245053.3 | Pipeline Natural Gas | Diesel Oil | Combustion turbine |  | Water Injection |  |  | CSNOX, CSOSG3, CSSO2G1, RGGI | 7032 4 | 1989-07-10 | 1308 |  | 2.5171 | 2.139%
VA | Gravel Neck Combustion Turbine | 7032 | 5 | CP0 | 2023 | 721 | 650.38 | 35897.3 |  | 0.675 | 0.0043 | 28440.2 | 0.0594 | 41.199 | 0.234 | 480150.2 | Pipeline Natural Gas | Diesel Oil | Combustion turbine |  | Water Injection |  |  | CSNOX, CSOSG3, CSSO2G1, RGGI | 7032 5 | 1989-07-21 | 1308 |  | 2.2954 | 4.19%
VA | Gravel Neck Combustion Turbine | 7032 | 6 | CP0 | 2023 | 481 | 433.65 | 23888.41 |  | 0.651 | 0.0068 | 18872.5 | 0.0596 | 29.557 | 0.2485 | 317848 | Pipeline Natural Gas | Diesel Oil | Combustion turbine |  | Water Injection |  |  | CSNOX, CSOSG3, CSSO2G1, RGGI | 7032 6 | 1989-11-17 | 1308 |  | 2.4746 | 2.774%
AL | McIntosh (7063) | 7063 | **1 |  | 2023 | 80 | 47.82 | 1558.27 |  | 0.002 | 0.0008 | 431.501 | 0.0661 | 0.502 | 0.1021 | 7259.388 | Pipeline Natural Gas |  | Other turbine |  |  |  |  | ARP, CSNOX, CSOSG2, CSSO2G2 | 7063 **1 | 1991-06-01 | 850 |  | 0.6443 | 0.09749%
AL | McIntosh (7063) | 7063 | **2 |  | 2023 | 1747 | 1521.31 | 134391.61 |  | 0.484 | 0.001 | 95035.034 | 0.0591 | 54.953 | 0.0887 | 1598635.849 | Pipeline Natural Gas | Diesel Oil | Combustion turbine |  | Dry Low NOx Burners,Water Injection |  |  | ARP, CSNOX, CSOSG2, CSSO2G2 | 7063 **2 | 1998-06-18 | 1423 |  | 0.8178 | 12.82%
AL | McIntosh (7063) | 7063 | **3 |  | 2023 | 1678 | 1461.31 | 130596.45 |  | 0.477 | 0.001 | 94101.38 | 0.059 | 50.062 | 0.0818 | 1583191.317 | Pipeline Natural Gas | Diesel Oil | Combustion turbine |  | Dry Low NOx Burners,Water Injection |  |  | ARP, CSNOX, CSOSG2, CSSO2G2 | 7063 **3 | 1998-06-28 | 1423 |  | 0.76667 | 12.7%
AL | McIntosh (7063) | 7063 | **4 |  | 2023 | 1779 | 1586.39 | 243498.64 |  | 0.769 | 0.001 | 152304.984 | 0.0591 | 49.921 | 0.0457 | 2562824.018 | Pipeline Natural Gas |  | Combustion turbine |  | Dry Low NOx Burners |  |  | ARP, CSNOX, CSOSG2, CSSO2G2 | 7063 **4 | 2010-08-26 | 2200 |  | 0.41003 | 13.3%
AL | McIntosh (7063) | 7063 | **5 |  | 2023 | 1809 | 1607.1 | 248235.64 |  | 0.791 | 0.001 | 156704.455 | 0.059 | 53.723 | 0.048 | 2636844.276 | Pipeline Natural Gas |  | Combustion turbine |  | Dry Low NOx Burners |  |  | ARP, CSNOX, CSOSG2, CSSO2G2 | 7063 **5 | 2010-09-08 | 2200 |  | 0.43284 | 13.68%
NV | Harry Allen | 7082 | **3 |  | 2023 | 1544 | 1333.57 | 86355.04 |  | 0.313 | 0.001 | 61999.042 | 0.059 | 18.262 | 0.0457 | 1043252.06 | Pipeline Natural Gas |  | Combustion turbine |  | Dry Low NOx Burners,Water Injection |  |  | ARP | 7082 **3 | 1995-07-25 | 960 |  | 0.42295 | 12.41%
NV | Harry Allen | 7082 | **4 |  | 2023 | 1666 | 1448.63 | 100013.95 |  | 0.332 | 0.001 | 65766.258 | 0.0595 | 12.708 | 0.0349 | 1106641.131 | Pipeline Natural Gas |  | Combustion turbine |  | Dry Low NOx Burners |  |  | ARP | 7082 **4 | 2006-04-04 | 1060 |  | 0.25412 | 11.92%
NV | Harry Allen | 7082 | **5 |  | 2023 | 5168 | 5023.75 | 994346.14 |  | 2.148 | 0.001 | 425538.875 | 0.059 | 30.839 | 0.0152 | 7160566.964 | Pipeline Natural Gas |  | Combined cycle |  | Dry Low NOx Burners,Selective Catalytic Reduction |  |  | ARP | 7082 **5 | 2011-01-23 | 2100 | Y | 0.062029 | 38.92%
NV | Harry Allen | 7082 | **6 |  | 2023 | 4832 | 4650.99 | 946204.72 |  | 2.026 | 0.001 | 401391.345 | 0.0591 | 24.818 | 0.0126 | 6754216.276 | Pipeline Natural Gas |  | Combined cycle |  | Dry Low NOx Burners,Selective Catalytic Reduction |  |  | ARP | 7082 **6 | 2011-02-02 | 2100 | Y | 0.052458 | 36.72%
TX | J K Spruce | 7097 | **1 |  | 2023 | 6385 | 6369.13 | 1978413.19 |  | 448.612 | 0.0345 | 2239502.539 | 0.1028 | 1519.587 | 0.1485 | 21827513.862 | Coal |  | Tangentially-fired | Wet Limestone | Low NOx Burner Technology w/ Closed-coupled/Separated OFA | Baghouse |  | ARP, CSOSG2, MATS | 7097 **1 | 1992-12-10 | 6366 |  | 1.5362 | 39.14%
TX | J K Spruce | 7097 | **2 |  | 2023 | 5916 | 5886.35 | 3431576.97 |  | 169.446 | 0.0103 | 3904858.442 | 0.1026 | 897.147 | 0.0446 | 38059070.229 | Coal |  | Tangentially-fired | Wet Limestone | Selective Catalytic Reduction | Baghouse |  | ARP, CSOSG2, MATS | 7097 **2 | 2009-11-22 | 9727.9 | Y | 0.52288 | 44.66%
NJ | Forked River Power | 7138 | 2001 | CPFG01 | 2023 | 93 | 73.56 | 2206.7 |  | 0.058 | 0.004 | 1792.6 | 0.059 | 3.663 | 0.3805 | 29668.2 | Diesel Oil | Pipeline Natural Gas | Combustion turbine |  | Water Injection |  |  | CSNOX, CSOSG3, CSSO2G1, RGGI | 7138 2001 | 1989-01-01 | 550 |  | 3.3199 | 0.6158%
NJ | Forked River Power | 7138 | 3001 | CPFG01 | 2023 | 82 | 61.71 | 1807.1 |  | 0.011 | 0.0013 | 1387.9 | 0.0591 | 3.457 | 0.4302 | 23480 | Diesel Oil | Pipeline Natural Gas | Combustion turbine |  | Dry Low NOx Burners,Water Injection |  |  | CSNOX, CSOSG3, CSSO2G1, RGGI | 7138 3001 | 1989-01-01 | 550 |  | 3.826 | 0.4873%
IA | Pleasant Hill Energy Center | 7145 | 1 |  | 2023 | 239 | 239 | 4118 |  | 0.182 | 0.007 |  |  | 6.732 | 0.2351 | 57274.3 | Pipeline Natural Gas | Diesel Oil | Combustion turbine |  | Water Injection |  |  | CSNOX, CSOSG2, CSSO2G1 | 7145 1 | 1990-06-08 | 506.8 |  | 3.2695 | 1.29%
IA | Pleasant Hill Energy Center | 7145 | 2 |  | 2023 | 214 | 214 | 3936 |  | 0.084 | 0.0031 |  |  | 6.645 | 0.2346 | 56685.7 | Pipeline Natural Gas | Diesel Oil | Combustion turbine |  | Water Injection |  |  | CSNOX, CSOSG2, CSSO2G1 | 7145 2 | 1990-06-08 | 506.8 |  | 3.3765 | 1.277%
IA | Pleasant Hill Energy Center | 7145 | 3 |  | 2023 | 251 | 208.55 | 8531.63 |  | 0.109 | 0.0031 | 7344.244 | 0.0597 | 12.839 | 0.2061 | 123058.994 | Pipeline Natural Gas | Diesel Oil | Combustion turbine |  | Water Injection |  |  | ARP, CSNOX, CSOSG2, CSSO2G1 | 7145 3 | 1994-06-25 | 1387 |  | 3.0097 | 1.013%
NY | Wading River Facility | 7146 | UGT007 |  | 2023 | 143 | 93.25 | 5669.89 |  | 0.038 | 0.001 | 6137.836 | 0.081 | 10.343 | 0.2865 | 75642.061 | Diesel Oil |  | Combustion turbine |  | Other,Water Injection |  |  | CSNOX, CSOSG3, CSSO2G1, RGGI | 7146 UGT007 | 1989-07-01 | 1164 |  | 3.6484 | 0.7418%
NY | Wading River Facility | 7146 | UGT008 |  | 2023 | 89 | 57.81 | 3439.42 |  | 0.023 | 0.001 | 3713.883 | 0.0817 | 5.085 | 0.2772 | 45772.935 | Diesel Oil |  | Combustion turbine |  | Other,Water Injection |  |  | CSNOX, CSOSG3, CSSO2G1, RGGI | 7146 UGT008 | 1989-07-01 | 1164 |  | 2.9569 | 0.4489%
NY | Wading River Facility | 7146 | UGT009 |  | 2023 | 123 | 85.8 | 5276.96 |  | 0.035 | 0.001 | 5637.475 | 0.0815 | 8 | 0.2361 | 69474.255 | Diesel Oil |  | Combustion turbine |  | Other,Water Injection |  |  | CSNOX, CSOSG3, CSSO2G1, RGGI | 7146 UGT009 | 1989-07-01 | 1164 |  | 3.032 | 0.6813%
NY | Wading River Facility | 7146 | UGT013 | CP001 | 2023 | 21 | 21 | 564 |  | 0.003 | 0.0009 | 664.2 | 0.0811 | 2.399 | 0.585 | 8200.1 | Diesel Oil |  | Combustion turbine |  |  |  |  | CSNOX, CSOSG3, CSSO2G1, RGGI | 7146 UGT013 | 1971-07-01 | 686 |  | 8.5071 | 0.1365%
NY | Wading River Facility | 7146 | UGT014 | CP001 | 2023 | 56 | 56 | 598 |  |  |  | 733.5 | 0.0809 | 3.601 | 0.7959 | 9047.2 | Diesel Oil |  | Combustion turbine |  |  |  |  | RGGI, SIPNOX | 7146 UGT014 | 1984-07-01 | 266 |  | 12.0435 | 0.3883%
DE | Hay Road | 7153 | 1 |  | 2023 | 2638 | 2424.57 | 99440.41 |  |  |  | 164281.101 | 0.0591 | 93.919 | 0.0749 | 2763957.833 | Pipeline Natural Gas | Diesel Oil | Combined cycle |  | Water Injection,Overfire Air |  |  | RGGI, SIPNOX | 7153 1 | 1989-07-01 | 1751 |  | 1.889 | 18.02%
DE | Hay Road | 7153 | 2 |  | 2023 | 2508 | 2292.51 | 303839.25 |  |  |  | 154990.543 | 0.0591 | 93.558 | 0.0781 | 2607733.989 | Pipeline Natural Gas | Diesel Oil | Combined cycle |  | Water Injection,Overfire Air |  |  | RGGI, SIPNOX | 7153 2 | 1989-05-01 | 1751 |  | 0.61584 | 17%
DE | Hay Road | 7153 | **3 |  | 2023 | 2360 | 2152.29 | 295743.92 |  | 0.751 | 0.001 | 148705.609 | 0.0591 | 89.44 | 0.0781 | 2502044.078 | Pipeline Natural Gas | Diesel Oil | Combined cycle |  | Water Injection,Overfire Air |  |  | ARP, RGGI, SIPNOX | 7153 **3 | 1990-01-01 | 1751 |  | 0.60485 | 16.31%
DE | Hay Road | 7153 | 5 |  | 2023 | 3159 | 2905.41 | 396101.6 |  | 0.966 | 0.001 | 191345.504 | 0.059 | 23.61 | 0.0202 | 3219598.115 | Pipeline Natural Gas | Diesel Oil | Combined cycle |  | Water Injection,Overfire Air,Selective Catalytic Reduction |  |  | ARP, RGGI, SIPNOX | 7153 5 | 2001-04-01 | 1751 | Y | 0.11921 | 20.99%
DE | Hay Road | 7153 | 6 |  | 2023 | 2826 | 2566.32 | 356290.32 |  | 0.853 | 0.001 | 169036.439 | 0.0591 | 28.046 | 0.0333 | 2843493.054 | Pipeline Natural Gas | Diesel Oil | Combined cycle |  | Water Injection,Overfire Air,Selective Catalytic Reduction |  |  | ARP, RGGI, SIPNOX | 7153 6 | 2001-04-01 | 1751 | Y | 0.15743 | 18.54%
DE | Hay Road | 7153 | 7 |  | 2023 | 2830 | 2569.32 | 361929.57 |  | 0.899 | 0.001 | 178000.956 | 0.0591 | 30.573 | 0.0316 | 2994829.45 | Pipeline Natural Gas | Diesel Oil | Combined cycle |  | Water Injection,Overfire Air,Selective Catalytic Reduction |  |  | ARP, RGGI, SIPNOX | 7153 7 | 2001-04-01 | 2045 | Y | 0.16894 | 16.72%
IA | Lime Creek | 7155 | **1 |  | 2023 | 31 | 25.65 | 366.94 |  | 0.013 | 0.0041 | 472.702 | 0.1455 | 0.66 | 0.2221 | 5804.877 | Diesel Oil |  | Combustion turbine |  | Water Injection |  |  | ARP, CSNOX, CSOSG2, CSSO2G1 | 7155 **1 | 1991-05-01 | 632 |  | 3.5973 | 0.1049%
IA | Lime Creek | 7155 | **2 |  | 2023 | 10 | 5.31 | 70.27 |  | 0.002 | 0.0029 | 75.9 | 0.0908 | 0.127 | 0.2305 | 933.491 | Diesel Oil |  | Combustion turbine |  | Water Injection |  |  | ARP, CSNOX, CSOSG2, CSSO2G1 | 7155 **2 | 1991-05-01 | 611.7 |  | 3.6146 | 0.01742%
OH | Woodsdale | 7158 | **GT1 |  | 2023 | 1111 | 932.02 | 28738.17 |  | 0.163 | 0.001 | 30435.257 | 0.0592 | 31.027 | 0.1202 | 511393.261 | Pipeline Natural Gas | Diesel Oil | Combustion turbine |  | Water Injection |  |  | ARP, CSNOX, CSOSG3, CSSO2G1 | 7158 **GT1 | 1993-05-31 | 1314 |  | 2.1593 | 4.443%
OH | Woodsdale | 7158 | **GT2 |  | 2023 | 1343 | 1139.33 | 40168.79 |  | 0.21 | 0.001 | 39853.566 | 0.0592 | 45.199 | 0.1359 | 669951.64 | Pipeline Natural Gas | Diesel Oil | Combustion turbine |  | Water Injection |  |  | ARP, CSNOX, CSOSG3, CSSO2G1 | 7158 **GT2 | 1992-07-31 | 1314 |  | 2.2505 | 5.82%
OH | Woodsdale | 7158 | **GT3 |  | 2023 | 585 | 489.26 | 16769.43 |  | 0.082 | 0.001 | 16148.147 | 0.0592 | 14.57 | 0.1004 | 271685.753 | Pipeline Natural Gas | Diesel Oil | Combustion turbine |  | Water Injection |  |  | ARP, CSNOX, CSOSG3, CSSO2G1 | 7158 **GT3 | 1992-05-31 | 1314 |  | 1.7377 | 2.36%
OH | Woodsdale | 7158 | **GT4 |  | 2023 | 1267 | 1082.02 | 37929.85 |  | 0.189 | 0.001 | 37207.531 | 0.0592 | 44.447 | 0.1452 | 626034.904 | Pipeline Natural Gas | Diesel Oil | Combustion turbine |  | Water Injection |  |  | ARP, CSNOX, CSOSG3, CSSO2G1 | 7158 **GT4 | 1992-07-31 | 3200 |  | 2.3436 | 2.233%
OH | Woodsdale | 7158 | **GT5 |  | 2023 | 1311 | 1123.36 | 41659.97 |  | 0.21 | 0.001 | 40195.884 | 0.0592 | 41.334 | 0.1168 | 675775.859 | Pipeline Natural Gas | Diesel Oil | Combustion turbine |  | Water Injection |  |  | ARP, CSNOX, CSOSG3, CSSO2G1 | 7158 **GT5 | 1992-05-31 | 1314 |  | 1.9844 | 5.871%
OH | Woodsdale | 7158 | **GT6 |  | 2023 | 1187 | 1009.57 | 38258.45 |  | 0.194 | 0.001 | 36953.096 | 0.0592 | 33.831 | 0.1047 | 621234.474 | Pipeline Natural Gas | Diesel Oil | Combustion turbine |  | Water Injection |  |  | ARP, CSNOX, CSOSG3, CSSO2G1 | 7158 **GT6 | 1992-05-31 | 1314 |  | 1.7686 | 5.397%
WI | Concord | 7159 | **1 |  | 2023 | 701 | 595.31 | 39223.43 |  | 0.155 | 0.001 | 30773.435 | 0.0591 | 20.515 | 0.0808 | 517771.111 | Pipeline Natural Gas | Diesel Oil | Combustion turbine |  | Water Injection |  |  | ARP, CSNOX, CSOSG3, CSSO2G1 | 7159 **1 | 1993-07-07 | 1282 |  | 1.0461 | 4.61%
WI | Concord | 7159 | **2 |  | 2023 | 743 | 638.37 | 42147.15 |  | 0.166 | 0.001 | 32922.771 | 0.0591 | 19.664 | 0.0711 | 553965.054 | Pipeline Natural Gas | Diesel Oil | Combustion turbine |  | Water Injection |  |  | ARP, CSNOX, CSOSG3, CSSO2G1 | 7159 **2 | 1993-07-07 | 1282 |  | 0.93311 | 4.933%
WI | Concord | 7159 | **3 |  | 2023 | 440 | 361.49 | 23103.31 |  | 0.091 | 0.001 | 17939.444 | 0.0594 | 13.207 | 0.0881 | 301496.991 | Pipeline Natural Gas | Diesel Oil | Combustion turbine |  | Water Injection |  |  | ARP, CSNOX, CSOSG3, CSSO2G1 | 7159 **3 | 1994-05-24 | 1282 |  | 1.1433 | 2.685%
WI | Concord | 7159 | **4 |  | 2023 | 382 | 318.4 | 20163.67 |  | 0.081 | 0.001 | 15979.907 | 0.0592 | 11.105 | 0.083 | 268609.317 | Pipeline Natural Gas | Diesel Oil | Combustion turbine |  | Water Injection |  |  | ARP, CSNOX, CSOSG3, CSSO2G1 | 7159 **4 | 1994-05-25 | 1282 |  | 1.1015 | 2.392%
WI | South Fond Du Lac | 7203 | **CT1 |  | 2023 | 40 | 31.65 | 1851.72 |  | 0.009 | 0.0011 | 1710.297 | 0.0605 | 1.05 | 0.0746 | 28319.405 | Pipeline Natural Gas |  | Combustion turbine |  | Water Injection |  |  | ARP, CSNOX, CSOSG3, CSSO2G1 | 7203 **CT1 | 1993-05-10 | 1332 |  | 1.1341 | 0.2427%
WI | South Fond Du Lac | 7203 | **CT2 |  | 2023 | 199 | 173.92 | 8323.35 |  | 0.04 | 0.001 | 7837.229 | 0.0591 | 4.899 | 0.074 | 131873.045 | Pipeline Natural Gas |  | Combustion turbine |  | Water Injection |  |  | ARP, CSNOX, CSOSG3, CSSO2G1 | 7203 **CT2 | 1994-08-18 | 1332 |  | 1.1772 | 1.13%
WI | South Fond Du Lac | 7203 | **CT3 |  | 2023 | 159 | 141.52 | 6988.68 |  | 0.033 | 0.001 | 6542.371 | 0.059 | 3.331 | 0.061 | 110088.44 | Pipeline Natural Gas |  | Combustion turbine |  | Water Injection |  |  | ARP, CSNOX, CSOSG3, CSSO2G1 | 7203 **CT3 | 1994-08-18 | 1332 |  | 0.95326 | 0.9435%
WI | South Fond Du Lac | 7203 | **CT4 |  | 2023 | 179 | 149.64 | 7074.66 |  | 0.034 | 0.001 | 6801.246 | 0.0591 | 3.708 | 0.0682 | 114442.223 | Pipeline Natural Gas |  | Combustion turbine |  | Water Injection |  |  | ARP, CSNOX, CSOSG3, CSSO2G1 | 7203 **CT4 | 1996-06-01 | 1332 |  | 1.0482 | 0.9808%
SC | Cope Station | 7210 | COP1 |  | 2023 | 6420 | 6409.61 | 1476651.41 |  | 272.108 | 0.0307 | 1063872.108 | 0.0671 | 689.34 | 0.0833 | 15502013.383 | Pipeline Natural Gas | Coal | Tangentially-fired | Dry Lime FGD | Selective Catalytic Reduction,Low NOx Burner Technology w/ Separated OFA | Baghouse |  | ARP, CSNOX, CSSO2G2, MATS, SIPNOX | 7210 COP1 | 1996-03-01 | 4850 | Y | 0.93365 | 36.49%
VA | Darbytown Combustion Turbine | 7212 | 1 | CP0 | 2023 | 822 | 750.35 | 43101.85 |  | 1.338 | 0.0071 | 33934.2 | 0.0597 | 56.953 | 0.259 | 570860 | Pipeline Natural Gas | Diesel Oil | Combustion turbine |  | Water Injection |  |  | CSNOX, CSOSG3, CSSO2G1, RGGI | 7212 1 | 1990-05-01 | 1308 |  | 2.6427 | 4.982%
VA | Darbytown Combustion Turbine | 7212 | 2 | CP0 | 2023 | 410 | 373.55 | 21620.13 |  | 1.844 | 0.0168 | 17240.9 | 0.0607 | 31.858 | 0.2889 | 285707.2 | Pipeline Natural Gas | Diesel Oil | Combustion turbine |  | Water Injection |  |  | CSNOX, CSOSG3, CSSO2G1, RGGI | 7212 2 | 1990-05-05 | 1308 |  | 2.9471 | 2.493%
VA | Darbytown Combustion Turbine | 7212 | 3 | CP0 | 2023 | 589 | 532.94 | 31452.67 |  | 1.455 | 0.0116 | 24759.1 | 0.0597 | 43.679 | 0.2779 | 414735.7 | Pipeline Natural Gas | Diesel Oil | Combustion turbine |  | Water Injection |  |  | CSNOX, CSOSG3, CSSO2G1, RGGI | 7212 3 | 1990-04-02 | 1308 |  | 2.7774 | 3.62%
VA | Darbytown Combustion Turbine | 7212 | 4 | CP0 | 2023 | 440 | 395.24 | 22616.36 |  | 1.77 | 0.0157 | 17995.8 | 0.0605 | 31.758 | 0.2834 | 298790.6 | Pipeline Natural Gas | Diesel Oil | Combustion turbine |  | Water Injection |  |  | CSNOX, CSOSG3, CSSO2G1, RGGI | 7212 4 | 1990-04-02 | 1308 |  | 2.8084 | 2.608%
VA | Clover Power Station | 7213 | 1 |  | 2023 | 627 | 621.1 | 114147.16 |  | 29.74 | 0.0431 | 126778.995 | 0.1027 | 144.403 | 0.2038 | 1235661.712 | Coal |  | Tangentially-fired | Wet Limestone | Selective Non-catalytic Reduction,Other | Baghouse,Wet Scrubber |  | ARP, CSNOX, CSOSG3, CSSO2G1, MATS, RGGI | 7213 1 | 1995-01-04 | 5173 | Y | 2.5301 | 2.727%
VA | Clover Power Station | 7213 | 2 |  | 2023 | 846 | 839.03 | 164089.95 |  | 53.639 | 0.0522 | 180201.283 | 0.103 | 208.068 | 0.204 | 1756348.626 | Coal |  | Tangentially-fired | Wet Limestone | Selective Non-catalytic Reduction,Other | Baghouse,Wet Scrubber |  | ARP, CSNOX, CSOSG3, CSSO2G1, MATS, RGGI | 7213 2 | 1995-12-17 | 5173 | Y | 2.536 | 3.876%
SD | Angus Anson | 7237 | 2 |  | 2023 | 879 | 812.68 | 60393.97 |  | 0.249 | 0.001 | 49436.367 | 0.0591 | 29.507 | 0.0807 | 831451.638 | Pipeline Natural Gas | Diesel Oil | Combustion turbine |  | Water Injection |  |  | ARP | 7237 2 | 1994-09-23 | 1622 |  | 0.97715 | 5.852%
SD | Angus Anson | 7237 | 3 |  | 2023 | 632 | 590.27 | 42926.1 |  | 0.165 | 0.001 | 32685.289 | 0.059 | 19.683 | 0.0797 | 549828.447 | Pipeline Natural Gas | Diesel Oil | Combustion turbine |  | Water Injection |  |  | ARP | 7237 3 | 1994-09-23 | 1629 |  | 0.91706 | 3.853%
SD | Angus Anson | 7237 | 4 |  | 2023 | 1159 | 1049.45 | 135278.98 |  | 0.479 | 0.001 | 94979.347 | 0.059 | 21.269 | 0.0354 | 1598246.273 | Pipeline Natural Gas |  | Combustion turbine |  | Dry Low NOx Burners |  |  | ARP | 7237 4 | 2005-04-01 | 1960 |  | 0.31445 | 9.309%
FL | Cane Island | 7238 | **1 |  | 2023 | 757 | 658.76 | 17824.11 |  | 0.071 | 0.0012 | 11373.542 | 0.0594 | 8.042 | 0.0879 | 191148.849 | Pipeline Natural Gas | Diesel Oil | Combustion turbine |  | Dry Low NOx Burners,Water Injection |  |  | ARP | 7238 **1 | 1995-03-24 | 435 |  | 0.90237 | 5.016%
FL | Cane Island | 7238 | 2 |  | 2023 | 5150 | 5137.21 | 467125.79 |  | 1.069 | 0.001 | 211798.571 | 0.059 | 51.529 | 0.029 | 3563959.165 | Pipeline Natural Gas | Diesel Oil | Combined cycle |  | Dry Low NOx Burners,Water Injection |  |  | ARP | 7238 2 | 1995-07-01 | 987 |  | 0.22062 | 41.22%
FL | Cane Island | 7238 | 3 |  | 2023 | 7521 | 7512.55 | 1625328.4 |  | 3.345 | 0.001 | 662625.342 | 0.059 | 60.314 | 0.0114 | 11149775.861 | Pipeline Natural Gas | Diesel Oil | Combined cycle |  | Dry Low NOx Burners,Water Injection,Selective Catalytic Reduction |  |  | ARP | 7238 3 | 2001-01-26 | 2076 | Y | 0.074218 | 61.31%
FL | Cane Island | 7238 | 4 |  | 2023 | 7944 | 7932.48 | 2196977.43 |  | 4.556 | 0.001 | 902460.781 | 0.059 | 46.346 | 0.0069 | 15185684.935 | Pipeline Natural Gas |  | Combined cycle |  | Selective Catalytic Reduction |  |  | ARP | 7238 4 | 2011-02-07 | 2560 | Y | 0.042191 | 67.72%
FL | Polk | 7242 | **1 |  | 2023 | 1170 | 1154.39 | 116032.79 |  | 0.397 | 0.001 | 78383.44 | 0.0589 | 98.604 | 0.1512 | 1322240.307 | Pipeline Natural Gas | Other Gas | Integrated gasification combined cycle |  | Other |  |  | ARP, MATS | 7242 **1 | 1996-08-04 | 2100 |  | 1.6996 | 7.188%
FL | Polk | 7242 | **2 |  | 2023 | 7134 | 7049.31 | 1500522.08 |  | 13.178 | 0.0053 | 612405.647 | 0.0591 | 42.633 | 0.0106 | 10297519.677 | Pipeline Natural Gas | Diesel Oil | Combined cycle |  | Selective Catalytic Reduction,Dry Low NOx Burners,Water Injection |  |  | ARP | 7242 **2 | 2000-06-25 | 2215 | Y | 0.056824 | 53.07%
FL | Polk | 7242 | **3 |  | 2023 | 6930 | 6855.32 | 1475674.67 |  | 10.425 | 0.004 | 598523.866 | 0.0591 | 38.687 | 0.0098 | 10065840.085 | Pipeline Natural Gas | Diesel Oil | Combined cycle |  | Selective Catalytic Reduction,Dry Low NOx Burners,Water Injection |  |  | ARP | 7242 **3 | 2002-04-24 | 2215 | Y | 0.052433 | 51.88%
FL | Polk | 7242 | **4 |  | 2023 | 6666 | 6576.84 | 1414493.31 |  | 2.877 | 0.001 | 569937.827 | 0.059 | 34.915 | 0.009 | 9590251.792 | Pipeline Natural Gas |  | Combined cycle |  | Selective Catalytic Reduction,Dry Low NOx Burners |  |  | ARP | 7242 **4 | 2007-02-23 | 2215 | Y | 0.049368 | 49.43%
FL | Polk | 7242 | **5 |  | 2023 | 6677 | 6598.4 | 1404264.04 |  | 2.56 | 0.001 | 507015.463 | 0.059 | 30.989 | 0.0092 | 8531442.939 | Pipeline Natural Gas |  | Combined cycle |  | Selective Catalytic Reduction,Dry Low NOx Burners |  |  | ARP | 7242 **5 | 2007-04-02 | 2215 | Y | 0.044136 | 43.97%
FL | Reedy Creek Central Energy Plant | 7254 | 32432 |  | 2023 | 2426 | 2380.72 | 0 |  | 0 | 0 | 7080.045 | 0.0594 | 5.737 | 0.0944 | 119258.328 | Pipeline Natural Gas | Diesel Oil | Combined cycle |  | Water Injection |  |  | ARP | 7254 32432 | 1989-03-01 | 505 |  |  | 2.696%
MI | 48th Street Peaking Station | 7258 | **7 |  | 2023 | 65 | 44.69 | 1020.96 |  | 0.004 | 0.001 | 748.637 | 0.0593 | 0.765 | 0.1146 | 12589.11 | Pipeline Natural Gas | Diesel Oil | Combustion turbine |  | Water Injection |  |  | ARP, CSNOX, CSOSG3, CSSO2G1 | 7258 **7 | 1992-05-01 | 484 |  | 1.4986 | 0.2969%
MI | 48th Street Peaking Station | 7258 | **8 |  | 2023 | 250 | 208.23 | 5867.22 |  | 0.02 | 0.001 | 4047.345 | 0.0593 | 4.534 | 0.1325 | 68106.168 | Pipeline Natural Gas | Diesel Oil | Combustion turbine |  | Water Injection |  |  | ARP, CSNOX, CSOSG3, CSSO2G1 | 7258 **8 | 1992-06-01 | 484 |  | 1.5455 | 1.606%
MI | 48th Street Peaking Station | 7258 | 9 |  | 2023 | 1060 | 942.22 | 57057.99 |  | 0.194 | 0.001 | 38328.802 | 0.0591 | 12.904 | 0.0536 | 644918.48 | Pipeline Natural Gas |  | Combustion turbine |  | Dry Low NOx Burners |  |  | ARP, CSNOX, CSOSG3, CSSO2G1 | 7258 9 | 2000-04-21 | 975 |  | 0.45231 | 7.551%
CA | Woodland Generation Station | 7266 | 1 |  | 2023 | 611 | 563.03 | 14857.05 |  | 0.05 | 0.001 | 9921.777 | 0.0594 | 1.188 | 0.023 | 166867.338 | Pipeline Natural Gas | Diesel Oil | Combustion turbine |  | Water Injection,Selective Catalytic Reduction,Steam Injection |  |  | ARP | 7266 1 | 1993-12-03 | 525 | Y | 0.15992 | 3.628%
CA | Woodland Generation Station | 7266 | 2 |  | 2023 | 7203 | 7184.07 | 257347.05 |  | 0.648 | 0.001 | 128415.719 | 0.0593 | 6.283 | 0.0059 | 2160886.325 | Pipeline Natural Gas |  | Combined cycle |  | Water Injection,Selective Catalytic Reduction |  |  | ARP | 7266 2 | 2003-06-06 | 525 | Y | 0.048829 | 46.99%
WI | Paris | 7270 | **1 |  | 2023 | 941 | 819.73 | 54150.1 |  | 0.217 | 0.001 | 43041.888 | 0.0591 | 29.214 | 0.0803 | 723880.134 | Pipeline Natural Gas |  | Combustion turbine |  | Water Injection |  |  | ARP, CSNOX, CSOSG3, CSSO2G1 | 7270 **1 | 1995-03-10 | 1282 |  | 1.079 | 6.446%
WI | Paris | 7270 | **2 |  | 2023 | 673 | 586.14 | 39562.36 |  | 0.157 | 0.001 | 31060.319 | 0.0591 | 21.166 | 0.0815 | 522600.603 | Pipeline Natural Gas |  | Combustion turbine |  | Water Injection |  |  | ARP, CSNOX, CSOSG3, CSSO2G1 | 7270 **2 | 1995-03-20 | 1282 |  | 1.07 | 4.653%
WI | Paris | 7270 | **3 |  | 2023 | 552 | 475.98 | 32794.63 |  | 0.127 | 0.001 | 25218.364 | 0.0591 | 16.856 | 0.0795 | 424286.79 | Pipeline Natural Gas |  | Combustion turbine |  | Water Injection |  |  | ARP, CSNOX, CSOSG3, CSSO2G1 | 7270 **3 | 1995-06-21 | 1282 |  | 1.028 | 3.778%
WI | Paris | 7270 | **4 |  | 2023 | 670 | 569.58 | 37176.23 |  | 0.148 | 0.001 | 29385.3 | 0.0591 | 19.209 | 0.078 | 494217.192 | Pipeline Natural Gas |  | Combustion turbine |  | Water Injection |  |  | ARP, CSNOX, CSOSG3, CSSO2G1 | 7270 **4 | 1995-06-21 | 1282 |  | 1.0334 | 4.401%
NC | Lincoln Combustion Turbine | 7277 | 1 |  | 2023 | 17 | 12.33 | 715.35 |  | 0.007 | 0.0014 | 630.626 | 0.0646 | 0.525 | 0.1049 | 9763.957 | Diesel Oil | Natural Gas | Combustion turbine |  | Water Injection |  |  | ARP, CSNOX, CSSO2G1, SIPNOX | 7277 1 | 1995-05-05 | 1446 |  | 1.4678 | 0.07708%
NC | Lincoln Combustion Turbine | 7277 | 10 |  | 2023 | 18 | 13.15 | 803.85 |  | 0.007 | 0.0014 | 667.023 | 0.0644 | 0.587 | 0.1142 | 10432.824 | Diesel Oil | Natural Gas | Combustion turbine |  | Water Injection |  |  | ARP, CSNOX, CSSO2G1, SIPNOX | 7277 10 | 1995-11-01 | 1446 |  | 1.4605 | 0.08236%
NC | Lincoln Combustion Turbine | 7277 | 11 |  | 2023 | 19 | 13.68 | 815.56 |  | 0.007 | 0.0012 | 710.644 | 0.0634 | 0.612 | 0.1064 | 11123.925 | Diesel Oil | Natural Gas | Combustion turbine |  | Water Injection |  |  | ARP, CSNOX, CSSO2G1, SIPNOX | 7277 11 | 1995-11-01 | 1446 |  | 1.5008 | 0.08782%
NC | Lincoln Combustion Turbine | 7277 | 12 |  | 2023 | 19 | 13.63 | 821.71 |  | 0.007 | 0.0013 | 693.916 | 0.0637 | 0.608 | 0.1123 | 10864.52 | Diesel Oil | Natural Gas | Combustion turbine |  | Water Injection |  |  | ARP, CSNOX, CSSO2G1, SIPNOX | 7277 12 | 1995-12-01 | 1446 |  | 1.4798 | 0.08577%
NC | Lincoln Combustion Turbine | 7277 | 13 |  | 2023 | 12 | 7.94 | 461.74 |  | 0.006 | 0.0023 | 406.994 | 0.0681 | 0.428 | 0.1379 | 6022.903 | Diesel Oil | Natural Gas | Combustion turbine |  | Water Injection |  |  | ARP, CSNOX, CSSO2G1, SIPNOX | 7277 13 | 1996-02-01 | 1446 |  | 1.8539 | 0.04755%
NC | Lincoln Combustion Turbine | 7277 | 14 |  | 2023 | 11 | 7.3 | 415.54 |  | 0.006 | 0.0018 | 370.62 | 0.0658 | 0.358 | 0.122 | 5475.105 | Diesel Oil | Natural Gas | Combustion turbine |  | Water Injection |  |  | ARP, CSNOX, CSSO2G1, SIPNOX | 7277 14 | 1996-02-01 | 1446 |  | 1.7231 | 0.04322%
NC | Lincoln Combustion Turbine | 7277 | 15 |  | 2023 | 17 | 10.93 | 694.99 |  | 0.007 | 0.0014 | 571.19 | 0.0565 | 0.481 | 0.1102 | 8847.25 | Diesel Oil | Natural Gas | Combustion turbine |  | Water Injection |  |  | ARP, CSNOX, CSSO2G1, SIPNOX | 7277 15 | 1996-03-01 | 1446 |  | 1.3842 | 0.06985%
NC | Lincoln Combustion Turbine | 7277 | 16 |  | 2023 | 13 | 8.79 | 541.97 |  | 0.007 | 0.0018 | 465.182 | 0.0645 | 0.425 | 0.1118 | 7069.351 | Diesel Oil | Natural Gas | Combustion turbine |  | Water Injection |  |  | ARP, CSNOX, CSSO2G1, SIPNOX | 7277 16 | 1996-03-01 | 1446 |  | 1.5684 | 0.05581%
NC | Lincoln Combustion Turbine | 7277 | 17 |  | 2023 | 98 | 73.23 | 18902.37 |  | 0.036 | 0 | 11049.728 | 0.059 | 8.465 | 0.0759 | 185925.389 | Natural Gas | Diesel Oil | Combustion turbine |  | Dry Low NOx Burners,Selective Catalytic Reduction |  |  | ARP, CSNOX, CSSO2G1 | 7277 17 | 2020-05-08 | 3915 | Y | 0.89565 | 0.5421%
NC | Lincoln Combustion Turbine | 7277 | 2 |  | 2023 | 20 | 14.67 | 828.85 |  | 0.007 | 0.0012 | 741.91 | 0.0636 | 0.633 | 0.1069 | 11639.396 | Diesel Oil | Natural Gas | Combustion turbine |  | Water Injection |  |  | ARP, CSNOX, CSSO2G1, SIPNOX | 7277 2 | 1995-05-05 | 1446 |  | 1.5274 | 0.09189%
NC | Lincoln Combustion Turbine | 7277 | 3 |  | 2023 | 15 | 11.17 | 687.82 |  | 0.007 | 0.0014 | 587.721 | 0.0647 | 0.524 | 0.1119 | 9059.929 | Diesel Oil | Natural Gas | Combustion turbine |  | Water Injection |  |  | ARP, CSNOX, CSSO2G1, SIPNOX | 7277 3 | 1995-06-01 | 1446 |  | 1.5237 | 0.07152%
NC | Lincoln Combustion Turbine | 7277 | 4 |  | 2023 | 21 | 15.6 | 1047.82 |  | 0.008 | 0.0012 | 842.492 | 0.0643 | 0.677 | 0.1064 | 13345.111 | Diesel Oil | Natural Gas | Combustion turbine |  | Water Injection |  |  | ARP, CSNOX, CSSO2G1, SIPNOX | 7277 4 | 1995-06-01 | 1446 |  | 1.2922 | 0.1054%
NC | Lincoln Combustion Turbine | 7277 | 5 |  | 2023 | 19 | 11.31 | 603.1 |  | 0.008 | 0.0015 | 562.978 | 0.0653 | 0.528 | 0.1112 | 8404.38 | Diesel Oil | Natural Gas | Combustion turbine |  | Water Injection |  |  | ARP, CSNOX, CSSO2G1, SIPNOX | 7277 5 | 1995-07-18 | 1446 |  | 1.751 | 0.06635%
NC | Lincoln Combustion Turbine | 7277 | 6 |  | 2023 | 13 | 9.86 | 527.69 |  | 0.007 | 0.0015 | 487.916 | 0.0654 | 0.478 | 0.1208 | 7330.127 | Diesel Oil | Natural Gas | Combustion turbine |  | Water Injection |  |  | ARP, CSNOX, CSSO2G1, SIPNOX | 7277 6 | 1995-07-18 | 1446 |  | 1.8117 | 0.05787%
NC | Lincoln Combustion Turbine | 7277 | 7 |  | 2023 | 31 | 21.33 | 1298.7 |  | 0.01 | 0.0011 | 1107.469 | 0.0612 | 0.921 | 0.1057 | 17697.47 | Diesel Oil | Natural Gas | Combustion turbine |  | Water Injection |  |  | ARP, CSNOX, CSSO2G1, SIPNOX | 7277 7 | 1995-09-01 | 1446 |  | 1.4183 | 0.1397%
NC | Lincoln Combustion Turbine | 7277 | 8 |  | 2023 | 24 | 15.18 | 906.76 |  | 0.008 | 0.0013 | 776.627 | 0.0618 | 0.672 | 0.1114 | 12198.268 | Diesel Oil | Natural Gas | Combustion turbine |  | Water Injection |  |  | ARP, CSNOX, CSSO2G1, SIPNOX | 7277 8 | 1995-09-01 | 1446 |  | 1.4822 | 0.0963%
NC | Lincoln Combustion Turbine | 7277 | 9 |  | 2023 | 22 | 16.43 | 964.86 |  | 0.009 | 0.0013 | 827.635 | 0.0639 | 0.747 | 0.1117 | 12925.3 | Diesel Oil | Natural Gas | Combustion turbine |  | Water Injection |  |  | ARP, CSNOX, CSSO2G1, SIPNOX | 7277 9 | 1995-11-01 | 1446 |  | 1.5484 | 0.102%
NJ | Sherman Avenue | 7288 | 1 |  | 2023 | 549 | 459.39 | 32994.82 |  | 0.131 | 0.001 | 26476.203 | 0.0601 | 16.146 | 0.0737 | 438479.366 | Pipeline Natural Gas | Diesel Oil | Combustion turbine |  | Water Injection |  |  | ARP, CSNOX, CSOSG3, CSSO2G1, RGGI | 7288 1 | 1991-05-01 | 1210 |  | 0.9787 | 4.137%
MO | State Line (MO) | 7296 | 1 |  | 2023 | 451 | 410.06 | 28239.7 |  | 0.218 | 0.0019 | 12893.669 | 0.0602 | 9.044 | 0.0851 | 211090.067 | Pipeline Natural Gas | Diesel Oil | Combustion turbine |  | Dry Low NOx Burners,Water Injection |  |  | ARP, CSNOX, CSOSG2, CSSO2G1 | 7296 1 | 2000-01-01 | 1350 |  | 0.64052 | 1.785%
MO | State Line (MO) | 7296 | 2024-02-01 |  | 2023 | 5735 | 5703.18 | 1165101.13 |  | 2.414 | 0.001 | 478197.327 | 0.059 | 53.745 | 0.0139 | 8046584.95 | Pipeline Natural Gas |  | Combined cycle |  | Selective Catalytic Reduction |  |  | ARP, CSNOX, CSOSG2, CSSO2G1 | 7296 45323 | 2000-09-01 | 2045 | Y | 0.092258 | 44.92%
MO | State Line (MO) | 7296 | 2024-02-02 |  | 2023 | 5832 | 5799.32 | 1192117.93 |  | 2.459 | 0.001 | 487058.399 | 0.059 | 49.792 | 0.0127 | 8195666.15 | Pipeline Natural Gas |  | Combined cycle |  | Selective Catalytic Reduction |  |  | ARP, CSNOX, CSOSG2, CSSO2G1 | 7296 45324 | 2000-01-01 | 2045 | Y | 0.083535 | 45.75%
FL | Hines Energy Complex | 7302 | 1A |  | 2023 | 6096 | 6083.71 | 726804.92 |  | 2.402 | 0.001 | 478904.97 | 0.059 | 151.094 | 0.0383 | 8058537.865 | Pipeline Natural Gas | Diesel Oil | Combined cycle |  | Dry Low NOx Burners,Selective Catalytic Reduction |  |  | ARP | 7302 1A | 1998-08-13 | 2050 | Y | 0.41578 | 44.87%
FL | Hines Energy Complex | 7302 | 1B |  | 2023 | 6316 | 6302.11 | 752711.83 |  | 2.528 | 0.001 | 506607.224 | 0.059 | 158.601 | 0.0386 | 8524623.573 | Pipeline Natural Gas | Diesel Oil | Combined cycle |  | Dry Low NOx Burners,Selective Catalytic Reduction |  |  | ARP | 7302 1B | 1998-08-09 | 2050 | Y | 0.42141 | 47.47%
FL | Hines Energy Complex | 7302 | 2A |  | 2023 | 6352 | 6339.38 | 873757.82 |  | 2.986 | 0.001 | 588000.167 | 0.059 | 59.989 | 0.0125 | 9894280.158 | Pipeline Natural Gas | Diesel Oil | Combined cycle |  | Dry Low NOx Burners,Water Injection,Selective Catalytic Reduction |  |  | ARP | 7302 2A | 2003-08-17 | 2100 | Y | 0.13731 | 53.78%
FL | Hines Energy Complex | 7302 | 2B |  | 2023 | 5863 | 5854.59 | 795825.11 |  | 2.729 | 0.001 | 538738.935 | 0.059 | 54.717 | 0.0123 | 9065301.346 | Pipeline Natural Gas | Diesel Oil | Combined cycle |  | Dry Low NOx Burners,Water Injection,Selective Catalytic Reduction |  |  | ARP | 7302 2B | 2003-08-19 | 2100 | Y | 0.13751 | 49.28%
FL | Hines Energy Complex | 7302 | 3A |  | 2023 | 6148 | 6133.78 | 813070.84 |  | 2.719 | 0.001 | 539323.769 | 0.059 | 39.688 | 0.0093 | 9075238.803 | Pipeline Natural Gas | Diesel Oil | Combined cycle |  | Dry Low NOx Burners,Water Injection,Selective Catalytic Reduction |  |  | ARP | 7302 3A | 2005-08-11 | 2155 | Y | 0.097625 | 48.07%
FL | Hines Energy Complex | 7302 | 3B |  | 2023 | 6558 | 6543.43 | 877181.44 |  | 2.878 | 0.001 | 570994.631 | 0.059 | 44.441 | 0.0101 | 9608106.463 | Pipeline Natural Gas | Diesel Oil | Combined cycle |  | Dry Low NOx Burners,Water Injection,Selective Catalytic Reduction |  |  | ARP | 7302 3B | 2005-08-12 | 2155 | Y | 0.10133 | 50.9%
FL | Hines Energy Complex | 7302 | 4A |  | 2023 | 8485 | 8479.37 | 1191680.09 |  | 3.895 | 0.001 | 767550.764 | 0.059 | 49.822 | 0.0079 | 12915567.053 | Pipeline Natural Gas | Diesel Oil | Combined cycle |  | Dry Low NOx Burners,Water Injection,Selective Catalytic Reduction |  |  | ARP | 7302 4A | 2007-09-09 | 2122 | Y | 0.083616 | 69.48%
FL | Hines Energy Complex | 7302 | 4B |  | 2023 | 7371 | 7360.07 | 1031075.6 |  | 3.448 | 0.001 | 680852.667 | 0.059 | 45.383 | 0.0081 | 11456702.273 | Pipeline Natural Gas | Diesel Oil | Combined cycle |  | Dry Low NOx Burners,Water Injection,Selective Catalytic Reduction |  |  | ARP | 7302 4B | 2007-09-06 | 2122 | Y | 0.08803 | 61.63%
CA | Redding Power Plant | 7307 | 5 |  | 2023 | 3913 | 3899.54 | 156080.79 |  | 0.383 | 0.001 | 75920.374 | 0.0593 | 1.807 | 0.0032 | 1277471.596 | Pipeline Natural Gas |  | Combined cycle |  | Other |  |  | ARP | 7307 5 | 2002-06-01 | 508.5 |  | 0.023155 | 28.68%
CA | Redding Power Plant | 7307 | 6 |  | 2023 | 5637 | 5623.43 | 215265.05 |  | 0.548 | 0.001 | 108498.584 | 0.0593 | 1.729 | 0.0021 | 1825697.24 | Pipeline Natural Gas |  | Combustion turbine |  | Other |  |  | ARP | 7307 6 | 2010-11-12 | 508 |  | 0.016064 | 41.03%
NY | Richard M Flynn (Holtsville) | 7314 | 1 |  | 2023 | 3765 | 3654.9 | 270792.31 |  | 1.064 | 0.001 | 207504.694 | 0.0593 | 67.492 | 0.0465 | 3474834.834 | Pipeline Natural Gas | Diesel Oil | Combined cycle |  | Dry Low NOx Burners |  |  | ARP, CSNOX, CSOSG3, CSSO2G1, RGGI | 7314 1 | 1994-04-01 | 1325 |  | 0.49848 | 29.94%
CA | Almond Power Plant | 7315 | 1 |  | 2023 | 2100 | 1948.25 | 66121.91 |  | 0.187 | 0.001 | 37041.427 | 0.0593 | 4.123 | 0.0237 | 623311.296 | Pipeline Natural Gas |  | Combustion turbine |  | Selective Catalytic Reduction,Steam Injection |  |  | ARP | 7315 1 | 1996-04-08 | 459 | Y | 0.12471 | 15.5%
CA | Almond Power Plant | 7315 | 2 |  | 2023 | 1486 | 1249.14 | 48195.76 |  | 0.145 | 0.001 | 28650.077 | 0.0592 | 2.269 | 0.0154 | 482090.081 | Pipeline Natural Gas |  | Combustion turbine |  | Water Injection,Selective Catalytic Reduction |  |  | ARP | 7315 2 | 2012-05-11 | 501.1 | Y | 0.094158 | 10.98%
CA | Almond Power Plant | 7315 | 3 |  | 2023 | 1954 | 1622.11 | 59667.1 |  | 0.18 | 0.001 | 35693.99 | 0.0592 | 2.753 | 0.0155 | 600630.348 | Pipeline Natural Gas |  | Combustion turbine |  | Water Injection,Selective Catalytic Reduction |  |  | ARP | 7315 3 | 2012-05-03 | 501.1 | Y | 0.092279 | 13.68%
CA | Almond Power Plant | 7315 | 4 |  | 2023 | 852 | 636.76 | 26192.64 |  | 0.078 | 0.001 | 15413.151 | 0.0592 | 1.424 | 0.0221 | 259366.995 | Pipeline Natural Gas |  | Combustion turbine |  | Water Injection,Selective Catalytic Reduction |  |  | ARP | 7315 4 | 2012-04-29 | 501.1 | Y | 0.10873 | 5.909%
DE | Van Sant | 7318 | **11 |  | 2023 | 48 | 30.95 | 657.43 |  | 0.004 | 0.0015 | 623.821 | 0.0596 | 0.673 | 0.1345 | 10483.854 | Pipeline Natural Gas | Diesel Oil | Combustion turbine |  | Water Injection |  |  | ARP, RGGI, SIPNOX | 7318 **11 | 1991-06-01 | 572 |  | 2.0474 | 0.2092%
TX | San Jacinto Steam Electric Station | 7325 | SJS1 | CP1 | 2023 | 7382 | 7368.91 | 509449.72 |  | 2.12 | 0.001 | 420003.272 | 0.059 | 70.404 | 0.0196 | 7066633.234 | Pipeline Natural Gas |  | Combustion turbine |  | Dry Low NOx Burners,Water Injection |  |  | ARP, CSOSG2 | 7325 SJS1 | 1995-04-21 | 2000 |  | 0.27639 | 40.33%
TX | San Jacinto Steam Electric Station | 7325 | SJS2 | CP1 | 2023 | 3085 | 3071.34 | 209811.5 |  | 0.835 | 0.001 | 165440.67 | 0.059 | 27.529 | 0.0199 | 2783594.919 | Pipeline Natural Gas |  | Combustion turbine |  | Dry Low NOx Burners,Water Injection |  |  | ARP, CSOSG2 | 7325 SJS2 | 1995-04-21 | 2000 |  | 0.26242 | 15.89%
IN | Richmond (IN) | 7335 | RCT1 |  | 2023 | 272 | 232.26 | 7823.09 |  | 0.03 | 0.001 | 5784.579 | 0.0593 | 6.601 | 0.1366 | 97297.467 | Pipeline Natural Gas | Diesel Oil | Combustion turbine |  | Water Injection |  |  | ARP, CSNOX, CSOSG3, CSSO2G1 | 7335 RCT1 | 1992-05-01 | 560 |  | 1.6876 | 1.983%
IN | Richmond (IN) | 7335 | RCT2 |  | 2023 | 217 | 180.91 | 6026.37 |  | 0.029 | 0.0012 | 4497.8 | 0.0596 | 4.689 | 0.1255 | 75256.6 | Pipeline Natural Gas | Diesel Oil | Combustion turbine |  | Water Injection |  |  | ARP, CSNOX, CSOSG3, CSSO2G1 | 7335 RCT2 | 1992-05-01 | 560 |  | 1.5562 | 1.534%
IN | Anderson | 7336 | ACT1 |  | 2023 | 300 | 253.76 | 8258.61 |  | 0.032 | 0.001 | 6240.55 | 0.0584 | 6.806 | 0.1306 | 105001.69 | Pipeline Natural Gas | Diesel Oil | Combustion turbine |  | Water Injection |  |  | ARP, CSNOX, CSOSG3, CSSO2G1 | 7336 ACT1 | 1992-06-01 | 560 |  | 1.6482 | 2.14%
IN | Anderson | 7336 | ACT2 |  | 2023 | 285 | 245.19 | 8254.81 |  | 0.031 | 0.001 | 6105.874 | 0.0592 | 7.536 | 0.147 | 102737.943 | Pipeline Natural Gas | Diesel Oil | Combustion turbine |  | Water Injection |  |  | ARP, CSNOX, CSOSG3, CSSO2G1 | 7336 ACT2 | 1992-10-01 | 560 |  | 1.8258 | 2.094%
IN | Anderson | 7336 | ACT3 |  | 2023 | 530 | 469.53 | 33345 |  | 0.122 | 0.001 | 24152.554 | 0.059 | 6.674 | 0.0331 | 406300.517 | Pipeline Natural Gas | Diesel Oil | Combustion turbine |  | Dry Low NOx Burners,Water Injection |  |  | ARP, CSNOX, CSOSG3, CSSO2G1 | 7336 ACT3 | 2004-03-09 | 1103.8 |  | 0.4003 | 4.202%
IA | George Neal South | 7343 | 4 |  | 2023 | 2554 | 2533.06 | 1083582.51 |  | 1771.361 | 0.3375 | 1053692.501 | 0.105 | 857.001 | 0.1523 | 10046662.761 | Coal | Diesel Oil | Dry bottom wall-fired boiler | Dry Lime FGD | Low NOx Burner Technology w/ Overfire Air,Selective Non-catalytic Reduction | Baghouse,Electrostatic Precipitator |  | ARP, CSNOX, CSOSG2, CSSO2G1, MATS | 7343 4 | 1979-07-01 | 7400 | Y | 1.5818 | 15.5%
FL | University of Florida | 7345 | 1 |  | 2023 | 7838 | 7822.28 |  | 958828.94 | 0.962 | 0.001 | 190559.755 | 0.0592 | 126.969 | 0.0805 | 3206621.018 | Pipeline Natural Gas |  | Combined cycle |  | Steam Injection |  |  | ARP | 7345 1 | 1993-12-17 | 586 |  |  | 62.47%
GA | Robins | 7348 | CT1 |  | 2023 | 17 | 17 | 657 |  | 0.376 | 0.1419 | 405.7 | 0.0693 | 1.871 | 0.741 | 5952.9 | Pipeline Natural Gas | Diesel Oil | Combustion turbine |  | Water Injection |  |  | ARP, CSNOX, CSOSG1, CSSO2G2 | 7348 CT1 | 1995-05-17 | 1155 |  | 5.6956 | 0.05884%
GA | Robins | 7348 | CT2 |  | 2023 | 27 | 27 | 873 |  | 0.344 | 0.1106 | 525.9 | 0.0668 | 1.642 | 0.6177 | 8069.1 | Pipeline Natural Gas | Diesel Oil | Combustion turbine |  | Water Injection |  |  | ARP, CSNOX, CSOSG1, CSSO2G2 | 7348 CT2 | 1995-05-24 | 1155 |  | 3.7617 | 0.07975%
OR | Coyote Springs | 7350 | CTG1 |  | 2023 | 7862 | 7853.88 | 1976288.39 |  | 3.974 | 0.001 | 787147.781 | 0.059 | 99.116 | 0.0155 | 13245309.076 | Pipeline Natural Gas | Diesel Oil | Combined cycle |  | Water Injection,Dry Low NOx Burners,Selective Catalytic Reduction |  |  | ARP | 7350 CTG1 | 1995-11-26 | 2000 | Y | 0.10031 | 75.6%
OR | Coyote Springs | 7350 | CTG2 |  | 2023 | 8020 | 8012.11 | 2294894.03 |  | 4.684 | 0.001 | 927777.418 | 0.059 | 87.981 | 0.0117 | 15611561.107 | Pipeline Natural Gas |  | Combined cycle |  | Dry Low NOx Burners,Selective Catalytic Reduction |  |  | ARP | 7350 CTG2 | 2003-06-03 | 2250 | Y | 0.076675 | 79.21%
FL | Midulla Generating Station | 7380 | 1 |  | 2023 | 5202 | 5177.36 | 757520.47 |  | 2.487 | 0.001 | 492573.875 | 0.059 | 126.718 | 0.0307 | 8288577.061 | Pipeline Natural Gas | Diesel Oil | Combined cycle |  | Dry Low NOx Burners,Water Injection,Selective Catalytic Reduction |  |  | ARP | 7380 1 | 2001-09-13 | 2235 | Y | 0.33456 | 42.33%
FL | Midulla Generating Station | 7380 | 2 |  | 2023 | 6233 | 6228.81 | 916722.36 |  | 3.05 | 0.001 | 604232.276 | 0.059 | 155.19 | 0.0306 | 10167390.709 | Pipeline Natural Gas | Diesel Oil | Combined cycle |  | Dry Low NOx Burners,Water Injection,Selective Catalytic Reduction |  |  | ARP | 7380 2 | 2001-09-16 | 2235 | Y | 0.33858 | 51.93%
FL | Midulla Generating Station | 7380 | 4A |  | 2023 | 1104 | 938.04 | 18173.21 |  | 0.063 | 0.001 | 12478.341 | 0.0593 | 8.054 | 0.084 | 209904.422 | Pipeline Natural Gas | Diesel Oil | Combustion turbine |  | Dry Low NOx Burners,Water Injection |  |  | ARP | 7380 4A | 2006-09-04 | 572 |  | 0.88636 | 4.189%
FL | Midulla Generating Station | 7380 | 4B |  | 2023 | 1096 | 932.68 | 19264.66 |  | 0.069 | 0.001 | 13722.685 | 0.0593 | 7.983 | 0.0762 | 230860.628 | Pipeline Natural Gas | Diesel Oil | Combustion turbine |  | Dry Low NOx Burners,Water Injection |  |  | ARP | 7380 4B | 2006-09-04 | 572 |  | 0.82877 | 4.607%
FL | Midulla Generating Station | 7380 | 5A |  | 2023 | 473 | 386.71 | 7588.2 |  | 0.028 | 0.001 | 5470.52 | 0.0594 | 3.854 | 0.0962 | 92011.054 | Pipeline Natural Gas | Diesel Oil | Combustion turbine |  | Dry Low NOx Burners,Water Injection |  |  | ARP | 7380 5A | 2006-09-01 | 572 |  | 1.0158 | 1.836%
FL | Midulla Generating Station | 7380 | 5B |  | 2023 | 433 | 354.94 | 7092.15 |  | 0.024 | 0.001 | 4758.232 | 0.0594 | 3.145 | 0.0866 | 80024.739 | Pipeline Natural Gas | Diesel Oil | Combustion turbine |  | Dry Low NOx Burners,Water Injection |  |  | ARP | 7380 5B | 2006-09-01 | 572 |  | 0.8869 | 1.597%
FL | Midulla Generating Station | 7380 | 6A |  | 2023 | 1177 | 1005.75 | 20981.62 |  | 0.078 | 0.001 | 15457.302 | 0.0593 | 9.311 | 0.0793 | 260035.22 | Pipeline Natural Gas | Diesel Oil | Combustion turbine |  | Dry Low NOx Burners,Water Injection |  |  | ARP | 7380 6A | 2006-08-10 | 572 |  | 0.88754 | 5.19%
FL | Midulla Generating Station | 7380 | 6B |  | 2023 | 1128 | 970.31 | 19729.02 |  | 0.065 | 0.001 | 12913.22 | 0.0594 | 7.775 | 0.0783 | 217197.463 | Pipeline Natural Gas | Diesel Oil | Combustion turbine |  | Dry Low NOx Burners,Water Injection |  |  | ARP | 7380 6B | 2006-08-10 | 572 |  | 0.78818 | 4.335%
FL | Midulla Generating Station | 7380 | 7A |  | 2023 | 612 | 523.49 | 10847.84 |  | 0.038 | 0.001 | 7491.402 | 0.0594 | 5.645 | 0.0945 | 126034.976 | Pipeline Natural Gas | Diesel Oil | Combustion turbine |  | Dry Low NOx Burners,Water Injection |  |  | ARP | 7380 7A | 2006-08-09 | 572 |  | 1.0408 | 2.515%
FL | Midulla Generating Station | 7380 | 7B |  | 2023 | 0 | 0 | [9 empty] | Pipeline Natural Gas | Diesel Oil | Combustion turbine |  | Dry Low NOx Burners,Water Injection |  |  | ARP | 7380 7B | 2006-08-09 | 572 |  |  | 0%
FL | Midulla Generating Station | 7380 | 8A |  | 2023 | 0 | 0 | [9 empty] | Pipeline Natural Gas | Diesel Oil | Combustion turbine |  | Dry Low NOx Burners,Water Injection |  |  | ARP | 7380 8A | 2006-09-11 | 572 |  |  | 0%
FL | Midulla Generating Station | 7380 | 8B |  | 2023 | 626 | 520.83 | 10878.33 |  | 0.038 | 0.001 | 7539.232 | 0.0593 | 5.434 | 0.0915 | 126812.809 | Pipeline Natural Gas | Diesel Oil | Combustion turbine |  | Dry Low NOx Burners,Water Injection |  |  | ARP | 7380 8B | 2006-09-11 | 572 |  | 0.99905 | 2.531%
IL | Interstate | 7425 | 1 |  | 2023 | 553 | 491.66 | 39524.1 |  | 0.154 | 0.001 | 30633.378 | 0.0596 | 38.017 | 0.1474 | 511740.207 | Pipeline Natural Gas | Diesel Oil | Combustion turbine |  | Water Injection |  |  | ARP, CSNOX, CSOSG3, CSSO2G1 | 7425 1 | 1997-09-01 | 1370 |  | 1.9237 | 4.264%
CA | NCPA Combustion Turbine Project #2 | 7449 | NA1 |  | 2023 | 211 | 173.41 | 7140.32 |  | 0.017 | 0.001 | 3433.432 | 0.0593 | 0.494 | 0.0265 | 57776.539 | Pipeline Natural Gas |  | Combustion turbine |  | Selective Catalytic Reduction |  |  | ARP | 7449 NA1 | 1996-04-01 | 463 | Y | 0.13837 | 1.425%
ID | Rathdrum Combustion Turbine Project | 7456 | 1 |  | 2023 | 5662 | 5542.96 | 388387.57 |  | 1.216 | 0.001 | 240815.241 | 0.059 | 121.438 | 0.0616 | 4052164.949 | Pipeline Natural Gas |  | Combustion turbine |  | Dry Low NOx Burners |  |  | ARP | 7456 1 | 1995-01-01 | 1200 |  | 0.62534 | 38.55%
ID | Rathdrum Combustion Turbine Project | 7456 | 2 |  | 2023 | 5775 | 5667.02 | 393759.33 |  | 1.209 | 0.001 | 239451.357 | 0.059 | 82.512 | 0.0415 | 4029186.297 | Pipeline Natural Gas |  | Combustion turbine |  | Dry Low NOx Burners |  |  | ARP | 7456 2 | 1995-01-01 | 1200 |  | 0.4191 | 38.33%
WY | Neil Simpson II | 7504 | 1 |  | 2023 | 8309 | 8295.62 | 677923.87 |  | 413.134 | 0.0985 | 867631.995 | 0.105 | 651.963 | 0.1573 | 8272704.448 | Coal |  | Dry bottom wall-fired boiler | Dry Lime FGD | Low NOx Burner Technology w/ Overfire Air | Electrostatic Precipitator | Other (Non PAC) Sorbent Injection | ARP, MATS | 7504 1 | 1995-06-15 | 1300 |  | 1.9234 | 72.64%
WY | Neil Simpson II | 7504 | CT1 |  | 2023 | 3009 | 2739.19 | 74908.89 |  | 0.235 | 0.001 | 46484.178 | 0.0593 | 24.191 | 0.0612 | 782181.602 | Pipeline Natural Gas |  | Combustion turbine |  | Dry Low NOx Burners |  |  | ARP | 7504 CT1 | 2000-06-15 | 393 |  | 0.64588 | 22.72%
KS | McPherson Municipal Power Plant #3 | 7515 | 1 |  | 2023 | 607 | 526.68 | 13237.53 |  | 0.062 | 0.001 | 12298.194 | 0.0594 | 17.047 | 0.165 | 206637.361 | Pipeline Natural Gas | Diesel Oil | Combustion turbine |  | Water Injection |  |  | ARP, CSNOX, CSOSG2, CSSO2G2 | 7515 1 | 1998-10-29 | 1200 |  | 2.5756 | 1.966%
CA | Carson Power Plant | 7527 | 1 |  | 2023 | 3810 | 3791.83 | 151418.72 |  | 0.405 | 0.001 | 82935.172 | 0.0604 | 4.77 | 0.0072 | 1368776.682 | Natural Gas | Other Gas | Combined cycle |  | Water Injection,Selective Catalytic Reduction |  |  | ARP | 7527 1 | 1995-10-11 | 599 | Y | 0.063004 | 26.09%
CA | Carson Power Plant | 7527 | 2 |  | 2023 | 203 | 163.02 | 5194.41 |  | 0.018 | 0.001 | 3497.526 | 0.0592 | 0.481 | 0.0249 | 58857.835 | Natural Gas |  | Combustion turbine |  | Water Injection,Selective Catalytic Reduction |  |  | ARP | 7527 2 | 1995-10-11 | 450 | Y | 0.1852 | 1.493%
CA | Procter and Gamble Power Plant | 7551 | 1A |  | 2023 | 6637 | 6606.76 | 303019.51 |  | 0.742 | 0.001 | 146910.866 | 0.0592 | 8.562 | 0.0071 | 2472077.359 | Pipeline Natural Gas |  | Combined cycle |  | Selective Catalytic Reduction |  |  | ARP | 7551 1A | 1997-04-07 | 583 | Y | 0.056511 | 48.4%
CA | Procter and Gamble Power Plant | 7551 | 1B |  | 2023 | 6587 | 6557.53 | 309166.95 |  | 0.815 | 0.001 | 161330.749 | 0.0592 | 9.421 | 0.0071 | 2714717.284 | Pipeline Natural Gas |  | Combined cycle |  | Selective Catalytic Reduction |  |  | ARP | 7551 1B | 1997-04-07 | 583 | Y | 0.060944 | 53.16%
CA | Procter and Gamble Power Plant | 7551 | 1C |  | 2023 | 485 | 429.64 | 17889.68 |  | 0.052 | 0.001 | 10218.571 | 0.0592 | 0.816 | 0.0126 | 171955.026 | Pipeline Natural Gas |  | Combustion turbine |  | Selective Catalytic Reduction |  |  | ARP | 7551 1C | 2001-03-01 | 500 | Y | 0.091226 | 3.926%
CA | Campbell Power Plant | 7552 | 1 |  | 2023 | 4819 | 4807.09 | 709561.38 |  | 1.529 | 0.001 | 302867.448 | 0.059 | 23.715 | 0.0097 | 5096392.443 | Pipeline Natural Gas |  | Combined cycle |  | Selective Catalytic Reduction |  |  | ARP | 7552 1 | 1997-08-10 | 1610 | Y | 0.066844 | 36.14%
MO | St. Francis Power Plant | 7604 | 1 |  | 2023 | 5320 | 5230.01 | 1046199.91 |  | 2.327 | 0.001 | 460914.278 | 0.059 | 45.693 | 0.0134 | 7755819.226 | Pipeline Natural Gas |  | Combined cycle |  | Dry Low NOx Burners,Selective Catalytic Reduction |  |  | ARP, CSNOX, CSOSG2, CSSO2G1 | 7604 1 | 1999-07-24 | 1920 | Y | 0.08735 | 46.11%
MO | St. Francis Power Plant | 7604 | 2 |  | 2023 | 4931 | 4848.43 | 964610.15 |  | 2.106 | 0.001 | 417163.58 | 0.059 | 40.528 | 0.0132 | 7019579.644 | Pipeline Natural Gas |  | Combined cycle |  | Dry Low NOx Burners,Selective Catalytic Reduction |  |  | ARP, CSNOX, CSOSG2, CSSO2G1 | 7604 2 | 2001-02-01 | 2053.7 | Y | 0.08403 | 39.02%
WA | River Road | 7605 | 1 |  | 2023 | 7571 | 7560.9 | 1859457.55 |  | 4.998 | 0.0012 | 771101.271 | 0.059 | 81.546 | 0.0151 | 12975327.551 | Natural Gas |  | Combined cycle |  | Selective Catalytic Reduction |  |  | ARP | 7605 1 | 1997-12-08 | 1985 | Y | 0.087709 | 74.62%
AL | Washington County Cogen (Olin) | 7697 | CC1 |  | 2023 | 8326 | 8320 | 1141633.5 |  | 2.443 | 0.001 | 483988.4 | 0.059 | 105.838 | 0.026 | 8144070.7 | Pipeline Natural Gas | Process Gas | Combined cycle |  | Dry Low NOx Burners |  |  | ARP, CSNOX, CSOSG2, CSSO2G2 | 7697 CC1 | 1999-02-11 | 1400 |  | 0.18542 | 66.41%
AL | SABIC Innovative Plastics - Burkville | 7698 | CC1 |  | 2023 | 8121 | 8118.75 | 940079.75 |  | 1.934 | 0.001 | 382996.6 | 0.059 | 98.342 | 0.0306 | 6444564.375 | Pipeline Natural Gas | Process Gas | Combined cycle |  | Dry Low NOx Burners |  |  | ARP, CSNOX, CSOSG2, CSSO2G2 | 7698 CC1 | 1999-05-16 | 1365 |  | 0.20922 | 53.9%
FL | Tiger Bay | 7699 | 1 |  | 2023 | 5998 | 5992.62 | 736121.22 |  | 2.457 | 0.001 | 486729.175 | 0.059 | 159.034 | 0.0391 | 8190140.594 | Pipeline Natural Gas |  | Combined cycle |  | Dry Low NOx Burners |  |  | ARP | 7699 1 | 1997-07-14 | 1850 |  | 0.43209 | 50.54%
AL | Plant H. Allen Franklin | 7710 | 1A |  | 2023 | 7933 | 7906.75 | 2179866 |  | 4.292 | 0.001 | 850139.625 | 0.059 | 60.408 | 0.0094 | 14305226.925 | Pipeline Natural Gas |  | Combined cycle |  | Dry Low NOx Burners,Selective Catalytic Reduction |  |  | ARP, CSNOX, CSOSG2, CSSO2G2 | 7710 1A | 2001-12-07 | 2600 | Y | 0.055424 | 62.81%
AL | Plant H. Allen Franklin | 7710 | 1B |  | 2023 | 7962 | 7935 | 2190635 |  | 4.344 | 0.001 | 860436.9 | 0.059 | 61.305 | 0.0095 | 14478521.625 | Pipeline Natural Gas |  | Combined cycle |  | Dry Low NOx Burners,Selective Catalytic Reduction |  |  | ARP, CSNOX, CSOSG2, CSSO2G2 | 7710 1B | 2001-12-08 | 2600 | Y | 0.05597 | 63.57%
AL | Plant H. Allen Franklin | 7710 | 2A |  | 2023 | 8332 | 8321.75 | 2391550.25 |  | 4.895 | 0.001 | 969553.325 | 0.059 | 66.506 | 0.0086 | 16314656.6 | Pipeline Natural Gas |  | Combined cycle |  | Dry Low NOx Burners,Selective Catalytic Reduction |  |  | ARP, CSNOX, CSOSG2, CSSO2G2 | 7710 2A | 2003-01-09 | 2600 | Y | 0.055617 | 71.63%
AL | Plant H. Allen Franklin | 7710 | 2B |  | 2023 | 8335 | 8330.75 | 2404925.75 |  | 4.843 | 0.001 | 959390.825 | 0.059 | 65.805 | 0.0085 | 16143577.925 | Pipeline Natural Gas |  | Combined cycle |  | Dry Low NOx Burners,Selective Catalytic Reduction |  |  | ARP, CSNOX, CSOSG2, CSSO2G2 | 7710 2B | 2003-01-15 | 2600 | Y | 0.054725 | 70.88%
AL | Plant H. Allen Franklin | 7710 | 3A |  | 2023 | 8340 | 8329.25 | 2431526.25 |  | 4.955 | 0.001 | 981461.825 | 0.059 | 70.289 | 0.009 | 16514983.975 | Pipeline Natural Gas |  | Combined cycle |  | Dry Low NOx Burners,Selective Catalytic Reduction |  |  | ARP, CSNOX, CSOSG2, CSSO2G2 | 7710 3A | 2008-01-11 | 2600 | Y | 0.057815 | 72.51%
AL | Plant H. Allen Franklin | 7710 | 3B |  | 2023 | 8363 | 8352.25 | 2420319 |  | 4.903 | 0.001 | 971242.9 | 0.059 | 70.608 | 0.0092 | 16343051.075 | Pipeline Natural Gas |  | Combined cycle |  | Dry Low NOx Burners,Selective Catalytic Reduction |  |  | ARP, CSNOX, CSOSG2, CSSO2G2 | 7710 3B | 2008-01-18 | 2600 | Y | 0.058346 | 71.76%
AL | Theodore Cogeneration | 7721 | CC1 |  | 2023 | 8276 | 8271.5 | 2080924.25 |  | 4.091 | 0.001 | 810352.85 | 0.059 | 44.012 | 0.0067 | 13635664.85 | Pipeline Natural Gas |  | Combined cycle |  | Dry Low NOx Burners,Selective Catalytic Reduction |  |  | ARP, CSNOX, CSOSG2, CSSO2G2 | 7721 CC1 | 2000-10-13 | 2500 | Y | 0.0423 | 62.26%
MO | Essex Power Plant | 7749 | 1 |  | 2023 | 1005 | 908.18 | 73788.48 |  | 0.273 | 0.001 | 54015.991 | 0.059 | 44.57 | 0.1014 | 908932.622 | Pipeline Natural Gas |  | Combustion turbine |  | Dry Low NOx Burners |  |  | ARP, CSNOX, CSOSG2, CSSO2G1 | 7749 1 | 1999-06-22 | 1470.6 |  | 1.208 | 7.056%
MO | Nodaway Power Plant | 7754 | 1 |  | 2023 | 105 | 88.45 | 6342.15 |  | 0.025 | 0.001 | 4887.525 | 0.0591 | 3.497 | 0.0838 | 82237.944 | Pipeline Natural Gas |  | Combustion turbine |  | Dry Low NOx Burners |  |  | ARP, CSNOX, CSOSG2, CSSO2G1 | 7754 1 | 1999-06-28 | 1300 |  | 1.1028 | 0.7221%
MO | Nodaway Power Plant | 7754 | 2 |  | 2023 | 94 | 79.04 | 5560.15 |  | 0.022 | 0.001 | 4316.249 | 0.0591 | 2.596 | 0.0739 | 72628.422 | Pipeline Natural Gas |  | Combustion turbine |  | Dry Low NOx Burners |  |  | ARP, CSNOX, CSOSG2, CSSO2G1 | 7754 2 | 1999-07-07 | 1300 |  | 0.93379 | 0.6378%
OK | Chouteau Power Plant | 7757 | 1 |  | 2023 | 7693 | 7639.19 | 1652568.85 |  | 3.469 | 0.001 | 687195.674 | 0.059 | 151.362 | 0.0265 | 11563423.32 | Pipeline Natural Gas |  | Combined cycle |  | Dry Low NOx Burners,Selective Catalytic Reduction |  |  | ARP, CSOSG2 | 7757 1 | 2000-06-14 | 1783 | Y | 0.18318 | 74.03%
OK | Chouteau Power Plant | 7757 | 2 |  | 2023 | 7085 | 7051.05 | 1523671.46 |  | 3.221 | 0.001 | 637946.594 | 0.059 | 145.413 | 0.0274 | 10734666.732 | Pipeline Natural Gas |  | Combined cycle |  | Dry Low NOx Burners,Selective Catalytic Reduction |  |  | ARP, CSOSG2 | 7757 2 | 2000-06-14 | 1870.5 | Y | 0.19087 | 65.51%
OK | Chouteau Power Plant | 7757 | 3 |  | 2023 | 8183 | 8168.46 | 1916599.38 |  | 3.843 | 0.001 | 761325.679 | 0.059 | 25.516 | 0.0041 | 12810815.859 | Pipeline Natural Gas |  | Combined cycle |  | Dry Low NOx Burners,Selective Catalytic Reduction |  |  | ARP, CSOSG2 | 7757 3 | 2011-03-11 | 1882 | Y | 0.026626 | 77.71%
OK | Chouteau Power Plant | 7757 | 4 |  | 2023 | 8313 | 8300.11 | 1944565.89 |  | 3.934 | 0.001 | 779173.894 | 0.059 | 26.004 | 0.004 | 13111067.578 | Pipeline Natural Gas |  | Combined cycle |  | Dry Low NOx Burners,Selective Catalytic Reduction |  |  | ARP, CSOSG2 | 7757 4 | 2011-02-27 | 1882 | Y | 0.026745 | 79.53%
IN | Georgetown Substation | 7759 | GT1 |  | 2023 | 1989 | 1832.26 | 118496.78 |  | 0.435 | 0.001 | 86098.001 | 0.059 | 15.458 | 0.0215 | 1448764.465 | Pipeline Natural Gas |  | Combustion turbine |  | Dry Low NOx Burners |  |  | ARP, CSNOX, CSOSG3, CSSO2G1 | 7759 GT1 | 2000-04-27 | 1100 |  | 0.2609 | 15.03%
IN | Georgetown Substation | 7759 | GT2 |  | 2023 | 820 | 736.51 | 48208.8 |  | 0.174 | 0.001 | 34439.431 | 0.059 | 10.001 | 0.0337 | 579527.16 | Pipeline Natural Gas |  | Combustion turbine |  | Dry Low NOx Burners |  |  | ARP, CSNOX, CSOSG3, CSSO2G1 | 7759 GT2 | 2000-04-19 | 1100 |  | 0.4149 | 6.014%
IN | Georgetown Substation | 7759 | GT3 |  | 2023 | 835 | 757.97 | 50816.66 |  | 0.182 | 0.001 | 36135.879 | 0.059 | 10.53 | 0.0333 | 608034.147 | Pipeline Natural Gas |  | Combustion turbine |  | Dry Low NOx Burners |  |  | ARP, CSNOX, CSOSG3, CSSO2G1 | 7759 GT3 | 2000-05-05 | 1150 |  | 0.41443 | 6.036%
IN | Georgetown Substation | 7759 | GT4 |  | 2023 | 2044 | 1883.32 | 122990.33 |  | 0.466 | 0.001 | 92303.631 | 0.059 | 21.386 | 0.0276 | 1553196.916 | Pipeline Natural Gas |  | Combustion turbine |  | Dry Low NOx Burners |  |  | ARP, CSNOX, CSOSG3, CSSO2G1 | 7759 GT4 | 2001-03-20 | 1150 |  | 0.34777 | 15.42%
IL | Tilton Power Station | 7760 | 1 | CP01 | 2023 | 866 | 694.31 | 18871.02 |  | 0.061 | 0.001 | 12142.221 | 0.059 | 11.006 | 0.113 | 204319.59 | Pipeline Natural Gas |  | Combustion turbine |  | Water Injection |  |  | ARP, CSNOX, CSOSG3, CSSO2G1 | 7760 1 | 1999-05-05 | 630 |  | 1.1664 | 3.702%
IL | Tilton Power Station | 7760 | 2 | CP01 | 2023 | 862 | 689.06 | 19218.71 |  | 0.061 | 0.001 | 12123.383 | 0.0591 | 10.95 | 0.117 | 203998.628 | Pipeline Natural Gas |  | Combustion turbine |  | Water Injection |  |  | ARP, CSNOX, CSOSG3, CSSO2G1 | 7760 2 | 1999-05-19 | 630 |  | 1.1395 | 3.696%
IL | Tilton Power Station | 7760 | 3 | CP01 | 2023 | 824 | 657.74 | 19049.33 |  | 0.059 | 0.001 | 11703.872 | 0.059 | 11.371 | 0.1214 | 196940.495 | Pipeline Natural Gas |  | Combustion turbine |  | Water Injection |  |  | ARP, CSNOX, CSOSG3, CSSO2G1 | 7760 3 | 1999-05-24 | 630 |  | 1.1938 | 3.569%
IL | Tilton Power Station | 7760 | 4 | CP01 | 2023 | 781 | 623.07 | 17950.83 |  | 0.058 | 0.001 | 11515.675 | 0.059 | 11.361 | 0.1178 | 193776.873 | Pipeline Natural Gas |  | Combustion turbine |  | Water Injection |  |  | ARP, CSNOX, CSOSG3, CSSO2G1 | 7760 4 | 1999-06-09 | 630 |  | 1.2658 | 3.511%
TX | Calpine Hidalgo Energy Center | 7762 | HRSG1 |  | 2023 | 6572 | 6506.04 | 1445344.69 |  | 2.982 | 0.001 | 590769.238 | 0.059 | 161.566 | 0.0342 | 9940792.044 | Pipeline Natural Gas |  | Combined cycle |  | Dry Low NOx Burners |  |  | ARP, CSOSG2 | 7762 HRSG1 | 2000-04-13 | 1950 |  | 0.22357 | 58.19%
TX | Calpine Hidalgo Energy Center | 7762 | HRSG2 |  | 2023 | 6277 | 6189.52 | 1380937.11 |  | 2.923 | 0.001 | 578936.192 | 0.059 | 163.939 | 0.0355 | 9741668.278 | Pipeline Natural Gas |  | Combined cycle |  | Dry Low NOx Burners |  |  | ARP, CSOSG2 | 7762 HRSG2 | 2000-04-28 | 1950 |  | 0.23743 | 57.03%
IN | Henry County Generating Station | 7763 | 1 |  | 2023 | 2832 | 2518.12 | 89626.1 |  | 0.28 | 0.001 | 55466.363 | 0.0592 | 39.021 | 0.093 | 933341.315 | Pipeline Natural Gas |  | Combustion turbine |  | Water Injection |  |  | ARP, CSNOX, CSOSG3, CSSO2G1 | 7763 1 | 2001-07-17 | 700 |  | 0.87075 | 15.22%
IN | Henry County Generating Station | 7763 | 2 |  | 2023 | 3012 | 2678.76 | 96232.57 |  | 0.296 | 0.001 | 58581.831 | 0.0592 | 41.684 | 0.0932 | 985789.772 | Pipeline Natural Gas |  | Combustion turbine |  | Water Injection |  |  | ARP, CSNOX, CSOSG3, CSSO2G1 | 7763 2 | 2001-07-31 | 705 |  | 0.86632 | 15.96%
IN | Henry County Generating Station | 7763 | 3 |  | 2023 | 2125 | 1898.55 | 68114.22 |  | 0.211 | 0.001 | 41869.665 | 0.0592 | 29.472 | 0.0923 | 704556.313 | Pipeline Natural Gas |  | Combustion turbine |  | Water Injection |  |  | ARP, CSNOX, CSOSG3, CSSO2G1 | 7763 3 | 2001-08-18 | 675 |  | 0.86537 | 11.92%
GA | MPC Generating | 7764 | 1 |  | 2023 | 203 | 179.02 | 25302.94 |  | 0.087 | 0.001 | 17228.487 | 0.0593 | 15.45 | 0.1222 | 289284.366 | Pipeline Natural Gas | Diesel Oil | Combustion turbine |  | Water Injection |  |  | ARP, CSNOX, CSOSG1, CSSO2G2 | 7764 1 | 1999-10-22 | 1980 |  | 1.2212 | 1.668%
GA | MPC Generating | 7764 | 2 |  | 2023 | 178 | 151.52 | 22271.42 |  | 0.076 | 0.001 | 15120.502 | 0.0598 | 13.472 | 0.1172 | 253641.229 | Pipeline Natural Gas | Diesel Oil | Combustion turbine |  | Water Injection |  |  | ARP, CSNOX, CSOSG1, CSSO2G2 | 7764 2 | 2001-02-21 | 2030 |  | 1.2098 | 1.426%
GA | Dahlberg (Jackson County) | 7765 | 1 |  | 2023 | 312 | 258.49 | 18052.76 |  | 0.072 | 0.001 | 14027.304 | 0.282 | 4.221 | 0.0487 | 229326.494 | Pipeline Natural Gas | Diesel Oil | Combustion turbine |  | Dry Low NOx Burners,Water Injection |  |  | ARP, CSNOX, CSOSG1, CSSO2G2 | 7765 1 | 2000-05-16 | 1250 |  | 0.46763 | 2.094%
GA | Dahlberg (Jackson County) | 7765 | 10 |  | 2023 | 507 | 433.97 | 30806.42 |  | 0.114 | 0.001 | 22881.4 | 0.1599 | 5.36 | 0.0379 | 377905.43 | Pipeline Natural Gas | Diesel Oil | Combustion turbine |  | Dry Low NOx Burners,Water Injection |  |  | ARP, CSNOX, CSOSG1, CSSO2G2 | 7765 10 | 2001-05-05 | 1250 |  | 0.34798 | 3.451%
GA | Dahlberg (Jackson County) | 7765 | 2 |  | 2023 | 585 | 498.88 | 35603.03 |  | 0.136 | 0.001 | 27211.777 | 4.0242 | 6.134 | 0.0364 | 448452.313 | Pipeline Natural Gas | Diesel Oil | Combustion turbine |  | Dry Low NOx Burners,Water Injection |  |  | ARP, CSNOX, CSOSG1, CSSO2G2 | 7765 2 | 2000-05-30 | 1250 |  | 0.34458 | 4.095%
GA | Dahlberg (Jackson County) | 7765 | 3 |  | 2023 | 298 | 247.46 | 17516.14 |  | 0.069 | 0.001 | 13309.995 | 7.9738 | 3.835 | 0.0446 | 217541.398 | Pipeline Natural Gas | Diesel Oil | Combustion turbine |  | Dry Low NOx Burners,Water Injection |  |  | ARP, CSNOX, CSOSG1, CSSO2G2 | 7765 3 | 2000-05-22 | 1250 |  | 0.43788 | 1.987%
GA | Dahlberg (Jackson County) | 7765 | 4 |  | 2023 | 380 | 324.39 | 22896.05 |  | 0.096 | 0.001 | 19132.81 | 0.1798 | 5.032 | 0.0419 | 314806.292 | Pipeline Natural Gas | Diesel Oil | Combustion turbine |  | Dry Low NOx Burners,Water Injection |  |  | ARP, CSNOX, CSOSG1, CSSO2G2 | 7765 4 | 2000-05-16 | 1250 |  | 0.43955 | 2.875%
GA | Dahlberg (Jackson County) | 7765 | 5 |  | 2023 | 279 | 232.36 | 15856.15 |  | 0.061 | 0.001 | 12296.293 | 0.4802 | 2.986 | 0.0406 | 203241.153 | Pipeline Natural Gas | Diesel Oil | Combustion turbine |  | Dry Low NOx Burners,Water Injection |  |  | ARP, CSNOX, CSOSG1, CSSO2G2 | 7765 5 | 2000-05-26 | 1250 |  | 0.37664 | 1.856%
GA | Dahlberg (Jackson County) | 7765 | 6 |  | 2023 | 580 | 498.14 | 35752.62 |  | 0.134 | 0.001 | 26770.987 | 7.2329 | 6.48 | 0.0384 | 441005.023 | Pipeline Natural Gas | Diesel Oil | Combustion turbine |  | Dry Low NOx Burners,Water Injection |  |  | ARP, CSNOX, CSOSG1, CSSO2G2 | 7765 6 | 2000-05-25 | 1250 |  | 0.36249 | 4.027%
GA | Dahlberg (Jackson County) | 7765 | 7 |  | 2023 | 285 | 238.72 | 16605.23 |  | 0.066 | 0.001 | 12937.004 | 0.1682 | 4.015 | 0.0457 | 212376.487 | Pipeline Natural Gas | Diesel Oil | Combustion turbine |  | Dry Low NOx Burners,Water Injection |  |  | ARP, CSNOX, CSOSG1, CSSO2G2 | 7765 7 | 2000-06-06 | 1250 |  | 0.48358 | 1.94%
GA | Dahlberg (Jackson County) | 7765 | 8 |  | 2023 | 572 | 490.15 | 35046.64 |  | 0.133 | 0.001 | 26681.395 | 0.1712 | 7.303 | 0.0408 | 439867.593 | Pipeline Natural Gas | Diesel Oil | Combustion turbine |  | Dry Low NOx Burners,Water Injection |  |  | ARP, CSNOX, CSOSG1, CSSO2G2 | 7765 8 | 2000-06-14 | 1250 |  | 0.41676 | 4.017%
GA | Dahlberg (Jackson County) | 7765 | 9 |  | 2023 | 277 | 232.32 | 16144.1 |  | 0.061 | 0.001 | 12307.394 | 0.2861 | 3.472 | 0.0441 | 203220.803 | Pipeline Natural Gas | Diesel Oil | Combustion turbine |  | Dry Low NOx Burners,Water Injection |  |  | ARP, CSNOX, CSOSG1, CSSO2G2 | 7765 9 | 2001-05-25 | 1250 |  | 0.43013 | 1.856%
GA | Sowega Power Project | 7768 | CT2 |  | 2023 | 1090 | 934.16 | 42926.57 |  | 0.125 | 0.001 | 24762.72 | 0.0592 | 19.522 | 0.0937 | 416701.318 | Pipeline Natural Gas | Diesel Oil | Combustion turbine |  | Water Injection |  |  | ARP, CSNOX, CSOSG1, CSSO2G2 | 7768 CT2 | 1999-06-28 | 614 |  | 0.90955 | 7.747%
GA | Sowega Power Project | 7768 | CT3 |  | 2023 | 982 | 833.54 | 37011.13 |  | 0.109 | 0.001 | 21595.281 | 0.059 | 17.357 | 0.0985 | 363378.396 | Pipeline Natural Gas | Diesel Oil | Combustion turbine |  | Water Injection |  |  | ARP, CSNOX, CSOSG1, CSSO2G2 | 7768 CT3 | 1999-07-20 | 614 |  | 0.93793 | 6.756%
OH | Omega JV2 Hamilton | 7782 | P001 |  | 2023 | 65 | 53.51 | 1259.79 |  | 0.007 | 0.0006 | 1376.7 | 0.0591 | 1.517 | 0.1299 | 23336.5 | Pipeline Natural Gas |  | Combustion turbine |  | Water Injection |  |  | ARP, CSNOX, CSOSG3, CSSO2G1 | 7782 P001 | 2000-05-08 | 423 |  | 2.4083 | 0.6298%
OH | Omega JV2 Bowling Green | 7783 | P001 |  | 2023 | 75 | 63.91 | 1416.7 |  | 0.007 | 0.0006 | 1408.1 | 0.0588 | 1.516 | 0.1268 | 23866 | Pipeline Natural Gas |  | Combustion turbine |  | Water Injection |  |  | ARP, CSNOX, CSOSG3, CSSO2G1 | 7783 P001 | 2000-05-08 | 423 |  | 2.1402 | 0.6441%
UT | Bonanza | 7790 | 2024-01-01 |  | 2023 | 8475 | 8472.74 | 3662057.25 |  | 613.87 | 0.0311 | 3865499.478 | 0.103 | 4773.865 | 0.2475 | 37675447.115 | Coal | Diesel Oil | Dry bottom wall-fired boiler | Wet Limestone | Low NOx Burner Technology (Dry Bottom only) | Baghouse |  | ARP, MATS | 7790 45292 | 1985-12-01 | 5500 |  | 2.6072 | 78.2%
NC | Richmond County Plant | 7805 | 1 |  | 2023 | 2324 | 2107.9 | 310659.72 |  | 0.76 | 0.0002 | 191494.672 | 0.0591 | 52.183 | 0.0386 | 3220156.574 | Natural Gas | Diesel Oil | Combustion turbine |  | Dry Low NOx Burners,Water Injection |  |  | ARP, CSNOX, CSSO2G1, SIPNOX | 7805 1 | 2001-03-25 | 2100 |  | 0.33595 | 17.5%
NC | Richmond County Plant | 7805 | 10 |  | 2023 | 7681 | 7668.64 | 2292234.92 |  | 3.673 | 0.0002 | 934554.057 | 0.059 | 51.425 | 0.0071 | 15725390.468 | Natural Gas | Diesel Oil | Combined cycle |  | Dry Low NOx Burners,Water Injection,Selective Catalytic Reduction |  |  | ARP, CSNOX, CSSO2G1, SIPNOX | 7805 10 | 2011-01-17 | 2540 | Y | 0.044869 | 70.67%
NC | Richmond County Plant | 7805 | 2 |  | 2023 | 1951 | 1734.15 | 249463.2 |  | 0.633 | 0.0003 | 151705.762 | 0.0591 | 41.269 | 0.0391 | 2550723.328 | Natural Gas | Diesel Oil | Combustion turbine |  | Dry Low NOx Burners,Water Injection |  |  | ARP, CSNOX, CSSO2G1, SIPNOX | 7805 2 | 2001-04-01 | 2100 |  | 0.33086 | 13.87%
NC | Richmond County Plant | 7805 | 3 |  | 2023 | 2135 | 1897.9 | 274244.95 |  | 0.682 | 0.0002 | 174708.754 | 0.0591 | 46.804 | 0.0383 | 2937672.485 | Natural Gas | Diesel Oil | Combustion turbine |  | Dry Low NOx Burners,Water Injection |  |  | ARP, CSNOX, CSSO2G1, SIPNOX | 7805 3 | 2001-04-08 | 2100 |  | 0.34133 | 15.97%
NC | Richmond County Plant | 7805 | 4 |  | 2023 | 1532 | 1338.4 | 188712.58 |  | 0.487 | 0.0003 | 117229.757 | 0.0591 | 33.594 | 0.0424 | 1971700.487 | Natural Gas | Diesel Oil | Combustion turbine |  | Dry Low NOx Burners,Water Injection |  |  | ARP, CSNOX, CSSO2G1, SIPNOX | 7805 4 | 2001-04-15 | 2100 |  | 0.35603 | 10.72%
NC | Richmond County Plant | 7805 | 6 |  | 2023 | 1637 | 1446.92 | 203524.67 |  | 0.463 | 0.0001 | 129116.701 | 0.0591 | 37.774 | 0.0445 | 2171526.106 | Natural Gas | Diesel Oil | Combustion turbine |  | Dry Low NOx Burners,Water Injection |  |  | ARP, CSNOX, CSSO2G1, SIPNOX | 7805 6 | 2002-04-01 | 2100 |  | 0.3712 | 11.8%
NC | Richmond County Plant | 7805 | 7 |  | 2023 | 6312 | 6299.18 | 975316.12 |  | 2.437 | 0.0002 | 608387.543 | 0.059 | 40.344 | 0.009 | 10237243.081 | Natural Gas | Diesel Oil | Combined cycle |  | Dry Low NOx Burners,Water Injection,Selective Catalytic Reduction |  |  | ARP, CSNOX, CSSO2G1, SIPNOX | 7805 7 | 2002-04-01 | 2015 | Y | 0.08273 | 58%
NC | Richmond County Plant | 7805 | 8 |  | 2023 | 6172 | 6150.27 | 949853.25 |  | 2.353 | 0.0002 | 589914.625 | 0.059 | 44.281 | 0.0107 | 9926402.436 | Natural Gas | Diesel Oil | Combined cycle |  | Dry Low NOx Burners,Water Injection,Selective Catalytic Reduction |  |  | ARP, CSNOX, CSSO2G1, SIPNOX | 7805 8 | 2002-04-01 | 2015 | Y | 0.093238 | 56.24%
NC | Richmond County Plant | 7805 | 9 |  | 2023 | 7672 | 7657.44 | 2283176.97 |  | 3.689 | 0.0002 | 935870.521 | 0.059 | 47.362 | 0.0067 | 15747750.802 | Natural Gas | Diesel Oil | Combined cycle |  | Dry Low NOx Burners,Water Injection,Selective Catalytic Reduction |  |  | ARP, CSNOX, CSSO2G1, SIPNOX | 7805 9 | 2011-01-18 | 2540 | Y | 0.041488 | 70.78%
GA | Sewell Creek Energy | 7813 | 1 |  | 2023 | 977 | 857.72 | 80622.34 |  | 0.288 | 0.001 | 57006.836 | 0.059 | 18.672 | 0.048 | 959238.85 | Pipeline Natural Gas |  | Combustion turbine |  | Dry Low NOx Burners |  |  | ARP, CSNOX, CSOSG1, CSSO2G2 | 7813 1 | 2000-06-08 | 1560 |  | 0.4632 | 7.019%
GA | Sewell Creek Energy | 7813 | 2 |  | 2023 | 995 | 869.01 | 83136.26 |  | 0.295 | 0.001 | 58432.433 | 0.059 | 23.196 | 0.0565 | 983253.492 | Pipeline Natural Gas |  | Combustion turbine |  | Dry Low NOx Burners |  |  | ARP, CSNOX, CSOSG1, CSSO2G2 | 7813 2 | 2000-06-21 | 1335 |  | 0.55802 | 8.408%
GA | Sewell Creek Energy | 7813 | 3 |  | 2023 | 1292 | 1136.73 | 135299.29 |  | 0.451 | 0.001 | 89263.293 | 0.059 | 60.164 | 0.0901 | 1502057.612 | Pipeline Natural Gas |  | Combustion turbine |  | Dry Low NOx Burners |  |  | ARP, CSNOX, CSOSG1, CSSO2G2 | 7813 3 | 2000-08-27 | 1570 |  | 0.88935 | 10.92%
GA | Sewell Creek Energy | 7813 | 4 |  | 2023 | 1229 | 1080.48 | 129523.51 |  | 0.428 | 0.001 | 84710.996 | 0.059 | 52.545 | 0.0819 | 1425416.781 | Pipeline Natural Gas |  | Combustion turbine |  | Dry Low NOx Burners |  |  | ARP, CSNOX, CSOSG1, CSSO2G2 | 7813 4 | 2000-05-25 | 1606 |  | 0.81136 | 10.13%
IL | Alsey Station | 7818 | ACT1 |  | 2023 | 50 | 39.49 | 843.48 |  | 0.004 | 0.001 |  |  | 1.802 | 0.243 | 14830.679 | Pipeline Natural Gas |  | Combustion turbine |  | Water Injection |  |  | CSNOX, CSOSG3, CSSO2G1 | 7818 ACT1 | 1999-06-01 | 473 |  | 4.2728 | 0.3579%
IL | Alsey Station | 7818 | ACT2 |  | 2023 | 38 | 32.31 | 741.6 |  | 0.004 | 0.001 |  |  | 1.365 | 0.213 | 12814.083 | Pipeline Natural Gas |  | Combustion turbine |  | Water Injection |  |  | CSNOX, CSOSG3, CSSO2G1 | 7818 ACT2 | 1999-06-01 | 460 |  | 3.6812 | 0.318%
IL | Alsey Station | 7818 | ACT5 |  | 2023 | 32 | 23.73 | 446.77 |  | 0.003 | 0.001 |  |  | 1.227 | 0.2836 | 8361.91 | Pipeline Natural Gas |  | Combustion turbine |  |  |  |  | CSNOX, CSOSG3, CSSO2G1 | 7818 ACT5 | 1999-06-01 | 430 |  | 5.4928 | 0.222%
IL | Alsey Station | 7818 | ACT6 |  | 2023 | 449 | 373.92 | 15190.48 |  | 0.041 | 0.001 | 8156.076 | 0.0593 | 6.421 | 0.1005 | 137242.727 | Pipeline Natural Gas | Diesel Oil | Combustion turbine |  | Water Injection |  |  | ARP, CSNOX, CSOSG3, CSSO2G1 | 7818 ACT6 | 2016-12-13 | 487 |  | 0.8454 | 3.217%
AR | Fulton | 7825 | CT1 |  | 2023 | 1229 | 1091.17 | 146823.89 |  | 0.472 | 0.001 | 93497.191 | 0.059 | 39.342 | 0.0549 | 1573164.125 | Pipeline Natural Gas |  | Combustion turbine |  | Dry Low NOx Burners |  |  | ARP, CSOSG2 | 7825 CT1 | 2001-04-21 | 1692 |  | 0.53591 | 10.61%
NC | Plant Rowan County | 7826 | 1 |  | 2023 | 815 | 703.39 | 103454.08 |  | 0.337 | 0.001 | 66402.512 | 0.0591 | 18.454 | 0.0426 | 1116920.947 | Pipeline Natural Gas | Diesel Oil | Combustion turbine |  | Dry Low NOx Burners,Water Injection |  |  | ARP, CSNOX, CSSO2G1, SIPNOX | 7826 1 | 2001-05-15 | 1962 |  | 0.35676 | 6.499%
NC | Plant Rowan County | 7826 | 2 |  | 2023 | 593 | 511.09 | 80081.83 |  | 0.259 | 0.001 | 51235.442 | 0.0591 | 14.984 | 0.0418 | 861970.659 | Pipeline Natural Gas | Diesel Oil | Combustion turbine |  | Dry Low NOx Burners,Water Injection |  |  | ARP, CSNOX, CSSO2G1, SIPNOX | 7826 2 | 2001-05-11 | 1960 |  | 0.37422 | 5.02%
NC | Plant Rowan County | 7826 | 3 |  | 2023 | 683 | 591.29 | 83465.31 |  | 0.285 | 0.001 | 56170.749 | 0.0591 | 16.359 | 0.0493 | 944870.85 | Pipeline Natural Gas | Diesel Oil | Combustion turbine |  | Dry Low NOx Burners,Water Injection |  |  | ARP, CSNOX, CSSO2G1, SIPNOX | 7826 3 | 2001-05-15 | 1962 |  | 0.392 | 5.498%
NC | Plant Rowan County | 7826 | 4 |  | 2023 | 7809 | 7733.31 | 1341800.72 |  | 4.209 | 0.001 | 833625.271 | 0.059 | 72.866 | 0.0122 | 14027154.88 | Pipeline Natural Gas | Diesel Oil | Combined cycle |  | Dry Low NOx Burners,Selective Catalytic Reduction |  |  | ARP, CSNOX, CSSO2G1, SIPNOX | 7826 4 | 2003-04-29 | 2050 | Y | 0.10861 | 78.11%
NC | Plant Rowan County | 7826 | 5 |  | 2023 | 7858 | 7783.01 | 1359097.81 |  | 4.232 | 0.001 | 838295.876 | 0.059 | 73.406 | 0.0122 | 14105994.749 | Pipeline Natural Gas |  | Combined cycle |  | Dry Low NOx Burners,Selective Catalytic Reduction |  |  | ARP, CSNOX, CSSO2G1, SIPNOX | 7826 5 | 2003-04-29 | 2050 | Y | 0.10802 | 78.55%
GA | Smarr Energy Facility | 7829 | 1 |  | 2023 | 902 | 798.98 | 73877.41 |  | 0.301 | 0.001 | 59696.638 | 0.059 | 20.799 | 0.0483 | 1004511.394 | Pipeline Natural Gas |  | Combustion turbine |  | Dry Low NOx Burners |  |  | ARP, CSNOX, CSOSG1, CSSO2G2 | 7829 1 | 1999-06-01 | 1590 |  | 0.56307 | 7.212%
GA | Smarr Energy Facility | 7829 | 2 |  | 2023 | 1015 | 898.38 | 82492.77 |  | 0.316 | 0.001 | 62610.082 | 0.059 | 22.399 | 0.0487 | 1053550.635 | Pipeline Natural Gas |  | Combustion turbine |  | Dry Low NOx Burners |  |  | ARP, CSNOX, CSOSG1, CSSO2G2 | 7829 2 | 1999-06-12 | 1404 |  | 0.54305 | 8.566%
SC | John S. Rainey Generating Station | 7834 | CT1A |  | 2023 | 7832 | 7822.47 | 1221143.54 |  | 3.902 | 0.001 | 773003.305 | 0.059 | 97.916 | 0.0151 | 13007274.306 | Pipeline Natural Gas | Diesel Oil | Combined cycle |  | Selective Catalytic Reduction,Dry Low NOx Burners,Water Injection |  |  | ARP, CSNOX, CSSO2G2, SIPNOX | 7834 CT1A | 2001-12-03 | 1980 | Y | 0.16037 | 74.99%
SC | John S. Rainey Generating Station | 7834 | CT1B |  | 2023 | 6556 | 6551.8 | 1011384.52 |  | 3.219 | 0.001 | 637721.654 | 0.059 | 85.665 | 0.0162 | 10730853.537 | Pipeline Natural Gas | Diesel Oil | Combined cycle |  | Selective Catalytic Reduction,Dry Low NOx Burners,Water Injection |  |  | ARP, CSNOX, CSSO2G2, SIPNOX | 7834 CT1B | 2001-12-03 | 1980 | Y | 0.1694 | 61.87%
SC | John S. Rainey Generating Station | 7834 | CT2A |  | 2023 | 7357 | 7338.79 | 1009832.83 |  | 3.36 | 0.001 | 665626.003 | 0.059 | 154.758 | 0.0279 | 11200390.668 | Pipeline Natural Gas | Diesel Oil | Combustion turbine |  | Dry Low NOx Burners,Water Injection |  |  | ARP, CSNOX, CSSO2G2, SIPNOX | 7834 CT2A | 2002-03-21 | 1980 |  | 0.3065 | 64.57%
SC | John S. Rainey Generating Station | 7834 | CT2B |  | 2023 | 7831 | 7810.76 | 1081718.11 |  | 3.51 | 0.001 | 695308.606 | 0.059 | 163.185 | 0.0281 | 11699871.097 | Pipeline Natural Gas | Diesel Oil | Combustion turbine |  | Dry Low NOx Burners,Water Injection |  |  | ARP, CSNOX, CSSO2G2, SIPNOX | 7834 CT2B | 2002-05-07 | 1980 |  | 0.30171 | 67.45%
SC | John S. Rainey Generating Station | 7834 | CT3 |  | 2023 | 860 | 781.99 | 43695.58 |  | 0.174 | 0.001 | 33943.4 | 0.059 | 8.052 | 0.028 | 575291.5 | Pipeline Natural Gas |  | Combustion turbine |  |  |  |  | ARP, CSNOX, CSSO2G2, SIPNOX | 7834 CT3 | 2003-11-13 | 874.6 |  | 0.36855 | 7.509%
SC | John S. Rainey Generating Station | 7834 | CT4 |  | 2023 | 1294 | 1204.8 | 66495.13 |  | 0.267 | 0.001 | 52128 | 0.059 | 12.367 | 0.028 | 883361.7 | Pipeline Natural Gas |  | Combustion turbine |  |  |  |  | ARP, CSNOX, CSSO2G2, SIPNOX | 7834 CT4 | 2003-11-19 | 874.6 |  | 0.37197 | 11.53%
SC | John S. Rainey Generating Station | 7834 | CT5 |  | 2023 | 1050 | 961.45 | 52183.69 |  | 0.211 | 0.0009 | 41220.9 | 0.059 | 9.779 | 0.028 | 698690 | Pipeline Natural Gas |  | Combustion turbine |  |  |  |  | ARP, CSNOX, CSSO2G2, SIPNOX | 7834 CT5 | 2003-12-02 | 874.6 |  | 0.37479 | 9.119%
MD | Rock Springs Generating Facility | 7835 | 1 |  | 2023 | 292 | 250.85 | 39565.67 |  | 0.123 | 0.001 | 24357.353 | 0.059 | 7.574 | 0.0497 | 409857.427 | Pipeline Natural Gas |  | Combustion turbine |  | Dry Low NOx Burners |  |  | ARP, CSNOX, CSOSG3, CSSO2G1, RGGI | 7835 1 | 2003-05-21 | 2000 |  | 0.38286 | 2.339%
MD | Rock Springs Generating Facility | 7835 | 2 |  | 2023 | 279 | 247.14 | 39182.1 |  | 0.122 | 0.001 | 24182.652 | 0.059 | 7.298 | 0.0448 | 406913.318 | Pipeline Natural Gas |  | Combustion turbine |  | Dry Low NOx Burners |  |  | ARP, CSNOX, CSOSG3, CSSO2G1, RGGI | 7835 2 | 2003-05-28 | 2000 |  | 0.37252 | 2.323%
MD | Rock Springs Generating Facility | 7835 | 3 |  | 2023 | 488 | 441.56 | 73646.52 |  | 0.227 | 0.001 | 44977.203 | 0.059 | 12.447 | 0.04 | 756836.996 | Pipeline Natural Gas |  | Combustion turbine |  | Dry Low NOx Burners |  |  | ARP, CSNOX, CSOSG3, CSSO2G1, RGGI | 7835 3 | 2002-11-20 | 2000 |  | 0.33802 | 4.32%
MD | Rock Springs Generating Facility | 7835 | 4 |  | 2023 | 424 | 380.36 | 61394.16 |  | 0.192 | 0.001 | 38042.757 | 0.059 | 11.325 | 0.0408 | 640126.884 | Pipeline Natural Gas |  | Combustion turbine |  | Dry Low NOx Burners |  |  | ARP, CSNOX, CSOSG3, CSSO2G1, RGGI | 7835 4 | 2002-11-26 | 2000 |  | 0.36893 | 3.654%
VA | Marsh Run Generation Facility | 7836 | EU1 |  | 2023 | 784 | 677.48 | 81165.48 |  | 0.265 | 0.001 | 52442.426 | 0.0592 | 16.084 | 0.0488 | 880896.334 | Pipeline Natural Gas | Diesel Oil | Combustion turbine |  | Dry Low NOx Burners,Water Injection |  |  | ARP, CSNOX, CSOSG3, CSSO2G1, RGGI | 7836 EU1 | 2004-07-28 | 2400 |  | 0.39633 | 4.19%
VA | Marsh Run Generation Facility | 7836 | EU2 |  | 2023 | 649 | 553.17 | 65204.73 |  | 0.215 | 0.001 | 42623.65 | 0.0592 | 12.828 | 0.0497 | 716042.141 | Pipeline Natural Gas | Diesel Oil | Combustion turbine |  | Dry Low NOx Burners,Water Injection |  |  | ARP, CSNOX, CSOSG3, CSSO2G1, RGGI | 7836 EU2 | 2004-06-30 | 2400 |  | 0.39347 | 3.406%
VA | Marsh Run Generation Facility | 7836 | EU3 |  | 2023 | 742 | 624.8 | 74523.48 |  | 0.244 | 0.001 | 48303.558 | 0.0591 | 13.624 | 0.0477 | 812664.238 | Pipeline Natural Gas | Diesel Oil | Combustion turbine |  | Dry Low NOx Burners,Water Injection |  |  | ARP, CSNOX, CSOSG3, CSSO2G1, RGGI | 7836 EU3 | 2004-06-27 | 2400 |  | 0.36563 | 3.865%
VA | Louisa Generation Facility | 7837 | EU1 |  | 2023 | 766 | 665.09 | 39334.85 |  | 0.154 | 0.001 | 30142.575 | 0.0591 | 8.373 | 0.0409 | 507040.899 | Pipeline Natural Gas | Diesel Oil | Combustion turbine |  | Dry Low NOx Burners,Water Injection |  |  | ARP, CSNOX, CSOSG3, CSSO2G1, RGGI | 7837 EU1 | 2003-05-21 | 1300 |  | 0.42573 | 4.452%
VA | Louisa Generation Facility | 7837 | EU2 |  | 2023 | 718 | 621.18 | 36932.54 |  | 0.138 | 0.001 | 26672.059 | 0.0592 | 7.159 | 0.04 | 448464.527 | Pipeline Natural Gas | Diesel Oil | Combustion turbine |  | Dry Low NOx Burners,Water Injection |  |  | ARP, CSNOX, CSOSG3, CSSO2G1, RGGI | 7837 EU2 | 2003-03-17 | 1300 |  | 0.38768 | 3.938%
VA | Louisa Generation Facility | 7837 | EU3 |  | 2023 | 788 | 688.62 | 40958.09 |  | 0.152 | 0.001 | 29860.672 | 0.0592 | 7.919 | 0.041 | 502353.159 | Pipeline Natural Gas | Diesel Oil | Combustion turbine |  | Dry Low NOx Burners,Water Injection |  |  | ARP, CSNOX, CSOSG3, CSSO2G1, RGGI | 7837 EU3 | 2003-04-01 | 1300 |  | 0.38669 | 4.411%
VA | Louisa Generation Facility | 7837 | EU4 |  | 2023 | 900 | 780.47 | 46666.29 |  | 0.173 | 0.001 | 33853.294 | 0.0593 | 8.658 | 0.0396 | 569368.626 | Pipeline Natural Gas | Diesel Oil | Combustion turbine |  | Dry Low NOx Burners,Water Injection |  |  | ARP, CSNOX, CSOSG3, CSSO2G1, RGGI | 7837 EU4 | 2003-04-15 | 1300 |  | 0.37106 | 5%
VA | Louisa Generation Facility | 7837 | EU5 |  | 2023 | 789 | 680.17 | 81653.81 |  | 0.281 | 0.001 | 52703.82 | 0.0593 | 15.686 | 0.0476 | 885349.294 | Pipeline Natural Gas | Diesel Oil | Combustion turbine |  | Dry Low NOx Burners,Water Injection |  |  | ARP, CSNOX, CSOSG3, CSSO2G1, RGGI | 7837 EU5 | 2003-07-13 | 2400 |  | 0.38421 | 4.211%
VA | Remington Combustion Turbine Station | 7838 | 1 |  | 2023 | 1003 | 893.18 | 115920.68 |  | 0.358 | 0.001 | 66796.114 | 0.0591 | 16.39 | 0.0339 | 1123286.082 | Pipeline Natural Gas | Diesel Oil | Combustion turbine |  | Dry Low NOx Burners,Water Injection |  |  | ARP, CSNOX, CSOSG3, CSSO2G1, RGGI | 7838 1 | 2000-07-09 | 2223 |  | 0.28278 | 5.768%
VA | Remington Combustion Turbine Station | 7838 | 2 |  | 2023 | 81 | 64.72 | 8523.11 |  | 0.142 | 0.0039 | 5460.178 | 0.0617 | 2.378 | 0.0709 | 88359.219 | Pipeline Natural Gas | Diesel Oil | Combustion turbine |  | Dry Low NOx Burners,Water Injection |  |  | ARP, CSNOX, CSOSG3, CSSO2G1, RGGI | 7838 2 | 2000-07-10 | 1985 |  | 0.55801 | 0.5081%
VA | Remington Combustion Turbine Station | 7838 | 3 |  | 2023 | 560 | 488.25 | 60756.18 |  | 0.303 | 0.0013 | 38146.954 | 0.0594 | 9.786 | 0.0377 | 638510.334 | Pipeline Natural Gas | Diesel Oil | Combustion turbine |  | Dry Low NOx Burners,Water Injection |  |  | ARP, CSNOX, CSOSG3, CSSO2G1, RGGI | 7838 3 | 2000-07-05 | 2223 |  | 0.32214 | 3.279%
VA | Remington Combustion Turbine Station | 7838 | 4 |  | 2023 | 1100 | 978.47 | 123591.04 |  | 0.91 | 0.0017 | 72115.644 | 0.0597 | 20.515 | 0.0394 | 1196715.478 | Pipeline Natural Gas | Diesel Oil | Combustion turbine |  | Dry Low NOx Burners,Water Injection |  |  | ARP, CSNOX, CSOSG3, CSSO2G1, RGGI | 7838 4 | 2000-07-10 | 1985 |  | 0.33198 | 6.882%
VA | Ladysmith Combustion Turbine Sta | 7839 | 1 |  | 2023 | 850 | 783.11 | 113014.87 |  | 0.818 | 0.0018 | 69922.765 | 0.0601 | 20.67 | 0.0423 | 1154003.803 | Pipeline Natural Gas | Diesel Oil | Combustion turbine |  | Dry Low NOx Burners,Water Injection |  |  | ARP, CSNOX, CSOSG3, CSSO2G1, RGGI | 7839 1 | 2001-05-31 | 2129 |  | 0.36579 | 6.188%
VA | Ladysmith Combustion Turbine Sta | 7839 | 2 |  | 2023 | 1686 | 1539.22 | 218915.15 |  | 0.696 | 0.001 | 129456.869 | 0.0591 | 34.43 | 0.036 | 2176420.15 | Pipeline Natural Gas | Diesel Oil | Combustion turbine |  | Dry Low NOx Burners,Water Injection |  |  | ARP, CSNOX, CSOSG3, CSSO2G1, RGGI | 7839 2 | 2001-05-23 | 2223 |  | 0.31455 | 11.18%
VA | Ladysmith Combustion Turbine Sta | 7839 | 3 |  | 2023 | 831 | 764.86 | 108205.63 |  | 0.556 | 0.0014 | 66600.141 | 0.0596 | 17.6 | 0.0362 | 1110355.922 | Pipeline Natural Gas | Diesel Oil | Combustion turbine |  | Dry Low NOx Burners,Water Injection |  |  | ARP, CSNOX, CSOSG3, CSSO2G1, RGGI | 7839 3 | 2008-05-22 | 2158 |  | 0.32531 | 5.874%
VA | Ladysmith Combustion Turbine Sta | 7839 | 4 |  | 2023 | 1334 | 1229.49 | 173669.05 |  | 0.691 | 0.0012 | 106807.801 | 0.0593 | 27.58 | 0.0346 | 1790048.917 | Pipeline Natural Gas | Diesel Oil | Combustion turbine |  | Dry Low NOx Burners,Water Injection |  |  | ARP, CSNOX, CSOSG3, CSSO2G1, RGGI | 7839 4 | 2008-06-07 | 2129 |  | 0.31762 | 9.598%
VA | Ladysmith Combustion Turbine Sta | 7839 | 5 |  | 2023 | 1814 | 1669.44 | 239485.87 |  | 0.889 | 0.0012 | 145900.168 | 0.0593 | 36.264 | 0.0339 | 2447919.877 | Pipeline Natural Gas | Diesel Oil | Combustion turbine |  | Dry Low NOx Burners,Water Injection |  |  | ARP, CSNOX, CSOSG3, CSSO2G1, RGGI | 7839 5 | 2009-03-22 | 2129 |  | 0.30285 | 13.13%
IL | Freedom Power Project | 7842 | CT1 |  | 2023 | 32 | 25.51 | 1084.49 |  | 0.003 | 0.001 | 625.227 | 0.0592 | 0.508 | 0.1009 | 10521.7 | Pipeline Natural Gas |  | Combustion turbine |  | Water Injection |  |  | ARP, CSNOX, CSOSG3, CSSO2G1 | 7842 CT1 | 2000-06-01 | 465 |  | 0.93685 | 0.2583%
MN | Pleasant Valley Station | 7843 | 11 |  | 2023 | 434 | 360.26 | 34761.55 |  | 0.127 | 0.001 | 25198.667 | 0.0591 | 22.456 | 0.1107 | 423720.501 | Pipeline Natural Gas | Diesel Oil | Combustion turbine |  | Dry Low NOx Burners,Water Injection |  |  | ARP, CSNOX, CSSO2G2 | 7843 11 | 2001-04-04 | 1772 |  | 1.292 | 2.73%
MN | Pleasant Valley Station | 7843 | 12 |  | 2023 | 687 | 580.11 | 55694.55 |  | 0.205 | 0.001 | 40665.198 | 0.0593 | 30.395 | 0.0948 | 683413.748 | Pipeline Natural Gas | Diesel Oil | Combustion turbine |  | Dry Low NOx Burners,Water Injection |  |  | ARP, CSNOX, CSSO2G2 | 7843 12 | 2001-04-06 | 1819.6 |  | 1.0915 | 4.287%
MN | Pleasant Valley Station | 7843 | 13 |  | 2023 | 194 | 162.07 | 13145.26 |  | 0.051 | 0.001 | 10074.767 | 0.0593 | 6.821 | 0.0906 | 169283.86 | Pipeline Natural Gas | Diesel Oil | Combustion turbine |  | Dry Low NOx Burners,Water Injection |  |  | ARP, CSNOX, CSSO2G2 | 7843 13 | 2002-04-21 | 1475.3 |  | 1.0378 | 1.31%
MN | Minnesota River Station | 7844 | U001 |  | 2023 | 213 | 174.2 | 6970.67 |  | 0.022 | 0.001 | 4348.528 | 0.0593 | 5.497 | 0.1587 | 73185.127 | Pipeline Natural Gas | Diesel Oil | Combustion turbine |  | Dry Low NOx Burners |  |  | ARP, CSNOX, CSSO2G2 | 7844 U001 | 2001-05-01 | 560 |  | 1.5772 | 1.492%
TN | Lagoon Creek | 7845 | LCC1 |  | 2023 | 7163 | 7145.9 | 1820641.62 |  | 3.422 | 0.001 | 677793.781 | 0.0591 | 60.437 | 0.0115 | 11405192.622 | Pipeline Natural Gas |  | Combined cycle |  | Dry Low NOx Burners,Selective Catalytic Reduction |  |  | ARP, CSNOX, CSOSG2, CSSO2G1 | 7845 LCC1 | 2010-06-30 | 2243 | Y | 0.066391 | 58.05%
TN | Lagoon Creek | 7845 | LCC2 |  | 2023 | 6554 | 6537.82 | 1629273.65 |  | 3.1 | 0.001 | 614110.197 | 0.059 | 57.176 | 0.0119 | 10333597.038 | Pipeline Natural Gas |  | Combined cycle |  | Dry Low NOx Burners,Selective Catalytic Reduction |  |  | ARP, CSNOX, CSOSG2, CSSO2G1 | 7845 LCC2 | 2010-06-22 | 2243 | Y | 0.070186 | 52.59%
TN | Lagoon Creek | 7845 | LCT1 |  | 2023 | 90 | 67.08 | 4237.18 |  | 0.026 | 0.0022 | 3265.324 | 0.0596 | 1.03 | 0.0486 | 54803.404 | Pipeline Natural Gas | Diesel Oil | Combustion turbine |  | Dry Low NOx Burners,Water Injection |  |  | ARP, CSNOX, CSOSG2, CSSO2G1 | 7845 LCT1 | 2001-04-05 | 1175.4 |  | 0.48617 | 0.5323%
TN | Lagoon Creek | 7845 | LCT10 |  | 2023 | 128 | 95.31 | 5241.14 |  | 0.122 | 0.005 | 4209.24 | 0.061 | 1.972 | 0.068 | 69256.046 | Pipeline Natural Gas | Diesel Oil | Combustion turbine |  | Dry Low NOx Burners,Water Injection |  |  | ARP, CSNOX, CSOSG2, CSSO2G1 | 7845 LCT10 | 2002-04-10 | 1175.4 |  | 0.75251 | 0.6726%
TN | Lagoon Creek | 7845 | LCT11 |  | 2023 | 112 | 84.82 | 5196.2 |  | 0.097 | 0.0057 | 4247.266 | 0.061 | 1.56 | 0.0526 | 70288.045 | Pipeline Natural Gas | Diesel Oil | Combustion turbine |  | Dry Low NOx Burners,Water Injection |  |  | ARP, CSNOX, CSOSG2, CSSO2G1 | 7845 LCT11 | 2002-04-11 | 1175.4 |  | 0.60044 | 0.6826%
TN | Lagoon Creek | 7845 | LCT12 |  | 2023 | 93 | 67.21 | 3833.4 |  | 0.059 | 0.0038 | 3010.497 | 0.0603 | 1.196 | 0.0578 | 49973.957 | Pipeline Natural Gas | Diesel Oil | Combustion turbine |  | Dry Low NOx Burners,Water Injection |  |  | ARP, CSNOX, CSOSG2, CSSO2G1 | 7845 LCT12 | 2002-04-19 | 1175.4 |  | 0.62399 | 0.4853%
TN | Lagoon Creek | 7845 | LCT2 |  | 2023 | 94 | 70.71 | 4739.63 |  | 0.018 | 0.0023 | 3097.207 | 0.0596 | 0.882 | 0.0471 | 52084.864 | Pipeline Natural Gas | Diesel Oil | Combustion turbine |  | Dry Low NOx Burners,Water Injection |  |  | ARP, CSNOX, CSOSG2, CSSO2G1 | 7845 LCT2 | 2001-04-06 | 1175.4 |  | 0.37218 | 0.5058%
TN | Lagoon Creek | 7845 | LCT3 |  | 2023 | 104 | 80.76 | 5523.2 |  | 0.024 | 0.0014 | 4005.052 | 0.0592 | 1.226 | 0.0462 | 67336.039 | Pipeline Natural Gas | Diesel Oil | Combustion turbine |  | Dry Low NOx Burners,Water Injection |  |  | ARP, CSNOX, CSOSG2, CSSO2G1 | 7845 LCT3 | 2001-04-13 | 1175.4 |  | 0.44395 | 0.654%
TN | Lagoon Creek | 7845 | LCT4 |  | 2023 | 101 | 75.49 | 5072.86 |  | 0.021 | 0.0015 | 3708.315 | 0.0593 | 1.141 | 0.0508 | 62357.847 | Pipeline Natural Gas | Diesel Oil | Combustion turbine |  | Dry Low NOx Burners,Water Injection |  |  | ARP, CSNOX, CSOSG2, CSSO2G1 | 7845 LCT4 | 2001-05-01 | 1175.4 |  | 0.44984 | 0.6056%
TN | Lagoon Creek | 7845 | LCT5 |  | 2023 | 95 | 70.87 | 4442.76 |  | 0.017 | 0.001 | 3390.045 | 0.0591 | 1.019 | 0.0473 | 57040.413 | Pipeline Natural Gas | Diesel Oil | Combustion turbine |  | Dry Low NOx Burners,Water Injection |  |  | ARP, CSNOX, CSOSG2, CSSO2G1 | 7845 LCT5 | 2001-05-01 | 1175.4 |  | 0.45872 | 0.554%
TN | Lagoon Creek | 7845 | LCT6 |  | 2023 | 133 | 102.93 | 6626.57 |  | 0.026 | 0.001 | 5060.991 | 0.0591 | 1.543 | 0.0444 | 85163.062 | Pipeline Natural Gas | Diesel Oil | Combustion turbine |  | Dry Low NOx Burners,Water Injection |  |  | ARP, CSNOX, CSOSG2, CSSO2G1 | 7845 LCT6 | 2001-05-09 | 1175.4 |  | 0.4657 | 0.8271%
TN | Lagoon Creek | 7845 | LCT7 |  | 2023 | 109 | 82.71 | 5354.41 |  | 0.02 | 0.001 | 3940.287 | 0.0591 | 1.298 | 0.0502 | 66306.6 | Pipeline Natural Gas | Diesel Oil | Combustion turbine |  | Dry Low NOx Burners,Water Injection |  |  | ARP, CSNOX, CSOSG2, CSSO2G1 | 7845 LCT7 | 2001-05-18 | 1175.4 |  | 0.48483 | 0.644%
TN | Lagoon Creek | 7845 | LCT8 |  | 2023 | 121 | 91.34 | 5771.9 |  | 0.022 | 0.001 | 4330.88 | 0.0591 | 1.385 | 0.0515 | 72870.921 | Pipeline Natural Gas | Diesel Oil | Combustion turbine |  | Dry Low NOx Burners,Water Injection |  |  | ARP, CSNOX, CSOSG2, CSSO2G1 | 7845 LCT8 | 2001-06-01 | 1175.4 |  | 0.47991 | 0.7077%
TN | Lagoon Creek | 7845 | LCT9 |  | 2023 | 109 | 79.36 | 5061.47 |  | 0.03 | 0.0038 | 3636.231 | 0.0603 | 1.219 | 0.0523 | 61013.819 | Pipeline Natural Gas | Diesel Oil | Combustion turbine |  | Dry Low NOx Burners,Water Injection |  |  | ARP, CSNOX, CSOSG2, CSSO2G1 | 7845 LCT9 | 2002-04-02 | 1175.4 |  | 0.48168 | 0.5926%
FL | Brandy Branch | 7846 | 1 |  | 2023 | 3494 | 3412.73 | 484786.35 |  | 1.337 | 0.001 | 264868.972 | 0.059 | 75.613 | 0.0353 | 4455605.982 | Pipeline Natural Gas | Diesel Oil | Combustion turbine |  | Dry Low NOx Burners,Water Injection |  |  | ARP | 7846 1 | 2001-05-31 | 1822 |  | 0.31194 | 27.92%
FL | Brandy Branch | 7846 | 2 |  | 2023 | 6887 | 6879.58 | 1330374.12 |  | 3.951 | 0.001 | 782705.208 | 0.059 | 59.445 | 0.0091 | 13170582.263 | Pipeline Natural Gas | Diesel Oil | Combined cycle |  | Dry Low NOx Burners,Selective Catalytic Reduction,Water Injection |  |  | ARP | 7846 2 | 2001-05-31 | 2170 | Y | 0.089366 | 69.29%
FL | Brandy Branch | 7846 | 3 |  | 2023 | 7767 | 7759.71 | 1492363.84 |  | 4.478 | 0.001 | 887083.577 | 0.059 | 67.833 | 0.0093 | 14926833.545 | Pipeline Natural Gas | Diesel Oil | Combined cycle |  | Dry Low NOx Burners,Selective Catalytic Reduction,Water Injection |  |  | ARP | 7846 3 | 2001-10-02 | 2170 | Y | 0.090907 | 78.52%
MO | Holden Power Plant | 7848 | 1 |  | 2023 | 1090 | 955.26 | 72240.56 |  | 0.279 | 0.001 | 55320.633 | 0.059 | 12.03 | 0.0314 | 930517.959 | Pipeline Natural Gas | Diesel Oil | Combustion turbine |  | Dry Low NOx Burners,Water Injection |  |  | ARP, CSNOX, CSOSG2, CSSO2G1 | 7848 1 | 2002-06-01 | 1406 |  | 0.33305 | 7.555%
MO | Holden Power Plant | 7848 | 2 |  | 2023 | 966 | 846.04 | 64378.8 |  | 0.25 | 0.001 | 49479.045 | 0.0591 | 9.913 | 0.0296 | 832196.375 | Pipeline Natural Gas | Diesel Oil | Combustion turbine |  | Dry Low NOx Burners,Water Injection |  |  | ARP, CSNOX, CSOSG2, CSSO2G1 | 7848 2 | 2002-06-01 | 1406 |  | 0.30796 | 6.757%
MO | Holden Power Plant | 7848 | 3 |  | 2023 | 882 | 768.25 | 58389.89 |  | 0.225 | 0.001 | 44592.124 | 0.059 | 9.279 | 0.0309 | 750051.631 | Pipeline Natural Gas | Diesel Oil | Combustion turbine |  | Dry Low NOx Burners,Water Injection |  |  | ARP, CSNOX, CSOSG2, CSSO2G1 | 7848 3 | 2002-06-01 | 1406 |  | 0.31783 | 6.09%
WI | Elk Mound Generating Station | 7863 | 1 |  | 2023 | 531 | 465.64 | 16083.54 |  | 0.064 | 0.0008 | 11922.3 | 0.0591 | 3.645 | 0.0367 | 202014.9 | Pipeline Natural Gas | Diesel Oil | Combustion turbine |  | Dry Low NOx Burners,Water Injection |  |  | ARP, CSNOX, CSOSG3, CSSO2G1 | 7863 1 | 2001-05-23 | 565 |  | 0.45326 | 4.082%
WI | Elk Mound Generating Station | 7863 | 2 |  | 2023 | 638 | 561.41 | 19265.46 |  | 0.079 | 0.0008 | 14623.5 | 0.0591 | 4.474 | 0.0363 | 247781 | Pipeline Natural Gas | Diesel Oil | Combustion turbine |  | Dry Low NOx Burners,Water Injection |  |  | ARP, CSNOX, CSOSG3, CSSO2G1 | 7863 2 | 2001-06-03 | 565 |  | 0.46446 | 5.006%
NY | Glenwood Landing Energy Center | 7869 | UGT011 |  | 2023 | 0 | 0 | [9 empty] | Diesel Oil |  | Combustion turbine |  |  |  |  | RGGI, SIPNOX | 7869 UGT011 | 1967-06-01 | 266 |  |  | 0%
NY | Glenwood Landing Energy Center | 7869 | UGT012 |  | 2023 | 1972 | 1639.42 | 72492.03 |  | 0.215 | 0.001 | 42581.914 | 0.0594 | 3.545 | 0.032 | 715433.763 | Pipeline Natural Gas | Diesel Oil | Combustion turbine |  | Water Injection,Selective Catalytic Reduction |  |  | ARP, CSNOX, CSOSG3, CSSO2G1, RGGI | 7869 UGT012 | 2002-06-01 | 470 | Y | 0.097804 | 17.38%
NY | Glenwood Landing Energy Center | 7869 | UGT013 |  | 2023 | 2538 | 1998.61 | 89667.4 |  | 0.263 | 0.001 | 52185.845 | 0.0593 | 4.403 | 0.0492 | 877854.587 | Pipeline Natural Gas | Diesel Oil | Combustion turbine |  | Water Injection,Selective Catalytic Reduction |  |  | ARP, CSNOX, CSOSG3, CSSO2G1, RGGI | 7869 UGT013 | 2002-06-01 | 470 | Y | 0.098207 | 21.32%
WA | Encogen Generating Station | 7870 | CT1 |  | 2023 | 6221 | 6206.01 | 211306.15 |  | 2.744 | 0.002 | 155177.409 | 0.0592 | 33.064 | 0.0256 | 2611172.197 | Natural Gas |  | Combined cycle |  | Selective Catalytic Reduction,Steam Injection |  |  | ARP | 7870 CT1 | 1993-07-01 | 525 | Y | 0.31295 | 56.78%
WA | Encogen Generating Station | 7870 | CT2 |  | 2023 | 6144 | 6130.48 | 209232.81 |  | 2.737 | 0.002 | 154785.519 | 0.0592 | 34.41 | 0.0268 | 2604375.402 | Natural Gas |  | Combined cycle |  | Selective Catalytic Reduction,Steam Injection |  |  | ARP | 7870 CT2 | 1993-07-01 | 525 | Y | 0.32892 | 56.63%
WA | Encogen Generating Station | 7870 | CT3 |  | 2023 | 6169 | 6151.14 | 209766.57 |  | 2.833 | 0.002 | 160277.245 | 0.0592 | 36.341 | 0.0274 | 2697165.555 | Natural Gas |  | Combined cycle |  | Selective Catalytic Reduction,Steam Injection |  |  | ARP | 7870 CT3 | 1993-07-01 | 525 | Y | 0.34649 | 58.65%
OH | Robert P Mone | 7872 | 1 |  | 2023 | 656 | 554.38 | 66390.29 |  | 0.379 | 0.0014 | 42981.2 | 0.0593 | 39.872 | 0.2186 | 726112.1 | Pipeline Natural Gas | Diesel Oil | Combustion turbine |  | Dry Low NOx Burners,Water Injection |  |  | ARP, CSNOX, CSOSG3, CSSO2G1 | 7872 1 | 2002-06-14 | 1946.3 |  | 1.2011 | 4.259%
OH | Robert P Mone | 7872 | 2 |  | 2023 | 599 | 499.04 | 58787.93 |  | 0.221 | 0.0011 | 39224.6 | 0.0591 | 45.053 | 0.2487 | 664510.1 | Pipeline Natural Gas | Diesel Oil | Combustion turbine |  | Dry Low NOx Burners,Water Injection |  |  | ARP, CSNOX, CSOSG3, CSSO2G1 | 7872 2 | 2002-06-28 | 1946.3 |  | 1.5327 | 3.898%
OH | Robert P Mone | 7872 | 3 |  | 2023 | 648 | 539.55 | 63053.76 |  | 0.248 | 0.0012 | 41136.9 | 0.0591 | 45.092 | 0.2494 | 696676.2 | Pipeline Natural Gas | Diesel Oil | Combustion turbine |  | Dry Low NOx Burners,Water Injection |  |  | ARP, CSNOX, CSOSG3, CSSO2G1 | 7872 3 | 2002-07-09 | 1946.3 |  | 1.4303 | 4.086%
FL | Bayside Power Station | 7873 | CT1A |  | 2023 | 5296 | 5172.54 | 644904.48 |  | 2.126 | 0.001 | 421136.349 | 0.059 | 47.898 | 0.0163 | 7086392.39 | Pipeline Natural Gas |  | Combined cycle |  | Dry Low NOx Burners,Selective Catalytic Reduction |  |  | ARP | 7873 CT1A | 2003-03-15 | 1866 | Y | 0.14854 | 43.35%
FL | Bayside Power Station | 7873 | CT1B |  | 2023 | 6150 | 6040.91 | 754946.97 |  | 2.477 | 0.001 | 490568.079 | 0.059 | 53.197 | 0.0146 | 8254751.299 | Pipeline Natural Gas |  | Combined cycle |  | Dry Low NOx Burners,Selective Catalytic Reduction |  |  | ARP | 7873 CT1B | 2003-03-15 | 1866 | Y | 0.14093 | 50.5%
FL | Bayside Power Station | 7873 | CT1C |  | 2023 | 5435 | 5280.52 | 657954.98 |  | 2.113 | 0.001 | 418455.975 | 0.059 | 46.82 | 0.016 | 7041327.027 | Pipeline Natural Gas |  | Combined cycle |  | Dry Low NOx Burners,Selective Catalytic Reduction |  |  | ARP | 7873 CT1C | 2003-03-11 | 1866 | Y | 0.14232 | 43.08%
FL | Bayside Power Station | 7873 | CT2A |  | 2023 | 4433 | 4355.27 | 531152.54 |  | 1.746 | 0.001 | 345897.601 | 0.059 | 36.672 | 0.0143 | 5820342.724 | Pipeline Natural Gas |  | Combined cycle |  | Dry Low NOx Burners,Selective Catalytic Reduction |  |  | ARP | 7873 CT2A | 2003-09-16 | 1842 | Y | 0.13808 | 36.07%
FL | Bayside Power Station | 7873 | CT2B |  | 2023 | 3812 | 3723.11 | 452211.22 |  | 1.51 | 0.001 | 299052.681 | 0.0589 | 32.299 | 0.0148 | 5032154.832 | Pipeline Natural Gas |  | Combined cycle |  | Dry Low NOx Burners,Selective Catalytic Reduction |  |  | ARP | 7873 CT2B | 2003-09-05 | 1842 | Y | 0.14285 | 31.19%
FL | Bayside Power Station | 7873 | CT2C |  | 2023 | 4056 | 3969.24 | 481718.72 |  | 1.609 | 0.001 | 318682.383 | 0.059 | 35.021 | 0.0155 | 5362410.792 | Pipeline Natural Gas |  | Combined cycle |  | Dry Low NOx Burners,Selective Catalytic Reduction |  |  | ARP | 7873 CT2C | 2003-11-19 | 1842 | Y | 0.1454 | 33.23%
FL | Bayside Power Station | 7873 | CT2D |  | 2023 | 3820 | 3719.39 | 451919.45 |  | 1.505 | 0.001 | 298129.575 | 0.059 | 31.139 | 0.0163 | 5016570.794 | Pipeline Natural Gas |  | Combined cycle |  | Dry Low NOx Burners,Selective Catalytic Reduction |  |  | ARP | 7873 CT2D | 2003-11-18 | 1842 | Y | 0.13781 | 31.09%
FL | Bayside Power Station | 7873 | CT3A |  | 2023 | 60 | 39.41 | 900.96 |  | 0.003 | 0.001 | 577.29 | 0.0593 | 0.495 | 0.1144 | 9717.163 | Pipeline Natural Gas |  | Combustion turbine |  | Water Injection |  |  | ARP | 7873 CT3A | 2009-06-29 | 342.7 |  | 1.0988 | 0.3237%
FL | Bayside Power Station | 7873 | CT3B |  | 2023 | 70 | 47.34 | 1175.2 |  | 0.004 | 0.001 | 737.714 | 0.0593 | 0.565 | 0.0991 | 12413.936 | Pipeline Natural Gas |  | Combustion turbine |  | Water Injection |  |  | ARP | 7873 CT3B | 2009-06-29 | 342.7 |  | 0.96154 | 0.4135%
FL | Bayside Power Station | 7873 | CT4A |  | 2023 | 144 | 99.23 | 2380.79 |  | 0.008 | 0.001 | 1506.203 | 0.0594 | 1.063 | 0.0943 | 25339.547 | Pipeline Natural Gas |  | Combustion turbine |  | Water Injection |  |  | ARP | 7873 CT4A | 2009-06-25 | 342.7 |  | 0.89298 | 0.8441%
FL | Bayside Power Station | 7873 | CT4B |  | 2023 | 137 | 95.04 | 2355.41 |  | 0.008 | 0.001 | 1493.115 | 0.0593 | 1.076 | 0.0952 | 25122.487 | Pipeline Natural Gas |  | Combustion turbine |  | Water Injection |  |  | ARP | 7873 CT4B | 2009-06-25 | 342.7 |  | 0.91364 | 0.8368%
FL | Bayside Power Station | 7873 | CT5A |  | 2023 | 209 | 143.98 | 3311.71 |  | 0.011 | 0.001 | 2161.277 | 0.0593 | 1.61 | 0.0964 | 36368.718 | Pipeline Natural Gas |  | Combustion turbine |  | Water Injection |  |  | ARP | 7873 CT5A | 2009-04-02 | 342.7 |  | 0.97231 | 1.211%
FL | Bayside Power Station | 7873 | CT5B |  | 2023 | 206 | 141.51 | 3360.9 |  | 0.011 | 0.001 | 2181.539 | 0.0593 | 1.648 | 0.0969 | 36708.711 | Pipeline Natural Gas |  | Combustion turbine |  | Water Injection |  |  | ARP | 7873 CT5B | 2009-04-02 | 342.7 |  | 0.98069 | 1.223%
FL | Bayside Power Station | 7873 | CT6A |  | 2023 | 186 | 120.22 | 2634.65 |  | 0.008 | 0.001 | 1682.175 | 0.0588 | 1.359 | 0.1077 | 28298.317 | Pipeline Natural Gas |  | Combustion turbine |  | Water Injection |  |  | ARP | 7873 CT6A | 2009-03-25 | 342.7 |  | 1.0316 | 0.9426%
FL | Bayside Power Station | 7873 | CT6B |  | 2023 | 174 | 121.17 | 3022.85 |  | 0.009 | 0.001 | 1854.268 | 0.0591 | 1.563 | 0.1058 | 31196.687 | Pipeline Natural Gas |  | Combustion turbine |  | Water Injection |  |  | ARP | 7873 CT6B | 2009-03-25 | 342.7 |  | 1.0341 | 1.039%
NE | Terry Bundy Generating Station | 7887 | SVGS2 |  | 2023 | 2379 | 2023.22 | 67509.75 |  | 0.199 | 0.0007 | 38858.366 | 0.0593 | 25.039 | 0.1062 | 653768.93 | Pipeline Natural Gas | Diesel Oil | Combined cycle |  | Water Injection,Selective Catalytic Reduction |  |  | ARP, CSNOX, CSSO2G2 | 7887 SVGS2 | 2003-08-07 | 461 | Y | 0.74179 | 16.19%
NE | Terry Bundy Generating Station | 7887 | SVGS3 |  | 2023 | 0 | 0 | [9 empty] | Pipeline Natural Gas | Diesel Oil | Combined cycle |  | Water Injection,Selective Catalytic Reduction |  |  | ARP, CSNOX, CSSO2G2 | 7887 SVGS3 | 2003-08-05 | 461 | Y |  | 0%
NE | Terry Bundy Generating Station | 7887 | SVGS4 |  | 2023 | 0 | 0 | [9 empty] | Pipeline Natural Gas | Diesel Oil | Combustion turbine |  | Water Injection,Selective Catalytic Reduction |  |  | ARP, CSNOX, CSSO2G2 | 7887 SVGS4 | 2003-08-11 | 439 | Y |  | 0%
AL | E B Harris Generating Plant | 7897 | 1A |  | 2023 | 4891 | 4821.5 | 1267765.5 |  | 2.611 | 0.001 | 517185.3 | 0.059 | 50.728 | 0.0193 | 8702612.15 | Pipeline Natural Gas |  | Combined cycle |  | Dry Low NOx Burners,Selective Catalytic Reduction |  |  | ARP, CSNOX, CSOSG2, CSSO2G2 | 7897 1A | 2003-02-05 | 2600 | Y | 0.080027 | 38.21%
AL | E B Harris Generating Plant | 7897 | 1B |  | 2023 | 5163 | 5083 | 1342267 |  | 2.754 | 0.001 | 545616 | 0.059 | 50.082 | 0.0165 | 9181070.475 | Pipeline Natural Gas |  | Combined cycle |  | Dry Low NOx Burners,Selective Catalytic Reduction |  |  | ARP, CSNOX, CSOSG2, CSSO2G2 | 7897 1B | 2003-01-20 | 2600 | Y | 0.074623 | 40.31%
AL | E B Harris Generating Plant | 7897 | 2A |  | 2023 | 7203 | 7169.75 | 1969428.75 |  | 4.006 | 0.001 | 793469 | 0.059 | 58.708 | 0.0106 | 13351650.4 | Pipeline Natural Gas |  | Combined cycle |  | Dry Low NOx Burners,Selective Catalytic Reduction |  |  | ARP, CSNOX, CSOSG2, CSSO2G2 | 7897 2A | 2003-03-22 | 2600 | Y | 0.059619 | 58.62%
AL | E B Harris Generating Plant | 7897 | 2B |  | 2023 | 7347 | 7310 | 2012234.75 |  | 4.082 | 0.001 | 808618.375 | 0.059 | 60.338 | 0.0108 | 13606551.85 | Pipeline Natural Gas |  | Combined cycle |  | Dry Low NOx Burners,Selective Catalytic Reduction |  |  | ARP, CSNOX, CSOSG2, CSSO2G2 | 7897 2B | 2003-03-23 | 2600 | Y | 0.059971 | 59.74%
TX | Sand Hill Energy Center | 7900 | SH1 |  | 2023 | 2173 | 1898.37 | 80016.29 |  | 0.235 | 0.001 | 46532.946 | 0.0592 | 5.931 | 0.0197 | 783022.41 | Pipeline Natural Gas |  | Combustion turbine |  | Water Injection,Selective Catalytic Reduction |  |  | ARP, CSOSG2 | 7900 SH1 | 2001-03-01 | 478 | Y | 0.14824 | 18.7%
TX | Sand Hill Energy Center | 7900 | SH2 |  | 2023 | 2293 | 2000.67 | 85217.34 |  | 0.246 | 0.001 | 48697.334 | 0.0592 | 6.294 | 0.0198 | 819452.184 | Pipeline Natural Gas |  | Combustion turbine |  | Water Injection,Selective Catalytic Reduction |  |  | ARP, CSOSG2 | 7900 SH2 | 2001-03-01 | 478 | Y | 0.14772 | 19.57%
TX | Sand Hill Energy Center | 7900 | SH3 |  | 2023 | 2244 | 1954.29 | 84801.94 |  | 0.239 | 0.001 | 47357.516 | 0.0592 | 6.491 | 0.0206 | 796883.661 | Pipeline Natural Gas |  | Combustion turbine |  | Water Injection,Selective Catalytic Reduction |  |  | ARP, CSOSG2 | 7900 SH3 | 2001-03-01 | 478 | Y | 0.15309 | 19.03%
TX | Sand Hill Energy Center | 7900 | SH4 |  | 2023 | 2458 | 2150.2 | 89881.05 |  | 0.263 | 0.001 | 52109.112 | 0.0592 | 6.09 | 0.0188 | 876782.227 | Pipeline Natural Gas |  | Combustion turbine |  | Water Injection,Selective Catalytic Reduction |  |  | ARP, CSOSG2 | 7900 SH4 | 2001-03-01 | 478 | Y | 0.13551 | 20.94%
TX | Sand Hill Energy Center | 7900 | SH5 |  | 2023 | 6750 | 6734.57 | 1438315.3 |  | 3.167 | 0.001 | 627260.705 | 0.059 | 61.743 | 0.0124 | 10555265.211 | Pipeline Natural Gas |  | Combined cycle |  | Dry Low NOx Burners,Selective Catalytic Reduction |  |  | ARP, CSOSG2 | 7900 SH5 | 2004-07-01 | 2700 | Y | 0.085855 | 44.63%
TX | Sand Hill Energy Center | 7900 | SH6 |  | 2023 | 2374 | 2074.64 | 90067.28 |  | 0.254 | 0.001 | 50383.456 | 0.0592 | 6.853 | 0.0233 | 847845.302 | Pipeline Natural Gas |  | Combustion turbine |  | Water Injection,Selective Catalytic Reduction |  |  | ARP, CSOSG2 | 7900 SH6 | 2010-05-11 | 478 | Y | 0.15218 | 20.25%
TX | Sand Hill Energy Center | 7900 | SH7 |  | 2023 | 2329 | 2026.1 | 88384.12 |  | 0.254 | 0.001 | 50305.039 | 0.0592 | 6.789 | 0.0231 | 846504.676 | Pipeline Natural Gas |  | Combustion turbine |  | Water Injection,Selective Catalytic Reduction |  |  | ARP, CSOSG2 | 7900 SH7 | 2010-06-09 | 478 | Y | 0.15362 | 20.22%
TX | H W Pirkey Power Plant | 7902 | 1 |  | 2023 | 2148 | 2147.47 | 952750.53 |  | 367.638 | 0.078 | 1015416.612 | 0.109 | 822.323 | 0.1794 | 9326877.403 | Coal |  | Dry bottom wall-fired boiler | Wet Limestone | Low NOx Burner Technology (Dry Bottom only),Low NOx Burner Technology w/ Overfire Air | Electrostatic Precipitator,Wet Scrubber | Halogenated PAC Sorbent Injection | ARP, CSOSG2, MATS, TXSO2 | 7902 1 | 1984-12-05 | 6821 |  | 1.7262 | 15.61%
MO | McCartney Generating Station | 7903 | MGS1A |  | 2023 | 1547 | 1322.81 | 22805.52 |  | 0.079 | 0.001 | 15724.806 | 0.0595 | 16.053 | 0.1349 | 264625.539 | Pipeline Natural Gas |  | Combustion turbine |  | Water Injection |  |  | ARP, CSNOX, CSOSG2, CSSO2G1 | 7903 MGS1A | 2002-05-01 | 265.3 |  | 1.4078 | 11.39%
MO | McCartney Generating Station | 7903 | MGS1B |  | 2023 | 1543 | 1309.97 | 24539.39 |  | 0.085 | 0.001 | 16815.498 | 0.0596 | 22.757 | 0.1656 | 282978.422 | Pipeline Natural Gas |  | Combustion turbine |  | Water Injection |  |  | ARP, CSNOX, CSOSG2, CSSO2G1 | 7903 MGS1B | 2002-05-01 | 265.3 |  | 1.8547 | 12.18%
MO | McCartney Generating Station | 7903 | MGS2A |  | 2023 | 1389 | 1191.71 | 22320.41 |  | 0.076 | 0.001 | 15093.3 | 0.0595 | 12.941 | 0.1167 | 253982.553 | Pipeline Natural Gas |  | Combustion turbine |  | Water Injection |  |  | ARP, CSNOX, CSOSG2, CSSO2G1 | 7903 MGS2A | 2002-05-01 | 265.3 |  | 1.1596 | 10.93%
MO | McCartney Generating Station | 7903 | MGS2B |  | 2023 | 1461 | 1259.22 | 23909.9 |  | 0.081 | 0.001 | 16015.104 | 0.0598 | 13.702 | 0.1179 | 269474.8 | Pipeline Natural Gas |  | Combustion turbine |  | Water Injection |  |  | ARP, CSNOX, CSOSG2, CSSO2G1 | 7903 MGS2B | 2002-05-01 | 265.3 |  | 1.1461 | 11.6%
NY | Vernon Boulevard | 7909 | VB01 |  | 2023 | 1938 | 1606.68 | 64926.89 |  | 0.199 | 0.001 | 39479.755 | 0.0592 | 3.406 | 0.0195 | 664327.45 | Pipeline Natural Gas |  | Combustion turbine |  | Selective Catalytic Reduction |  |  | ARP, CSNOX, CSOSG3, CSSO2G1, RGGI | 7909 VB01 | 2001-08-15 | 430 | Y | 0.10492 | 17.64%
NY | Vernon Boulevard | 7909 | VB02 |  | 2023 | 1958 | 1606.56 | 63567.36 |  | 0.195 | 0.001 | 38618.028 | 0.0592 | 3.513 | 0.021 | 649838.069 | Pipeline Natural Gas |  | Combustion turbine |  | Selective Catalytic Reduction |  |  | ARP, CSNOX, CSOSG3, CSSO2G1, RGGI | 7909 VB02 | 2001-08-02 | 455 | Y | 0.11053 | 16.3%
NY | 23rd and 3rd | 7910 | 2301 |  | 2023 | 938 | 735.34 | 29623.79 |  | 0.09 | 0.001 | 17901.578 | 0.0593 | 1.554 | 0.0212 | 301214.774 | Pipeline Natural Gas |  | Combustion turbine |  | Selective Catalytic Reduction |  |  | ARP, CSNOX, CSOSG3, CSSO2G1, RGGI | 7910 2301 | 2001-08-02 | 505 | Y | 0.10492 | 6.809%
NY | 23rd and 3rd | 7910 | 2302 |  | 2023 | 915 | 716.89 | 28969.39 |  | 0.087 | 0.001 | 17156.97 | 0.0592 | 1.452 | 0.0172 | 288714.295 | Pipeline Natural Gas |  | Combustion turbine |  | Selective Catalytic Reduction |  |  | ARP, CSNOX, CSOSG3, CSSO2G1, RGGI | 7910 2302 | 2001-08-02 | 505 | Y | 0.10024 | 6.526%
NY | Brentwood | 7912 | BW01 |  | 2023 | 1195 | 890.8 | 38967.29 |  | 0.116 | 0.001 | 22904.018 | 0.0592 | 1.995 | 0.0202 | 385382.236 | Pipeline Natural Gas |  | Combustion turbine |  | Selective Catalytic Reduction |  |  | ARP, CSNOX, CSOSG3, CSSO2G1, RGGI | 7912 BW01 | 2001-07-25 | 480 | Y | 0.10239 | 9.165%
NY | Hell Gate | 7913 | HG01 |  | 2023 | 1885 | 1536.3 | 61999.02 |  | 0.191 | 0.001 | 37882.33 | 0.0592 | 2.732 | 0.0124 | 637428.313 | Pipeline Natural Gas |  | Combustion turbine |  | Selective Catalytic Reduction |  |  | ARP, CSNOX, CSOSG3, CSSO2G1, RGGI | 7913 HG01 | 2001-08-02 | 475 | Y | 0.08813 | 15.32%
NY | Hell Gate | 7913 | HG02 |  | 2023 | 1408 | 1148.81 | 46071.79 |  | 0.146 | 0.001 | 28858.48 | 0.0592 | 2.175 | 0.0131 | 485686.635 | Pipeline Natural Gas |  | Combustion turbine |  | Selective Catalytic Reduction |  |  | ARP, CSNOX, CSOSG3, CSSO2G1, RGGI | 7913 HG02 | 2001-08-02 | 486 | Y | 0.094418 | 11.41%
NY | Harlem River Yard | 7914 | HR01 |  | 2023 | 1918 | 1569.66 | 62782.12 |  | 0.187 | 0.001 | 37074.55 | 0.0592 | 3.063 | 0.0146 | 623843.296 | Pipeline Natural Gas |  | Combustion turbine |  | Selective Catalytic Reduction |  |  | ARP, CSNOX, CSOSG3, CSSO2G1, RGGI | 7914 HR01 | 2001-07-25 | 475 | Y | 0.097576 | 14.99%
NY | Harlem River Yard | 7914 | HR02 |  | 2023 | 1155 | 936.88 | 37785.85 |  | 0.111 | 0.001 | 22061.463 | 0.0592 | 1.883 | 0.0195 | 371223.425 | Pipeline Natural Gas |  | Combustion turbine |  | Selective Catalytic Reduction |  |  | ARP, CSNOX, CSOSG3, CSSO2G1, RGGI | 7914 HR02 | 2001-07-25 | 475 | Y | 0.099667 | 8.921%
NY | North 1st | 7915 | NO1 |  | 2023 | 989 | 777.33 | 34991.52 |  | 0.104 | 0.001 | 20605.69 | 0.0592 | 1.803 | 0.0188 | 346737.051 | Pipeline Natural Gas |  | Combustion turbine |  | Selective Catalytic Reduction |  |  | ARP, CSNOX, CSOSG3, CSSO2G1, RGGI | 7915 NO1 | 2001-08-17 | 500 | Y | 0.10305 | 7.916%
GA | Talbot Energy Facility | 7916 | 1 |  | 2023 | 1139 | 1001.97 | 92680.7 |  | 0.326 | 0.001 | 64629.35 | 0.059 | 16.395 | 0.0397 | 1087509.936 | Pipeline Natural Gas |  | Combustion turbine |  | Dry Low NOx Burners |  |  | ARP, CSNOX, CSOSG1, CSSO2G2 | 7916 1 | 2002-04-03 | 1353 |  | 0.3538 | 9.176%
GA | Talbot Energy Facility | 7916 | 2 |  | 2023 | 1093 | 967.99 | 90418.36 |  | 0.32 | 0.001 | 63479.372 | 0.059 | 16.184 | 0.0389 | 1068169.134 | Pipeline Natural Gas |  | Combustion turbine |  | Dry Low NOx Burners |  |  | ARP, CSNOX, CSOSG1, CSSO2G2 | 7916 2 | 2002-04-09 | 1361 |  | 0.35798 | 8.959%
GA | Talbot Energy Facility | 7916 | 3 |  | 2023 | 1058 | 935.86 | 84907.09 |  | 0.301 | 0.001 | 59654.699 | 0.059 | 15.517 | 0.0399 | 1003769.062 | Pipeline Natural Gas |  | Combustion turbine |  | Dry Low NOx Burners |  |  | ARP, CSNOX, CSOSG1, CSSO2G2 | 7916 3 | 2002-04-23 | 1399 |  | 0.36551 | 8.191%
GA | Talbot Energy Facility | 7916 | 4 |  | 2023 | 1014 | 896.53 | 83370.21 |  | 0.289 | 0.001 | 57175.615 | 0.059 | 14.921 | 0.0393 | 962063.688 | Pipeline Natural Gas |  | Combustion turbine |  | Dry Low NOx Burners |  |  | ARP, CSNOX, CSOSG1, CSSO2G2 | 7916 4 | 2002-05-22 | 1410 |  | 0.35795 | 7.789%
GA | Talbot Energy Facility | 7916 | 5 |  | 2023 | 1066 | 946.09 | 89199.68 |  | 0.34 | 0.001 | 62313.317 | 0.0592 | 16.432 | 0.0402 | 1045064.761 | Pipeline Natural Gas | Diesel Oil | Combustion turbine |  | Dry Low NOx Burners |  |  | ARP, CSNOX, CSOSG1, CSSO2G2 | 7916 5 | 2003-03-17 | 1386 |  | 0.36843 | 8.607%
GA | Talbot Energy Facility | 7916 | 6 |  | 2023 | 1039 | 920.57 | 83538.15 |  | 0.305 | 0.001 | 59567.367 | 0.0591 | 14.824 | 0.0375 | 1001722.667 | Pipeline Natural Gas | Diesel Oil | Combustion turbine |  | Dry Low NOx Burners |  |  | ARP, CSNOX, CSOSG1, CSSO2G2 | 7916 6 | 2003-04-08 | 1360 |  | 0.3549 | 8.408%
GA | Chattahoochee Energy Facility | 7917 | 8A |  | 2023 | 7868 | 7856.79 | 1819539.76 |  | 3.663 | 0.001 | 725586.56 | 0.059 | 57.171 | 0.0096 | 12209388.708 | Pipeline Natural Gas |  | Combined cycle |  | Selective Catalytic Reduction |  |  | ARP, CSNOX, CSOSG1, CSSO2G2 | 7917 8A | 2002-11-25 | 1830 | Y | 0.062841 | 76.16%
GA | Chattahoochee Energy Facility | 7917 | 8B |  | 2023 | 7749 | 7734.66 | 1791675.88 |  | 3.623 | 0.001 | 717741.283 | 0.059 | 55.606 | 0.0094 | 12077409.034 | Pipeline Natural Gas |  | Combined cycle |  | Selective Catalytic Reduction |  |  | ARP, CSNOX, CSOSG1, CSSO2G2 | 7917 8B | 2002-11-27 | 1875 | Y | 0.062071 | 73.53%
MN | Lakefield Junction Generating | 7925 | CT01 |  | 2023 | 390 | 326.02 | 17850.66 |  | 0.079 | 0.001 | 15617.652 | 0.0591 | 3.823 | 0.0374 | 262692.716 | Pipeline Natural Gas | Diesel Oil | Combustion turbine |  | Dry Low NOx Burners,Water Injection |  |  | ARP, CSNOX, CSSO2G2 | 7925 CT01 | 2001-05-01 | 1184 |  | 0.42833 | 2.533%
MN | Lakefield Junction Generating | 7925 | CT02 |  | 2023 | 366 | 303.56 | 16630.51 |  | 0.073 | 0.001 | 14484.013 | 0.0591 | 3.57 | 0.0382 | 243599.933 | Pipeline Natural Gas | Diesel Oil | Combustion turbine |  | Dry Low NOx Burners,Water Injection |  |  | ARP, CSNOX, CSSO2G2 | 7925 CT02 | 2001-06-02 | 1184 |  | 0.42933 | 2.349%
MN | Lakefield Junction Generating | 7925 | CT03 |  | 2023 | 285 | 237.74 | 13242.82 |  | 0.058 | 0.001 | 11526.861 | 0.0592 | 2.996 | 0.0385 | 193849.295 | Pipeline Natural Gas | Diesel Oil | Combustion turbine |  | Dry Low NOx Burners,Water Injection |  |  | ARP, CSNOX, CSSO2G2 | 7925 CT03 | 2001-05-26 | 1184 |  | 0.45247 | 1.869%
MN | Lakefield Junction Generating | 7925 | CT04 |  | 2023 | 255 | 209.25 | 11150.11 |  | 0.05 | 0.001 | 9896.894 | 0.0592 | 2.664 | 0.0414 | 166445.811 | Pipeline Natural Gas | Diesel Oil | Combustion turbine |  | Dry Low NOx Burners,Water Injection |  |  | ARP, CSNOX, CSSO2G2 | 7925 CT04 | 2001-05-22 | 1184 |  | 0.47784 | 1.605%
MN | Lakefield Junction Generating | 7925 | CT05 |  | 2023 | 245 | 200.09 | 10976.22 |  | 0.048 | 0.001 | 9558.262 | 0.0592 | 2.469 | 0.0393 | 160737.695 | Pipeline Natural Gas | Diesel Oil | Combustion turbine |  | Dry Low NOx Burners,Water Injection |  |  | ARP, CSNOX, CSSO2G2 | 7925 CT05 | 2001-05-14 | 1184 |  | 0.44988 | 1.55%
MN | Lakefield Junction Generating | 7925 | CT06 |  | 2023 | 188 | 150.62 | 8183.21 |  | 0.036 | 0.001 | 7195.331 | 0.0593 | 1.782 | 0.037 | 120949.711 | Pipeline Natural Gas | Diesel Oil | Combustion turbine |  | Dry Low NOx Burners,Water Injection |  |  | ARP, CSNOX, CSSO2G2 | 7925 CT06 | 2001-05-09 | 1184 |  | 0.43553 | 1.166%
KS | Osawatomie Generating Station | 7928 | 1 |  | 2023 | 909 | 807.85 | 44044.71 |  | 0.146 | 0.001 | 28986.955 | 0.0592 | 6.057 | 0.0248 | 487771.158 | Pipeline Natural Gas |  | Combustion turbine |  |  |  |  | ARP, CSNOX, CSOSG2, CSSO2G2 | 7928 1 | 2003-05-28 | 902 |  | 0.27504 | 6.173%
KS | West Gardner Generating Station | 7929 | 1 |  | 2023 | 1203 | 1078.97 | 60330.73 |  | 0.217 | 0.001 | 42934.519 | 0.0593 | 10.866 | 0.0298 | 722455.023 | Pipeline Natural Gas |  | Combustion turbine |  | Other |  |  | ARP, CSNOX, CSOSG2, CSSO2G2 | 7929 1 | 2003-03-26 | 975 |  | 0.36021 | 8.459%
KS | West Gardner Generating Station | 7929 | 2 |  | 2023 | 1417 | 1286.2 | 71568.36 |  | 0.26 | 0.001 | 51452.931 | 0.0594 | 13.78 | 0.0317 | 865775.719 | Pipeline Natural Gas |  | Combustion turbine |  | Other |  |  | ARP, CSNOX, CSOSG2, CSSO2G2 | 7929 2 | 2003-04-10 | 975 |  | 0.38509 | 10.14%
KS | West Gardner Generating Station | 7929 | 3 |  | 2023 | 1286 | 1171.18 | 68718.72 |  | 0.241 | 0.001 | 47706.884 | 0.059 | 11.852 | 0.0291 | 802747.174 | Pipeline Natural Gas |  | Combustion turbine |  | Other |  |  | ARP, CSNOX, CSOSG2, CSSO2G2 | 7929 3 | 2003-04-22 | 975 |  | 0.34494 | 9.399%
KS | West Gardner Generating Station | 7929 | 4 |  | 2023 | 1204 | 1089.82 | 61276.09 |  | 0.218 | 0.001 | 43131.575 | 0.0593 | 11.097 | 0.0305 | 725787.306 | Pipeline Natural Gas |  | Combustion turbine |  | Other |  |  | ARP, CSNOX, CSOSG2, CSSO2G2 | 7929 4 | 2003-04-29 | 975 |  | 0.3622 | 8.498%
GA | Wansley (7946) | 7946 | CT9A |  | 2023 | 6435 | 6305.09 | 984847.21 |  | 3.11 | 0.001 | 615959.955 | 0.059 | 63.091 | 0.015 | 10364719.908 | Pipeline Natural Gas |  | Combined cycle |  | Dry Low NOx Burners,Selective Catalytic Reduction |  |  | ARP, CSNOX, CSOSG1, CSSO2G2 | 7946 CT9A | 2004-01-26 | 2150 | Y | 0.12812 | 55.03%
GA | Wansley (7946) | 7946 | CT9B |  | 2023 | 6540 | 6398.69 | 1013712.64 |  | 3.28 | 0.001 | 649813.047 | 0.059 | 67.007 | 0.0151 | 10934296.619 | Pipeline Natural Gas |  | Combined cycle |  | Dry Low NOx Burners,Selective Catalytic Reduction |  |  | ARP, CSNOX, CSOSG1, CSSO2G2 | 7946 CT9B | 2004-01-26 | 2150 | Y | 0.1322 | 58.06%
MN | Solway Plant | 7947 | 1 |  | 2023 | 4800 | 4304.46 | 166462.41 |  | 0.491 | 0.001 | 97134.138 | 0.0593 | 125.428 | 0.1595 | 1634282.606 | Pipeline Natural Gas | Diesel Oil | Combustion turbine |  | Water Injection |  |  | ARP, CSNOX, CSSO2G2 | 7947 1 | 2003-06-01 | 502.2 |  | 1.507 | 37.15%
IN | Hoosier Energy Lawrence Co Station | 7948 | 1 |  | 2023 | 434 | 371.01 | 9258.59 |  | 0.031 | 0.001 | 6099.699 | 0.0593 | 4.474 | 0.0871 | 102644.161 | Pipeline Natural Gas |  | Combustion turbine |  | Water Injection |  |  | ARP, CSNOX, CSOSG3, CSSO2G1 | 7948 1 | 2005-04-01 | 508 |  | 0.96645 | 2.307%
IN | Hoosier Energy Lawrence Co Station | 7948 | 2 |  | 2023 | 393 | 337.02 | 8388.5 |  | 0.027 | 0.001 | 5309.798 | 0.0593 | 3.515 | 0.0782 | 89345.041 | Pipeline Natural Gas |  | Combustion turbine |  | Water Injection |  |  | ARP, CSNOX, CSOSG3, CSSO2G1 | 7948 2 | 2005-04-01 | 508 |  | 0.83805 | 2.008%
IN | Hoosier Energy Lawrence Co Station | 7948 | 3 |  | 2023 | 6 | 1.89 | 33.25 |  | 0 | 0.001 | 24.815 | 0.0593 | 0.019 | 0.0925 | 418.049 | Pipeline Natural Gas |  | Combustion turbine |  | Water Injection |  |  | ARP, CSNOX, CSOSG3, CSSO2G1 | 7948 3 | 2005-03-19 | 508 |  | 1.1429 | 0.009394%
IN | Hoosier Energy Lawrence Co Station | 7948 | 4 |  | 2023 | 368 | 314.41 | 7849.03 |  | 0.026 | 0.001 | 5236.639 | 0.0593 | 3.974 | 0.0916 | 88121.458 | Pipeline Natural Gas |  | Combustion turbine |  | Water Injection |  |  | ARP, CSNOX, CSOSG3, CSSO2G1 | 7948 4 | 2005-03-02 | 508 |  | 1.0126 | 1.98%
IN | Hoosier Energy Lawrence Co Station | 7948 | 5 |  | 2023 | 413 | 354.87 | 8879.8 |  | 0.028 | 0.001 | 5602.11 | 0.0593 | 4.054 | 0.0859 | 94264.84 | Pipeline Natural Gas |  | Combustion turbine |  | Water Injection |  |  | ARP, CSNOX, CSOSG3, CSSO2G1 | 7948 5 | 2005-02-21 | 508 |  | 0.91308 | 2.118%
IN | Hoosier Energy Lawrence Co Station | 7948 | 6 |  | 2023 | 428 | 364.94 | 8934.87 |  | 0.031 | 0.001 | 6172.942 | 0.0593 | 4.506 | 0.0857 | 103860.498 | Pipeline Natural Gas |  | Combustion turbine |  | Water Injection |  |  | ARP, CSNOX, CSOSG3, CSSO2G1 | 7948 6 | 2005-02-12 | 508 |  | 1.0086 | 2.334%
ID | Evander Andrews Power Complex | 7953 | CT1 |  | 2023 | 3418 | 3314.32 | 492905.84 |  | 1.563 | 0.001 | 309676.15 | 0.059 | 92.524 | 0.0398 | 5210851.034 | Pipeline Natural Gas |  | Combustion turbine |  | Dry Low NOx Burners |  |  | ARP | 7953 CT1 | 2008-02-22 | 2250 |  | 0.37542 | 26.44%
ID | Evander Andrews Power Complex | 7953 | CT2 |  | 2023 | 1033 | 956.43 | 39704.15 |  | 0.137 | 0.001 | 27224.89 | 0.0592 | 18.665 | 0.0881 | 458120.998 | Pipeline Natural Gas |  | Combustion turbine |  | Dry Low NOx Burners |  |  | ARP | 7953 CT2 | 2001-09-25 | 750 |  | 0.9402 | 6.973%
ID | Evander Andrews Power Complex | 7953 | CT3 |  | 2023 | 1073 | 984.16 | 38722.78 |  | 0.14 | 0.001 | 27810.129 | 0.0591 | 22.7 | 0.1028 | 467960.18 | Pipeline Natural Gas |  | Combustion turbine |  | Dry Low NOx Burners |  |  | ARP | 7953 CT3 | 2001-09-30 | 750 |  | 1.1724 | 7.123%
MS | Kemper County | 7960 | KCT1 |  | 2023 | 231 | 201.71 | 12850.84 |  | 0.377 | 0.0025 | 10414.113 | 0.0598 | 3.493 | 0.0412 | 170192.996 | Pipeline Natural Gas | Diesel Oil | Combustion turbine |  | Dry Low NOx Burners,Water Injection |  |  | ARP, CSOSG2 | 7960 KCT1 | 2002-04-18 | 1092.5 |  | 0.54362 | 1.778%
MS | Kemper County | 7960 | KCT2 |  | 2023 | 286 | 248.01 | 16319.84 |  | 0.061 | 0.001 | 12055.987 | 0.0591 | 2.769 | 0.0323 | 202859.966 | Pipeline Natural Gas | Diesel Oil | Combustion turbine |  | Dry Low NOx Burners,Water Injection |  |  | ARP, CSOSG2 | 7960 KCT2 | 2002-04-18 | 1096.8 |  | 0.33934 | 2.111%
MS | Kemper County | 7960 | KCT3 |  | 2023 | 286 | 246.25 | 16266.77 |  | 0.061 | 0.001 | 12105.438 | 0.0591 | 2.976 | 0.0333 | 203701.565 | Pipeline Natural Gas | Diesel Oil | Combustion turbine |  | Dry Low NOx Burners,Water Injection |  |  | ARP, CSOSG2 | 7960 KCT3 | 2002-04-23 | 1076.6 |  | 0.3659 | 2.16%
MS | Kemper County | 7960 | KCT4 |  | 2023 | 276 | 239.71 | 15863.49 |  | 0.059 | 0.001 | 11754.908 | 0.0591 | 2.723 | 0.0317 | 197817.376 | Pipeline Natural Gas | Diesel Oil | Combustion turbine |  | Dry Low NOx Burners,Water Injection |  |  | ARP, CSOSG2 | 7960 KCT4 | 2002-04-28 | 1076.6 |  | 0.3433 | 2.098%
DE | Warren F. Sam Beasley Pwr Station | 7962 | 1 |  | 2023 | 221 | 176.1 | 7494.83 |  | 0.024 | 0.001 | 4648.253 | 0.0609 | 0.517 | 0.0144 | 76055.167 | Pipeline Natural Gas |  | Combustion turbine |  | Water Injection,Selective Catalytic Reduction |  |  | ARP, RGGI, SIPNOX | 7962 1 | 2002-01-11 | 560 | Y | 0.13796 | 1.55%
DE | Warren F. Sam Beasley Pwr Station | 7962 | 2 |  | 2023 | 331 | 277.6 | 12755.69 |  | 0.038 | 0.001 | 7513.533 | 0.0602 | 0.624 | 0.0162 | 124267.983 | Pipeline Natural Gas | Diesel Oil | Combustion turbine |  | Water Injection,Selective Catalytic Reduction |  |  | ARP, RGGI, SIPNOX | 7962 2 | 2012-04-25 | 500 | Y | 0.097839 | 2.837%
MO | Peno Creek Energy Center | 7964 | CT1A |  | 2023 | 835 | 753.2 | 15127.41 |  | 0.051 | 0.0006 | 9835.296 | 0.0597 | 6.995 | 0.09 | 165214.849 | Pipeline Natural Gas | Diesel Oil | Combustion turbine |  | Water Injection |  |  | ARP, CSNOX, CSOSG2, CSSO2G1 | 7964 CT1A | 2002-04-27 | 325 |  | 0.92481 | 5.803%
MO | Peno Creek Energy Center | 7964 | CT1B |  | 2023 | 835 | 752.14 | 14319.81 |  | 0.05 | 0.0004 | 10474.564 | 0.0595 | 7.383 | 0.0884 | 176059.342 | Pipeline Natural Gas | Diesel Oil | Combustion turbine |  | Water Injection |  |  | ARP, CSNOX, CSOSG2, CSSO2G1 | 7964 CT1B | 2002-05-11 | 325 |  | 1.0312 | 6.184%
MO | Peno Creek Energy Center | 7964 | CT2A |  | 2023 | 978 | 887.43 | 18242.5 |  | 0.068 | 0.0007 | 11171.757 | 0.0597 | 7.794 | 0.0861 | 187502.95 | Pipeline Natural Gas | Diesel Oil | Combustion turbine |  | Water Injection |  |  | ARP, CSNOX, CSOSG2, CSSO2G1 | 7964 CT2A | 2002-05-08 | 325 |  | 0.85449 | 6.586%
MO | Peno Creek Energy Center | 7964 | CT2B |  | 2023 | 984 | 884.39 | 16599.6 |  | 0.071 | 0.0008 | 12495.166 | 0.0597 | 8.383 | 0.0847 | 209831.048 | Pipeline Natural Gas | Diesel Oil | Combustion turbine |  | Water Injection |  |  | ARP, CSNOX, CSOSG2, CSSO2G1 | 7964 CT2B | 2002-05-09 | 325 |  | 1.01 | 7.37%
MO | Peno Creek Energy Center | 7964 | CT3A |  | 2023 | 911 | 814.24 | 16319.29 |  | 0.062 | 0.0007 | 10648.047 | 0.0597 | 7.55 | 0.0901 | 178734.131 | Pipeline Natural Gas | Diesel Oil | Combustion turbine |  | Water Injection |  |  | ARP, CSNOX, CSOSG2, CSSO2G1 | 7964 CT3A | 2002-05-10 | 325 |  | 0.92529 | 6.278%
MO | Peno Creek Energy Center | 7964 | CT3B |  | 2023 | 910 | 817.67 | 15465.85 |  | 0.047 | 0.0003 | 11375.761 | 0.0596 | 7.945 | 0.0877 | 190978.524 | Pipeline Natural Gas | Diesel Oil | Combustion turbine |  | Water Injection |  |  | ARP, CSNOX, CSOSG2, CSSO2G1 | 7964 CT3B | 2002-05-10 | 325 |  | 1.0274 | 6.708%
MO | Peno Creek Energy Center | 7964 | CT4A |  | 2023 | 980 | 925.69 | 19490.58 |  | 0.071 | 0.0006 | 13207.256 | 0.0595 | 9.243 | 0.0862 | 222050.011 | Pipeline Natural Gas | Diesel Oil | Combustion turbine |  | Water Injection |  |  | ARP, CSNOX, CSOSG2, CSSO2G1 | 7964 CT4A | 2002-05-24 | 325 |  | 0.94846 | 7.799%
MO | Peno Creek Energy Center | 7964 | CT4B |  | 2023 | 1074 | 1013.3 | 24033.89 |  | 0.083 | 0.0007 | 14530.858 | 0.0595 | 10.26 | 0.087 | 244209.343 | Pipeline Natural Gas | Diesel Oil | Combustion turbine |  | Water Injection |  |  | ARP, CSNOX, CSOSG2, CSSO2G1 | 7964 CT4B | 2002-05-24 | 325 |  | 0.85379 | 8.578%
NM | Lordsburg Generating Station | 7967 | 1 |  | 2023 | 1527 | 1395.24 | 42868.97 |  | 0.145 | 0.001 | 28695.62 | 0.0593 | 18.673 | 0.0916 | 482821.96 | Pipeline Natural Gas |  | Combustion turbine |  | Water Injection |  |  | ARP | 7967 1 | 2002-07-01 | 422 |  | 0.87117 | 13.06%
NM | Lordsburg Generating Station | 7967 | 2 |  | 2023 | 2182 | 1982.15 | 69409.63 |  | 0.209 | 0.001 | 41438.792 | 0.0593 | 28.923 | 0.0974 | 697299.84 | Pipeline Natural Gas |  | Combustion turbine |  | Water Injection |  |  | ARP | 7967 2 | 2002-07-01 | 422 |  | 0.8334 | 18.86%
MI | Sumpter Plant | 7972 | 1 |  | 2023 | 530 | 481.41 | 29070.82 |  | 0.112 | 0.001 | 22103.722 | 0.0592 | 5.519 | 0.0324 | 371927.413 | Pipeline Natural Gas |  | Combustion turbine |  | Dry Low NOx Burners |  |  | ARP, CSNOX, CSOSG3, CSSO2G1 | 7972 1 | 2002-04-15 | 1169.3 |  | 0.37969 | 3.631%
MI | Sumpter Plant | 7972 | 2 |  | 2023 | 582 | 528.74 | 32022.26 |  | 0.123 | 0.001 | 24365.616 | 0.059 | 4.992 | 0.0277 | 410001.396 | Pipeline Natural Gas |  | Combustion turbine |  | Dry Low NOx Burners |  |  | ARP, CSNOX, CSOSG3, CSSO2G1 | 7972 2 | 2002-04-15 | 1150.1 |  | 0.31178 | 4.07%
MI | Sumpter Plant | 7972 | 3 |  | 2023 | 510 | 461.8 | 27495.41 |  | 0.106 | 0.001 | 20968.097 | 0.0592 | 6.842 | 0.0423 | 352822.668 | Pipeline Natural Gas |  | Combustion turbine |  | Dry Low NOx Burners |  |  | ARP, CSNOX, CSOSG3, CSSO2G1 | 7972 3 | 2002-04-15 | 1127.3 |  | 0.49768 | 3.573%
MI | Sumpter Plant | 7972 | 4 |  | 2023 | 450 | 411.87 | 24335.4 |  | 0.094 | 0.001 | 18540.793 | 0.0591 | 4.694 | 0.0334 | 311986.383 | Pipeline Natural Gas |  | Combustion turbine |  | Dry Low NOx Burners |  |  | ARP, CSNOX, CSOSG3, CSSO2G1 | 7972 4 | 2002-04-15 | 1155.7 |  | 0.38578 | 3.082%
NM | Pyramid Generating Station | 7975 | 1 |  | 2023 | 1813 | 1676.96 | 55275.59 |  | 0.171 | 0.001 | 33839.824 | 0.0594 | 35.413 | 0.1388 | 569088.123 | Pipeline Natural Gas | Diesel Oil | Combustion turbine |  | Water Injection |  |  | ARP | 7975 1 | 2003-02-22 | 500 |  | 1.2813 | 12.99%
NM | Pyramid Generating Station | 7975 | 2 |  | 2023 | 2062 | 1898.16 | 61905.22 |  | 0.189 | 0.001 | 37171.046 | 0.0594 | 38.64 | 0.1367 | 625032.473 | Pipeline Natural Gas | Diesel Oil | Combustion turbine |  | Water Injection |  |  | ARP | 7975 2 | 2003-03-04 | 500 |  | 1.2484 | 14.27%
NM | Pyramid Generating Station | 7975 | 3 |  | 2023 | 2679 | 2484.69 | 82380.97 |  | 0.253 | 0.001 | 50022.13 | 0.0593 | 54.976 | 0.1457 | 841569.891 | Pipeline Natural Gas | Diesel Oil | Combustion turbine |  | Water Injection |  |  | ARP | 7975 3 | 2003-03-10 | 500 |  | 1.3347 | 19.21%
NM | Pyramid Generating Station | 7975 | 4 |  | 2023 | 3003 | 2742.47 | 91908.07 |  | 0.268 | 0.001 | 52934.486 | 0.0594 | 53.302 | 0.1326 | 890520.938 | Pipeline Natural Gas | Diesel Oil | Combustion turbine |  | Water Injection |  |  | ARP | 7975 4 | 2003-03-18 | 500 |  | 1.1599 | 20.33%
SC | Mill Creek Combustion Turbine Station | 7981 | 1 |  | 2023 | 105 | 75.95 | 4563.07 |  | 0.015 | 0.0003 | 3477.576 | 0.0598 | 1.203 | 0.04 | 57225.959 | Natural Gas | Diesel Oil | Combustion turbine |  | Dry Low NOx Burners,Water Injection |  |  | ARP, CSNOX, CSSO2G2, SIPNOX | 7981 1 | 2002-12-09 | 1244 |  | 0.52728 | 0.5251%
SC | Mill Creek Combustion Turbine Station | 7981 | 2 |  | 2023 | 91 | 68.35 | 4097.91 |  | 0.013 | 0.0003 | 3127.55 | 0.0596 | 1.064 | 0.0394 | 51396.76 | Natural Gas | Diesel Oil | Combustion turbine |  | Dry Low NOx Burners,Water Injection |  |  | ARP, CSNOX, CSSO2G2, SIPNOX | 7981 2 | 2002-12-12 | 1244 |  | 0.51929 | 0.4716%
SC | Mill Creek Combustion Turbine Station | 7981 | 3 |  | 2023 | 104 | 75.06 | 4679.31 |  | 0.016 | 0.0004 | 3509.173 | 0.0604 | 1.203 | 0.0406 | 57878.483 | Natural Gas | Diesel Oil | Combustion turbine |  | Dry Low NOx Burners,Water Injection |  |  | ARP, CSNOX, CSSO2G2, SIPNOX | 7981 3 | 2002-12-11 | 1244 |  | 0.51418 | 0.5311%
SC | Mill Creek Combustion Turbine Station | 7981 | 4 |  | 2023 | 99 | 72.93 | 4479.52 |  | 0.015 | 0.0004 | 3418.754 | 0.0605 | 1.048 | 0.0375 | 56287.91 | Natural Gas | Diesel Oil | Combustion turbine |  | Dry Low NOx Burners,Water Injection |  |  | ARP, CSNOX, CSSO2G2, SIPNOX | 7981 4 | 2002-12-16 | 1244 |  | 0.46791 | 0.5165%
SC | Mill Creek Combustion Turbine Station | 7981 | 5 |  | 2023 | 159 | 117.84 | 7031.92 |  | 0.021 | 0.0002 | 5414.567 | 0.0601 | 1.573 | 0.0345 | 89764.325 | Natural Gas | Diesel Oil | Combustion turbine |  | Dry Low NOx Burners,Water Injection |  |  | ARP, CSNOX, CSSO2G2, SIPNOX | 7981 5 | 2003-01-21 | 1243.9 |  | 0.44739 | 0.8238%
SC | Mill Creek Combustion Turbine Station | 7981 | 6 |  | 2023 | 159 | 117.2 | 7098.74 |  | 0.021 | 0.0002 | 5473.076 | 0.0597 | 1.551 | 0.0334 | 91255.771 | Natural Gas | Diesel Oil | Combustion turbine |  | Dry Low NOx Burners,Water Injection |  |  | ARP, CSNOX, CSSO2G2, SIPNOX | 7981 6 | 2003-01-28 | 1243.9 |  | 0.43698 | 0.8375%
SC | Mill Creek Combustion Turbine Station | 7981 | 7 |  | 2023 | 126 | 88.61 | 5316.46 |  | 0.015 | 0.0002 | 4037.301 | 0.0602 | 1.143 | 0.037 | 67123.755 | Natural Gas | Diesel Oil | Combustion turbine |  | Dry Low NOx Burners,Water Injection |  |  | ARP, CSNOX, CSSO2G2, SIPNOX | 7981 7 | 2003-01-25 | 1243.9 |  | 0.42999 | 0.616%
SC | Mill Creek Combustion Turbine Station | 7981 | 8 |  | 2023 | 114 | 83 | 4972.28 |  | 0.015 | 0.0002 | 3936.68 | 0.06 | 0.933 | 0.0272 | 65023.431 | Natural Gas | Diesel Oil | Combustion turbine |  | Dry Low NOx Burners,Water Injection |  |  | ARP, CSNOX, CSSO2G2, SIPNOX | 7981 8 | 2003-02-07 | 1243.9 |  | 0.37528 | 0.5967%
MI | Kalkaska CT Project #1 | 7984 | 1A |  | 2023 | 1360 | 1197.21 | 29300.83 |  | 0.091 | 0.001 | 17961.336 | 0.0593 | 13.128 | 0.0868 | 302234.532 | Pipeline Natural Gas |  | Combustion turbine |  | Water Injection,Other |  |  | ARP, CSNOX, CSOSG3, CSSO2G1 | 7984 1A | 2002-11-25 | 325 |  | 0.89608 | 10.62%
MI | Kalkaska CT Project #1 | 7984 | 1B |  | 2023 | 1292 | 1091.7 | 26589.49 |  | 0.088 | 0.001 | 17343.714 | 0.0593 | 12.448 | 0.0853 | 291845.068 | Pipeline Natural Gas |  | Combustion turbine |  | Water Injection,Other |  |  | ARP, CSNOX, CSOSG3, CSSO2G1 | 7984 1B | 2002-11-25 | 325 |  | 0.93631 | 10.25%
IA | Greater Des Moines Energy Center | 7985 | 1 |  | 2023 | 4825 | 4732.53 | 722753.91 |  | 2.37 | 0.001 | 469375.533 | 0.059 | 35.736 | 0.0123 | 7898123.147 | Pipeline Natural Gas |  | Combined cycle |  | Selective Catalytic Reduction,Dry Low NOx Burners |  |  | ARP, CSNOX, CSOSG2, CSSO2G1 | 7985 1 | 2003-04-01 | 2200 | Y | 0.098888 | 40.98%
IA | Greater Des Moines Energy Center | 7985 | 2 |  | 2023 | 4586 | 4489.68 | 689875.14 |  | 2.292 | 0.001 | 453949.41 | 0.059 | 34.995 | 0.0129 | 7638608.406 | Pipeline Natural Gas |  | Combined cycle |  | Selective Catalytic Reduction,Dry Low NOx Burners |  |  | ARP, CSNOX, CSOSG2, CSSO2G1 | 7985 2 | 2003-03-20 | 2200 | Y | 0.10145 | 39.64%
CA | Lake | 7987 | 1 |  | 2023 | 333 | 271.9 | 10202.95 |  | 0.031 | 0.0008 | 5941.543 | 0.0593 | 1.006 | 0.0211 | 99977.799 | Pipeline Natural Gas |  | Combustion turbine |  | Water Injection,Selective Catalytic Reduction |  |  | ARP | 7987 1 | 2002-06-22 | 460.5 | Y | 0.1972 | 2.478%
MS | Silver Creek Generating Plant | 7988 | 1 |  | 2023 | 1108 | 996.25 | 70091.31 |  | 0.237 | 0.001 | 47007.72 | 0.059 | 9.925 | 0.0309 | 790995.687 | Pipeline Natural Gas |  | Combustion turbine |  | Dry Low NOx Burners |  |  | ARP, CSOSG2 | 7988 1 | 2003-10-29 | 1150 |  | 0.2832 | 7.852%
MS | Silver Creek Generating Plant | 7988 | 2 |  | 2023 | 1040 | 936.62 | 66028.98 |  | 0.221 | 0.001 | 43778.058 | 0.059 | 9.053 | 0.0296 | 736621.511 | Pipeline Natural Gas |  | Combustion turbine |  | Dry Low NOx Burners |  |  | ARP, CSOSG2 | 7988 2 | 2004-01-28 | 1150 |  | 0.27421 | 7.312%
MS | Silver Creek Generating Plant | 7988 | 3 |  | 2023 | 1234 | 1104.09 | 76911.82 |  | 0.275 | 0.001 | 54408.246 | 0.059 | 14.227 | 0.0386 | 915529.928 | Pipeline Natural Gas |  | Combustion turbine |  | Dry Low NOx Burners |  |  | ARP, CSOSG2 | 7988 3 | 2005-03-29 | 1150 |  | 0.36996 | 9.088%
MS | Sylvarena Generating Plant | 7989 | 1 |  | 2023 | 3118 | 2677.46 | 112771.67 |  | 0.326 | 0.001 | 64629.525 | 0.0592 | 47.342 | 0.0995 | 1087499.574 | Pipeline Natural Gas |  | Combustion turbine |  | Water Injection |  |  | ARP, CSOSG2 | 7989 1 | 2003-04-18 | 575 |  | 0.83961 | 21.59%
MS | Sylvarena Generating Plant | 7989 | 2 |  | 2023 | 2628 | 2238.93 | 92102.58 |  | 0.266 | 0.001 | 52663.822 | 0.0592 | 37.292 | 0.0963 | 886155.783 | Pipeline Natural Gas |  | Combustion turbine |  | Water Injection |  |  | ARP, CSOSG2 | 7989 2 | 2003-04-28 | 565 |  | 0.80979 | 17.9%
MS | Sylvarena Generating Plant | 7989 | 3 |  | 2023 | 2322 | 1989.22 | 85307.84 |  | 0.249 | 0.001 | 49240.675 | 0.0592 | 36.811 | 0.1004 | 828557.7 | Pipeline Natural Gas |  | Combustion turbine |  | Water Injection |  |  | ARP, CSOSG2 | 7989 3 | 2003-04-26 | 615 |  | 0.86302 | 15.38%
WI | West Campus Cogeneration Facility | 7991 | U1 |  | 2023 | 4238 | 3986.92 | 186254.14 |  | 0.835 | 0.001 | 97469.82 | 0.0592 | 8.554 | 0.017 | 1640116.679 | Natural Gas | Diesel Oil | Combined cycle |  | Water Injection,Selective Catalytic Reduction |  |  | ARP, CSNOX, CSOSG3, CSSO2G1 | 7991 U1 | 2005-04-26 | 733 | Y | 0.091853 | 25.54%
WI | West Campus Cogeneration Facility | 7991 | U2 |  | 2023 | 5808 | 5572.54 | 244599.21 |  | 1.169 | 0.001 | 137647.637 | 0.0592 | 10.418 | 0.0131 | 2316175.348 | Natural Gas | Diesel Oil | Combined cycle |  | Water Injection,Selective Catalytic Reduction |  |  | CSNOX, CSOSG3, CSSO2G1 | 7991 U2 | 2005-04-26 | 733 | Y | 0.085184 | 36.07%
WA | Grays Harbor Energy Center | 7999 | 1 |  | 2023 | 6565 | 6527.81 | 1809534.23 |  | 4.965 | 0.0009 | 754995.719 | 0.059 | 45.035 | 0.0091 | 12704240.651 | Natural Gas |  | Combined cycle |  | Dry Low NOx Burners,Selective Catalytic Reduction |  |  | ARP | 7999 1 | 2008-02-01 | 3000 | Y | 0.049775 | 48.34%
WA | Grays Harbor Energy Center | 7999 | 2 |  | 2023 | 6836 | 6813.22 | 1890311.47 |  | 5.284 | 0.0008 | 784152.307 | 0.059 | 44.932 | 0.0079 | 13194906.013 | Natural Gas |  | Combined cycle |  | Dry Low NOx Burners,Selective Catalytic Reduction |  |  | ARP | 7999 2 | 2008-02-07 | 3000 | Y | 0.047539 | 50.21%
NE | Beatrice | 8000 | 1 |  | 2023 | 3411 | 3174.03 | 299286.14 |  | 0.776 | 0.001 | 153677.567 | 0.0591 | 17.026 | 0.0205 | 2585980.761 | Pipeline Natural Gas |  | Combined cycle |  | Dry Low NOx Burners,Selective Catalytic Reduction |  |  | ARP, CSNOX, CSSO2G2 | 8000 1 | 2004-10-05 | 1314 | Y | 0.11378 | 22.47%
NE | Beatrice | 8000 | 2 |  | 2023 | 3438 | 3209.7 | 296832.35 |  | 0.775 | 0.001 | 153518.522 | 0.0591 | 18.038 | 0.0225 | 2583327.121 | Pipeline Natural Gas |  | Combined cycle |  | Dry Low NOx Burners,Selective Catalytic Reduction |  |  | ARP, CSNOX, CSSO2G2 | 8000 2 | 2004-10-06 | 1323 | Y | 0.12154 | 22.29%
NH | Newington | 8002 | 1 |  | 2023 | 367 | 347.53 | 55088.25 |  | 98.313 | 0.1905 | 51438.771 | 0.0663 | 74.228 | 0.1218 | 726233.974 | Residual Oil | Pipeline Natural Gas | Tangentially-fired |  | Low NOx Burner Technology w/ Separated OFA,Water Injection | Electrostatic Precipitator |  | ARP, MATS, NHNOX, RGGI | 8002 1 | 1974-06-01 | 5475 |  | 2.6949 | 1.514%
NY | Roseton Generating LLC | 8006 | 1 |  | 2023 | 459 | 429.32 | 83196.02 |  | 57.781 | 0.0741 | 54544.258 | 0.062 | 63.319 | 0.1066 | 841225.188 | Residual Oil | Pipeline Natural Gas | Tangentially-fired |  | Other | Cyclone |  | ARP, CSNOX, CSOSG3, CSSO2G1, MATS, RGGI | 8006 1 | 1974-12-01 | 7031 |  | 1.5222 | 1.366%
NY | Roseton Generating LLC | 8006 | 2 |  | 2023 | 715 | 693.5 | 124615.67 |  | 48.715 | 0.0348 | 79230.18 | 0.0604 | 76.923 | 0.0929 | 1269080.892 | Residual Oil | Pipeline Natural Gas | Tangentially-fired |  | Other | Cyclone |  | ARP, CSNOX, CSOSG3, CSSO2G1, MATS, RGGI | 8006 2 | 1974-09-01 | 6987 |  | 1.2346 | 2.073%
NY | Holtsville Facility | 8007 | U00001 | CP001 | 2023 | 87 | 87 | 1641 |  | 0.007 | 0.0007 | 1486.1 | 0.0811 | 4.038 | 0.4555 | 18351 | Diesel Oil |  | Combustion turbine |  | Water Injection |  |  | CSNOX, CSOSG3, CSSO2G1, RGGI | 8007 U00001 | 1974-07-01 | 416 |  | 4.9214 | 0.5036%
NY | Holtsville Facility | 8007 | U00002 | CP001 | 2023 | 86 | 86 | 1619 |  | 0.007 | 0.0008 | 1468.9 | 0.0811 | 3.989 | 0.4557 | 18138.2 | Diesel Oil |  | Combustion turbine |  | Water Injection |  |  | CSNOX, CSOSG3, CSSO2G1, RGGI | 8007 U00002 | 1974-07-01 | 416 |  | 4.9277 | 0.4977%
NY | Holtsville Facility | 8007 | U00003 | CP001 | 2023 | 62 | 62 | 1143 |  | 0.004 | 0.0006 | 1008 | 0.081 | 3.211 | 0.5117 | 12448.9 | Diesel Oil |  | Combustion turbine |  | Water Injection |  |  | CSNOX, CSOSG3, CSSO2G1, RGGI | 8007 U00003 | 1974-07-01 | 416 |  | 5.6185 | 0.3416%
NY | Holtsville Facility | 8007 | U00004 | CP001 | 2023 | 62 | 62 | 1143 |  | 0.004 | 0.0006 | 1008 | 0.081 | 3.195 | 0.4994 | 12448.9 | Diesel Oil |  | Combustion turbine |  | Water Injection |  |  | CSNOX, CSOSG3, CSSO2G1, RGGI | 8007 U00004 | 1974-07-01 | 416 |  | 5.5906 | 0.3416%
NY | Holtsville Facility | 8007 | U00005 | CP001 | 2023 | 62 | 62 | 1176 |  | 0.004 | 0.0006 | 1063.5 | 0.0809 | 3.098 | 0.4882 | 13131.8 | Diesel Oil |  | Combustion turbine |  | Water Injection |  |  | CSNOX, CSOSG3, CSSO2G1, RGGI | 8007 U00005 | 1974-07-01 | 416 |  | 5.2687 | 0.3604%
NY | Holtsville Facility | 8007 | U00006 | CP001 | 2023 | 62 | 62 | 1176 |  | 0.004 | 0.0006 | 1063.5 | 0.0809 | 2.838 | 0.463 | 13131.8 | Diesel Oil |  | Combustion turbine |  | Water Injection |  |  | CSNOX, CSOSG3, CSSO2G1, RGGI | 8007 U00006 | 1974-07-01 | 416 |  | 4.8265 | 0.3604%
NY | Holtsville Facility | 8007 | U00007 | CP001 | 2023 | 51 | 51 | 1058 |  | 0.004 | 0.0009 | 927.9 | 0.081 | 2.983 | 0.5277 | 11461.7 | Diesel Oil |  | Combustion turbine |  | Water Injection |  |  | CSNOX, CSOSG3, CSSO2G1, RGGI | 8007 U00007 | 1974-07-01 | 416 |  | 5.6389 | 0.3145%
NY | Holtsville Facility | 8007 | U00008 | CP001 | 2023 | 51 | 51 | 1058 |  | 0.004 | 0.0009 | 927.9 | 0.081 | 2.968 | 0.5128 | 11461.7 | Diesel Oil |  | Combustion turbine |  | Water Injection |  |  | CSNOX, CSOSG3, CSSO2G1, RGGI | 8007 U00008 | 1974-07-01 | 416 |  | 5.6106 | 0.3145%
NY | Holtsville Facility | 8007 | U00009 | CP001 | 2023 | 80 | 80 | 1586 |  | 0.006 | 0.0007 | 1312.9 | 0.0811 | 3.613 | 0.4453 | 16212.3 | Diesel Oil |  | Combustion turbine |  | Water Injection |  |  | CSNOX, CSOSG3, CSSO2G1, RGGI | 8007 U00009 | 1974-07-01 | 416 |  | 4.5561 | 0.4449%
NY | Holtsville Facility | 8007 | U00010 | CP001 | 2023 | 78 | 78 | 1559 |  | 0.006 | 0.0007 | 1288.8 | 0.0811 | 3.556 | 0.4468 | 15915.6 | Diesel Oil |  | Combustion turbine |  | Water Injection |  |  | CSNOX, CSOSG3, CSSO2G1, RGGI | 8007 U00010 | 1974-07-01 | 416 |  | 4.5619 | 0.4367%
NY | Holtsville Facility | 8007 | U00011 | CP001 | 2023 | 101 | 101 | 2009 |  | 0.006 | 0.0004 | 1657.2 | 0.081 | 4.574 | 0.4606 | 20451.4 | Diesel Oil |  | Combustion turbine |  | Water Injection |  |  | CSNOX, CSOSG3, CSSO2G1, RGGI | 8007 U00011 | 1974-07-01 | 416 |  | 4.5535 | 0.5612%
NY | Holtsville Facility | 8007 | U00012 | CP001 | 2023 | 133 | 133 | 2297 |  | 0.007 | 0.0004 | 1982.5 | 0.0809 | 5.317 | 0.4945 | 24467.5 | Diesel Oil |  | Combustion turbine |  | Water Injection |  |  | CSNOX, CSOSG3, CSSO2G1, RGGI | 8007 U00012 | 1974-07-01 | 416 |  | 4.6295 | 0.6714%
NY | Holtsville Facility | 8007 | U00013 | CP001 | 2023 | 42 | 42 | 699 |  | 0.002 | 0.0003 | 609.6 | 0.0808 | 1.994 | 0.5587 | 7523.1 | Diesel Oil |  | Combustion turbine |  | Water Injection |  |  | CSNOX, CSOSG3, CSSO2G1, RGGI | 8007 U00013 | 1974-07-01 | 416 |  | 5.7053 | 0.2064%
NY | Holtsville Facility | 8007 | U00014 | CP001 | 2023 | 42 | 42 | 699 |  | 0.002 | 0.0003 | 609.6 | 0.0808 | 2.161 | 0.6011 | 7523.1 | Diesel Oil |  | Combustion turbine |  | Water Injection |  |  | CSNOX, CSOSG3, CSSO2G1, RGGI | 8007 U00014 | 1974-07-01 | 416 |  | 6.1831 | 0.2064%
NY | Holtsville Facility | 8007 | U00015 | CP001 | 2023 | 47 | 47 | 688 |  | 0.003 | 0.0005 | 640.5 | 0.0808 | 1.98 | 0.5402 | 7912.1 | Diesel Oil |  | Combustion turbine |  | Dry Low NOx Burners |  |  | CSNOX, CSOSG3, CSSO2G1, RGGI | 8007 U00015 | 1974-07-01 | 416 |  | 5.7558 | 0.2171%
NY | Holtsville Facility | 8007 | U00016 | CP001 | 2023 | 27 | 27 | 491 |  | 0.002 | 0.0005 | 419.6 | 0.0811 | 1.137 | 0.505 | 5183.1 | Diesel Oil |  | Combustion turbine |  | Water Injection |  |  | CSNOX, CSOSG3, CSSO2G1, RGGI | 8007 U00016 | 1974-07-01 | 416 |  | 4.6314 | 0.1422%
NY | Holtsville Facility | 8007 | U00017 | CP001 | 2023 | 84 | 84 | 1671 |  | 0.007 | 0.0008 | 1423.3 | 0.0809 | 4.881 | 0.5742 | 17569.2 | Diesel Oil |  | Combustion turbine |  | Dry Low NOx Burners |  |  | CSNOX, CSOSG3, CSSO2G1, RGGI | 8007 U00017 | 1974-07-01 | 416 |  | 5.842 | 0.4821%
NY | Holtsville Facility | 8007 | U00018 | CP001 | 2023 | 83 | 83 | 1670 |  | 0.007 | 0.0008 | 1422.2 | 0.0809 | 4.873 | 0.5666 | 17555.3 | Diesel Oil |  | Combustion turbine |  | Water Injection |  |  | CSNOX, CSOSG3, CSSO2G1, RGGI | 8007 U00018 | 1974-07-01 | 416 |  | 5.8359 | 0.4817%
NY | Holtsville Facility | 8007 | U00019 | CP001 | 2023 | 49 | 49 | 894 |  | 0.004 | 0.0008 | 764.8 | 0.0808 | 2.782 | 0.5837 | 9449.6 | Diesel Oil |  | Combustion turbine |  | Water Injection |  |  | CSNOX, CSOSG3, CSSO2G1, RGGI | 8007 U00019 | 1974-07-01 | 416 |  | 6.2237 | 0.2593%
NY | Holtsville Facility | 8007 | U00020 | CP001 | 2023 | 49 | 49 | 894 |  | 0.004 | 0.0008 | 764.8 | 0.0808 | 2.929 | 0.5967 | 9449.6 | Diesel Oil |  | Combustion turbine |  | Water Injection |  |  | CSNOX, CSOSG3, CSSO2G1, RGGI | 8007 U00020 | 1974-07-01 | 416 |  | 6.5526 | 0.2593%
NJ | Mickleton Energy Center | 8008 | 1001 |  | 2023 | 60 | 47.96 | 1951.2 |  | 0.011 | 0.0009 | 2122.8 | 0.059 | 2.699 | 0.1495 | 35982.5 | Pipeline Natural Gas |  | Combustion turbine |  | Water Injection,Selective Catalytic Reduction |  |  | CSNOX, CSOSG3, CSSO2G1, RGGI | 8008 1001 | 1974-06-28 | 1092 | Y | 2.7665 | 0.3762%
PA | Croydon Generating Station | 8012 | 11 |  | 2023 | 6 | 2.86 | 88.19 |  | 0.134 | 0.2024 | 107.7 | 0.0806 | 0.386 | 0.5804 | 1329.9 | Diesel Oil |  | Combustion turbine |  |  |  |  | CSNOX, CSOSG3, CSSO2G1, RGGI | 8012 11 | 1974-04-19 | 838 |  | 8.7538 | 0.01812%
PA | Croydon Generating Station | 8012 | 12 |  | 2023 | 12 | 4.39 | 100.01 |  | 0.167 | 0.2024 | 134.2 | 0.081 | 0.481 | 0.5797 | 1656.9 | Diesel Oil |  | Combustion turbine |  |  |  |  | CSNOX, CSOSG3, CSSO2G1, RGGI | 8012 12 | 1974-04-19 | 838 |  | 9.619 | 0.02257%
PA | Croydon Generating Station | 8012 | 21 |  | 2023 | 7 | 2.4 | 77.5 |  | 0.118 | 0.2022 | 94.3 | 0.0802 | 0.338 | 0.5814 | 1165 | Diesel Oil |  | Combustion turbine |  |  |  |  | CSNOX, CSOSG3, CSSO2G1, RGGI | 8012 21 | 1974-04-19 | 838 |  | 8.7226 | 0.01587%
PA | Croydon Generating Station | 8012 | 22 |  | 2023 | 5 | 2.25 | 81.66 |  | 0.123 | 0.202 | 98.7 | 0.0813 | 0.354 | 0.5803 | 1219 | Diesel Oil |  | Combustion turbine |  |  |  |  | CSNOX, CSOSG3, CSSO2G1, RGGI | 8012 22 | 1974-04-19 | 838 |  | 8.6701 | 0.01661%
PA | Croydon Generating Station | 8012 | 31 |  | 2023 | 5 | 2.45 | 80.6 |  | 0.143 | 0.2023 | 114.6 | 0.0808 | 0.41 | 0.58 | 1413.6 | Diesel Oil |  | Combustion turbine |  |  |  |  | CSNOX, CSOSG3, CSSO2G1, RGGI | 8012 31 | 1974-04-19 | 838 |  | 10.1737 | 0.01926%
PA | Croydon Generating Station | 8012 | 32 |  | 2023 | 5 | 2.52 | 79.22 |  | 0.124 | 0.2025 | 99.4 | 0.0805 | 0.356 | 0.5798 | 1227 | Diesel Oil |  | Combustion turbine |  |  |  |  | CSNOX, CSOSG3, CSSO2G1, RGGI | 8012 32 | 1974-04-19 | 838 |  | 8.9876 | 0.01671%
PA | Croydon Generating Station | 8012 | 41 |  | 2023 | 8 | 2.5 | 72.6 |  | 0.131 | 0.2018 | 104.8 | 0.081 | 0.375 | 0.58 | 1294 | Diesel Oil |  | Combustion turbine |  |  |  |  | CSNOX, CSOSG3, CSSO2G1, RGGI | 8012 41 | 1974-04-19 | 838 |  | 10.3306 | 0.01763%
PA | Croydon Generating Station | 8012 | 42 |  | 2023 | 6 | 2.31 | 80.13 |  | 0.123 | 0.2024 | 98.3 | 0.0808 | 0.352 | 0.5796 | 1213 | Diesel Oil |  | Combustion turbine |  |  |  |  | CSNOX, CSOSG3, CSSO2G1, RGGI | 8012 42 | 1974-04-19 | 838 |  | 8.7857 | 0.01652%
IL | Factory Gas Turbine | 8016 | 2 |  | 2023 | 7 | 4.5 | 50.3 |  | 0.271 | 0.5004 |  |  | 0.65 | 1.2004 | 1083.1 | Diesel Oil |  | Combustion turbine |  |  |  |  | CSNOX, CSOSG3, CSSO2G1 | 8016 2 | 1973-08-01 | 316 |  | 25.8449 | 0.03913%
WI | Columbia | 8023 | 1 |  | 2023 | 7455 | 7452.61 | 2308274.83 |  | 719.29 | 0.0587 | 2567882.135 | 0.1049 | 1502.766 | 0.1209 | 24486290.292 | Coal |  | Tangentially-fired | Dry Lime FGD | Low NOx Burner Technology w/ Separated OFA | Baghouse,Electrostatic Precipitator | Additives to Enhance PAC and Existing Equipment Performance | ARP, CSNOX, CSOSG3, CSSO2G1, MATS | 8023 1 | 1975-03-19 | 6929 |  | 1.3021 | 40.34%
WI | Columbia | 8023 | 2 |  | 2023 | 6603 | 6596.35 | 2332040.98 |  | 697.579 | 0.0585 | 2499272.619 | 0.1046 | 675.452 | 0.0557 | 23836146.944 | Coal |  | Tangentially-fired | Dry Lime FGD | Low NOx Burner Technology w/ Separated OFA,Selective Catalytic Reduction | Baghouse,Electrostatic Precipitator | Additives to Enhance PAC and Existing Equipment Performance | ARP, CSNOX, CSOSG3, CSSO2G1, MATS | 8023 2 | 1978-02-20 | 6525 | Y | 0.57928 | 41.7%
MN | Blue Lake Generating Plant | 8027 | 1 |  | 2023 | 7 | 4.73 | 71.32 |  | 0.028 | 0.0402 |  |  | 0.842 | 1.2 | 1403 | Diesel Oil |  | Combustion turbine |  |  |  |  | CSNOX, CSSO2G2 | 8027 1 | 1974-04-26 | 648 |  | 23.6119 | 0.02472%
MN | Blue Lake Generating Plant | 8027 | 2 |  | 2023 | 13 | 8.54 | 183.22 |  | 0.062 | 0.04 |  |  | 1.873 | 1.2 | 3122 | Diesel Oil |  | Combustion turbine |  |  |  |  | CSNOX, CSSO2G2 | 8027 2 | 1974-04-26 | 648 |  | 20.4454 | 0.055%
MN | Blue Lake Generating Plant | 8027 | 3 |  | 2023 | 5 | 4.09 | 72.5 |  | 0.028 | 0.04 |  |  | 0.853 | 1.2 | 1421 | Diesel Oil |  | Combustion turbine |  |  |  |  | CSNOX, CSSO2G2 | 8027 3 | 1974-04-26 | 648 |  | 23.531 | 0.02503%
MN | Blue Lake Generating Plant | 8027 | 4 |  | 2023 | 10 | 7.57 | 186.8 |  | 0.053 | 0.0399 |  |  | 1.592 | 1.2 | 2652.9 | Diesel Oil |  | Combustion turbine |  |  |  |  | CSNOX, CSSO2G2 | 8027 4 | 1974-04-26 | 740 |  | 17.045 | 0.04092%
MN | Blue Lake Generating Plant | 8027 | 7 |  | 2023 | 357 | 312.89 | 34952.72 |  | 0.135 | 0.001 | 26805.704 | 0.0583 | 7.14 | 0.0416 | 451068.819 | Pipeline Natural Gas |  | Combustion turbine |  | Dry Low NOx Burners |  |  | ARP, CSNOX, CSSO2G2 | 8027 7 | 2005-06-01 | 2118 |  | 0.40855 | 2.431%
MN | Blue Lake Generating Plant | 8027 | 8 |  | 2023 | 343 | 303.95 | 33702.3 |  | 0.131 | 0.001 | 25983.357 | 0.059 | 8.577 | 0.0508 | 437214.05 | Pipeline Natural Gas |  | Combustion turbine |  | Dry Low NOx Burners |  |  | ARP, CSNOX, CSSO2G2 | 8027 8 | 2005-05-23 | 2155 |  | 0.50899 | 2.316%
IA | Sycamore Combustion Turbine | 8029 | 1 |  | 2023 | 109 | 76.67 | 3908.99 |  | 0.018 | 0.001 |  |  | 12.693 | 0.3602 | 59598.923 | Pipeline Natural Gas | Diesel Oil | Combustion turbine |  |  |  |  | CSNOX, CSOSG2, CSSO2G1 | 8029 1 | 1974-08-02 | 1099 |  | 6.4943 | 0.6191%
IA | Sycamore Combustion Turbine | 8029 | 2 |  | 2023 | 237 | 191.7 | 7014.68 |  | 0.06 | 0.0014 |  |  | 21.166 | 0.2999 | 122958.144 | Pipeline Natural Gas | Diesel Oil | Combustion turbine |  |  |  |  | CSNOX, CSOSG2, CSSO2G1 | 8029 2 | 1974-10-25 | 1099 |  | 6.0348 | 1.277%
IA | Emery Station | 8031 | 11 |  | 2023 | 6035 | 5898.16 | 1472260.14 |  | 3.298 | 0.001 | 653316.035 | 0.0589 | 44.091 | 0.0143 | 10993317.127 | Pipeline Natural Gas |  | Combined cycle |  | Dry Low NOx Burners,Water Injection,Ammonia Injection,Selective Catalytic Reduction |  |  | ARP, CSNOX, CSOSG2, CSSO2G1 | 8031 11 | 2004-04-20 | 2688 | Y | 0.059896 | 46.69%
IA | Emery Station | 8031 | 12 |  | 2023 | 6087 | 5945.21 | 1495894.88 |  | 3.346 | 0.001 | 662833.515 | 0.0589 | 46.397 | 0.0148 | 11153396.398 | Pipeline Natural Gas |  | Combined cycle |  | Dry Low NOx Burners,Water Injection,Ammonia Injection,Selective Catalytic Reduction |  |  | ARP, CSNOX, CSOSG2, CSSO2G1 | 8031 12 | 2004-04-29 | 2688 | Y | 0.062032 | 47.37%
KS | Clifton Station | 8037 | CL1 |  | 2023 | 609 | 527.2 | 10644.46 |  | 0.068 | 0.001 |  |  | 25.343 | 0.2099 | 226206.042 | Pipeline Natural Gas |  | Combustion turbine |  |  |  |  | CSNOX, CSOSG2, CSSO2G2 | 8037 CL1 | 1974-12-01 | 1425 |  | 4.7617 | 1.812%
NC | Belews Creek | 8042 | 1 |  | 2023 | 6116 | 6099.72 | 4121421.88 |  | 954.303 | 0.0447 | 2942316.772 | 0.0747 | 3484.483 | 0.2035 | 37781843.125 | Coal | Pipeline Natural Gas | Cell burner boiler | Wet Limestone | Low NOx Cell Burner,Overfire Air,Selective Catalytic Reduction | Electrostatic Precipitator,Wet Scrubber |  | ARP, CSNOX, CSSO2G1, MATS, SIPNOX | 8042 1 | 1974-08-05 | 12253 | Y | 1.6909 | 35.2%
NC | Belews Creek | 8042 | 2 |  | 2023 | 6869 | 6861.28 | 4957210.78 |  | 669.865 | 0.0278 | 3176660.688 | 0.0684 | 3685.551 | 0.1812 | 45168006.783 | Coal | Pipeline Natural Gas | Cell burner boiler | Wet Limestone | Low NOx Cell Burner,Overfire Air,Selective Catalytic Reduction | Electrostatic Precipitator,Wet Scrubber |  | ARP, CSNOX, CSSO2G1, MATS, SIPNOX | 8042 2 | 1975-12-13 | 12632 | Y | 1.4869 | 40.82%
FL | Anclote | 8048 | 1 |  | 2023 | 5293 | 5271.39 | 870075.8 |  | 2.756 | 0.001 | 545899.473 | 0.0591 | 544.038 | 0.0849 | 9185801.991 | Pipeline Natural Gas |  | Tangentially-fired |  |  |  |  | ARP | 8048 1 | 1974-10-16 | 5600 |  | 1.2506 | 18.73%
FL | Anclote | 8048 | 2 |  | 2023 | 6808 | 6788.93 | 1063757.24 |  | 3.628 | 0.001 | 718606.213 | 0.059 | 666.464 | 0.0836 | 12091980.284 | Pipeline Natural Gas |  | Tangentially-fired |  |  |  |  | ARP | 8048 2 | 1978-10-31 | 5500 |  | 1.253 | 25.1%
FL | Intercession City | 8049 | **10 |  | 2023 | 701 | 589.55 | 30691.71 |  | 0.131 | 0.001 | 26157.448 | 0.0591 | 17.57 | 0.0814 | 439448.164 | Pipeline Natural Gas | Diesel Oil | Combustion turbine |  | Water Injection |  |  | ARP | 8049 **10 | 1993-08-19 | 1159 |  | 1.1449 | 4.328%
FL | Intercession City | 8049 | **11 |  | 2023 | 85 | 57.8 | 5163.21 |  | 0.09 | 0.0027 | 5126.54 | 0.081 | 5.958 | 0.5322 | 63178.925 | Diesel Oil |  | Combustion turbine |  | Water Injection |  |  | ARP | 8049 **11 | 1996-06-10 | 2032 |  | 2.3079 | 0.3549%
FL | Intercession City | 8049 | **12 |  | 2023 | 1431 | 1215.71 | 72828.43 |  | 0.286 | 0.001 | 58216.94 | 0.0592 | 15.295 | 0.0392 | 976530.583 | Pipeline Natural Gas | Diesel Oil | Combustion turbine |  | Dry Low NOx Burners,Water Injection |  |  | ARP | 8049 **12 | 2000-12-01 | 1207 |  | 0.42003 | 9.236%
FL | Intercession City | 8049 | **13 |  | 2023 | 1282 | 1096.44 | 67682.98 |  | 0.285 | 0.001 | 55124.501 | 0.0593 | 14.269 | 0.0391 | 924114.066 | Pipeline Natural Gas | Diesel Oil | Combustion turbine |  | Dry Low NOx Burners,Water Injection |  |  | ARP | 8049 **13 | 2000-12-04 | 1768.9 |  | 0.42164 | 5.964%
FL | Intercession City | 8049 | **14 |  | 2023 | 558 | 474.68 | 28649.31 |  | 0.113 | 0.001 | 23071.271 | 0.0592 | 5.847 | 0.0386 | 387600.038 | Pipeline Natural Gas | Diesel Oil | Combustion turbine |  | Dry Low NOx Burners,Water Injection |  |  | ARP | 8049 **14 | 2000-12-01 | 1072 |  | 0.40818 | 4.127%
FL | Intercession City | 8049 | **7 |  | 2023 | 653 | 536.57 | 27699.29 |  | 0.118 | 0.001 | 23543.222 | 0.0592 | 16.443 | 0.0893 | 396031.28 | Pipeline Natural Gas | Diesel Oil | Combustion turbine |  | Water Injection |  |  | ARP | 8049 **7 | 1993-08-19 | 1238 |  | 1.1873 | 3.652%
FL | Intercession City | 8049 | **8 |  | 2023 | 609 | 502.22 | 26417.32 |  | 0.112 | 0.001 | 22470.781 | 0.0591 | 15.382 | 0.0835 | 377837.234 | Pipeline Natural Gas | Diesel Oil | Combustion turbine |  | Water Injection |  |  | ARP | 8049 **8 | 1993-08-19 | 1186 |  | 1.1645 | 3.637%
FL | Intercession City | 8049 | **9 |  | 2023 | 314 | 252.64 | 13149.26 |  | 0.055 | 0.001 | 11017.28 | 0.0593 | 7.96 | 0.1138 | 185161.2 | Pipeline Natural Gas | Diesel Oil | Combustion turbine |  | Water Injection |  |  | ARP | 8049 **9 | 1993-08-19 | 1153 |  | 1.2107 | 1.833%
NY | Pouch Terminal | 8053 | PT01 |  | 2023 | 1263 | 1016.87 | 46281.09 |  | 0.138 | 0.001 | 27238.158 | 0.0592 | 2.514 | 0.0212 | 458332.107 | Pipeline Natural Gas |  | Combustion turbine |  | Selective Catalytic Reduction |  |  | ARP, CSNOX, CSOSG3, CSSO2G1, RGGI | 8053 PT01 | 2001-08-08 | 517 | Y | 0.10864 | 10.12%
MS | Gerald Andrus | 8054 | 1 |  | 2023 | 808 | 799.34 | 226917.86 |  | 0.822 | 0.0011 | 157636.088 | 0.0591 | 348.955 | 0.2459 | 2652099.999 | Pipeline Natural Gas | Residual Oil | Dry bottom wall-fired boiler |  | Overfire Air |  |  | ARP, CSOSG2 | 8054 1 | 1975-05-28 | 8100 |  | 3.0756 | 3.738%
LA | Waterford 1 & 2 | 8056 | 1 |  | 2023 | 0 | 0 | [9 empty] | Pipeline Natural Gas | Residual Oil | Dry bottom wall-fired boiler |  | Low NOx Cell Burner,Combustion Modification/Fuel Reburning |  |  | ARP, CSOSG2E | 8056 1 | 1974-01-01 | 4600 |  |  | 0%
LA | Waterford 1 & 2 | 8056 | 2 |  | 2023 | 1350 | 1340.63 | 234558.92 |  | 0.784 | 0.001 | 155316.874 | 0.059 | 227.928 | 0.1471 | 2613521.089 | Pipeline Natural Gas | Residual Oil | Dry bottom wall-fired boiler |  | Low NOx Cell Burner,Combustion Modification/Fuel Reburning |  |  | ARP, CSOSG2E | 8056 2 | 1975-01-01 | 4620 |  | 1.9435 | 6.458%
LA | Waterford 1 & 2 | 8056 | 4 |  | 2023 | 118 | 107.45 | 3219.41 |  | 1.088 | 0.0506 | 3484.9 | 0.0806 | 2.691 | 0.1858 | 43047.1 | Diesel Oil |  | Combustion turbine |  | Steam Injection |  |  | ARP, CSOSG2E | 8056 4 | 2009-08-15 | 507 |  | 1.6717 | 0.9692%
OK | Comanche (8059) | 8059 | 7251 | CP001 | 2023 | 3371 | 3349.23 | 157484.3 |  | 0.767 | 0.001 | 151988.034 | 0.059 | 51.928 | 0.0424 | 2557496.801 | Pipeline Natural Gas |  | Combined cycle |  | Dry Low NOx Burners |  |  | ARP, CSOSG2 | 8059 7251 | 1973-06-30 | 1450 |  | 0.65947 | 20.13%
OK | Comanche (8059) | 8059 | 7252 | CP001 | 2023 | 3162 | 3122.7 | 148998.53 |  | 0.728 | 0.001 | 144232.316 | 0.059 | 69.303 | 0.0605 | 2426995.49 | Pipeline Natural Gas |  | Combined cycle |  | Dry Low NOx Burners |  |  | ARP, CSOSG2 | 8059 7252 | 1973-06-30 | 1450 |  | 0.93025 | 19.11%
WY | Jim Bridger | 8066 | BW71 |  | 2023 | 8492 | 8479.76 | 2310478.04 |  | 1732.404 | 0.1486 | 2521344.564 | 0.105 | 2244.28 | 0.1916 | 24040299.121 | Coal |  | Tangentially-fired | Sodium Based | Low NOx Burner Technology w/ Closed-coupled OFA | Electrostatic Precipitator | Additives to Enhance PAC and Existing Equipment Performance,Halogenated PAC Sorbent Injection | ARP, MATS | 8066 BW71 | 1974-11-30 | 7875 |  | 1.9427 | 34.85%
WY | Jim Bridger | 8066 | BW72 |  | 2023 | 8666 | 8651.97 | 2317603.72 |  | 1734.107 | 0.1468 | 2545597.904 | 0.105 | 2055.491 | 0.1662 | 24271510.546 | Coal |  | Tangentially-fired | Sodium Based | Low NOx Burner Technology w/ Closed-coupled OFA | Electrostatic Precipitator | Additives to Enhance PAC and Existing Equipment Performance,Halogenated PAC Sorbent Injection | ARP, MATS | 8066 BW72 | 1975-12-01 | 7875 |  | 1.7738 | 35.18%
WY | Jim Bridger | 8066 | BW73 |  | 2023 | 7203 | 7184.63 | 2127705.33 |  | 1705.749 | 0.1529 | 2413293.357 | 0.105 | 638.141 | 0.0566 | 23010070.512 | Coal |  | Tangentially-fired | Sodium Based | Selective Catalytic Reduction,Low NOx Burner Technology w/ Closed-coupled OFA | Electrostatic Precipitator | Additives to Enhance PAC and Existing Equipment Performance,Halogenated PAC Sorbent Injection | ARP, MATS | 8066 BW73 | 1976-09-01 | 7458 | Y | 0.59984 | 35.22%
WY | Jim Bridger | 8066 | BW74 |  | 2023 | 7537 | 7521.14 | 2350168.93 |  | 1495.72 | 0.1355 | 2332848.267 | 0.105 | 549.54 | 0.0489 | 22243018.167 | Coal |  | Tangentially-fired | Sodium Based | Selective Catalytic Reduction,Low NOx Burner Technology w/ Closed-coupled OFA | Electrostatic Precipitator | Additives to Enhance PAC and Existing Equipment Performance,Halogenated PAC Sorbent Injection | ARP, MATS | 8066 BW74 | 1979-11-29 | 7536 | Y | 0.46766 | 33.69%
AZ | Santan | 8068 | 5A |  | 2023 | 5805 | 5698.42 | 1473045.87 |  | 3.132 | 0.001 | 620450.789 | 0.0592 | 32.435 | 0.0093 | 10440262.392 | Pipeline Natural Gas |  | Combined cycle |  | Dry Low NOx Burners,Selective Catalytic Reduction |  |  | ARP | 8068 5A | 2004-11-05 | 2530 | Y | 0.044038 | 47.11%
AZ | Santan | 8068 | 5B |  | 2023 | 5754 | 5669.99 | 1464434.69 |  | 3.135 | 0.001 | 620917.851 | 0.059 | 32.407 | 0.0088 | 10448109.431 | Pipeline Natural Gas |  | Combined cycle |  | Dry Low NOx Burners,Selective Catalytic Reduction |  |  | ARP | 8068 5B | 2004-11-01 | 2530 | Y | 0.044259 | 47.14%
AZ | Santan | 8068 | 6A |  | 2023 | 7793 | 7742.95 | 1878975.36 |  | 4.078 | 0.001 | 807775.837 | 0.059 | 39.979 | 0.0075 | 13592297.434 | Pipeline Natural Gas |  | Combined cycle |  | Dry Low NOx Burners,Selective Catalytic Reduction |  |  | ARP | 8068 6A | 2005-10-23 | 2300 | Y | 0.042554 | 67.46%
UT | Huntington | 8069 | 1 |  | 2023 | 8699 | 8695.91 | 2068629.27 |  | 529.331 | 0.0393 | 2174137.125 | 0.103 | 2046.659 | 0.1978 | 21190399.165 | Coal |  | Tangentially-fired | Wet Lime FGD | Low NOx Burner Technology w/ Closed-coupled/Separated OFA | Baghouse |  | ARP, MATS | 8069 1 | 1977-06-01 | 5263 |  | 1.9788 | 45.96%
UT | Huntington | 8069 | 2 |  | 2023 | 7756 | 7742.4 | 1762146.62 |  | 527.806 | 0.0495 | 1884163.985 | 0.103 | 1752.183 | 0.1819 | 18364165.303 | Coal |  | Tangentially-fired | Wet Lime FGD | Low NOx Burner Technology w/ Closed-coupled/Separated OFA | Baghouse |  | ARP, MATS | 8069 2 | 1974-07-17 | 5733 |  | 1.9887 | 36.57%
OH | Gen J M Gavin | 8102 | 1 |  | 2023 | 7005 | 6997.48 | 7448995.99 |  | 9877.787 | 0.3084 | 7528240.257 | 0.103 | 3398.886 | 0.0934 | 73374690.468 | Coal |  | Cell burner boiler | Wet Lime FGD | Low NOx Cell Burner,Selective Catalytic Reduction | Electrostatic Precipitator |  | ARP, CSNOX, CSOSG3, CSSO2G1, MATS | 8102 1 | 1974-10-20 | 15826 | Y | 0.91258 | 52.93%
OH | Gen J M Gavin | 8102 | 2 |  | 2023 | 6543 | 6529.95 | 7229636.02 |  | 8554.071 | 0.2434 | 7173452.885 | 0.1029 | 2863.9 | 0.0847 | 69916693.841 | Coal |  | Cell burner boiler | Wet Lime FGD | Low NOx Cell Burner,Selective Catalytic Reduction | Electrostatic Precipitator |  | ARP, CSNOX, CSOSG3, CSSO2G1, MATS | 8102 2 | 1975-07-06 | 16250 | Y | 0.79227 | 49.12%
CO | Ray D Nixon | 8219 | 1 |  | 2023 | 6934 | 6926.05 | 1178687.47 |  | 411.407 | 0.0748 | 1162298.39 | 0.1047 | 889.065 | 0.1583 | 11085309.26 | Coal | Diesel Oil | Dry bottom wall-fired boiler | Dry Lime FGD | Low NOx Burner Technology w/ Overfire Air | Baghouse | Halogenated PAC Sorbent Injection | ARP, MATS | 8219 1 | 1980-04-04 | 2610 |  | 1.5086 | 48.48%
CO | Ray D Nixon | 8219 | 2 |  | 2023 | 117 | 105.15 | 2112.96 |  | 0.009 | 0.001 | 1708.336 | 0.0588 | 0.464 | 0.0366 | 28752.166 | Pipeline Natural Gas |  | Combustion turbine |  | Dry Low NOx Burners |  |  | ARP | 8219 2 | 1999-07-03 | 425 |  | 0.43919 | 0.7723%
CO | Ray D Nixon | 8219 | 3 |  | 2023 | 350 | 325.07 | 6593.81 |  | 0.027 | 0.001 | 5424.373 | 0.0593 | 2.329 | 0.0548 | 91263.038 | Pipeline Natural Gas |  | Combustion turbine |  | Dry Low NOx Burners |  |  | ARP | 8219 3 | 1999-06-28 | 420 |  | 0.70642 | 2.481%
ND | Coyote | 8222 | B1 |  | 2023 | 7977 | 7963.48 | 2750235.48 |  | 13752.533 | 0.9261 | 3209506.036 | 0.109 | 6463.763 | 0.4354 | 29480154.127 | Coal | Diesel Oil | Cyclone boiler | Dry Lime FGD | Overfire Air | Baghouse | Halogenated PAC Sorbent Injection | ARP, MATS | 8222 B1 | 1981-05-01 | 5280 |  | 4.7005 | 63.74%
AZ | Springerville Generating Station | 8223 | 1 |  | 2023 | 7727 | 7713.42 | 2239719.38 |  | 2385.506 | 0.229 | 2170335.642 | 0.105 | 1719.975 | 0.1688 | 20693532.789 | Coal |  | Tangentially-fired | Dry Lime FGD | Low NOx Burner Technology w/ Closed-coupled OFA | Baghouse |  | ARP, MATS | 8223 1 | 1985-06-01 | 4700 |  | 1.5359 | 50.26%
AZ | Springerville Generating Station | 8223 | 2 |  | 2023 | 5533 | 5511.18 | 1489913.87 |  | 1741.532 | 0.257 | 1447855.843 | 0.1048 | 1053.183 | 0.1472 | 13804882.3 | Coal |  | Tangentially-fired | Dry Lime FGD | Low NOx Burner Technology w/ Closed-coupled OFA | Baghouse |  | ARP, MATS | 8223 2 | 1990-06-01 | 4700 |  | 1.4138 | 33.53%
AZ | Springerville Generating Station | 8223 | 4 |  | 2023 | 7025 | 7013.66 | 1802945.5 |  | 728.521 | 0.0777 | 1865878.856 | 0.1045 | 647.175 | 0.0715 | 17807984.614 | Coal | Diesel Oil | Dry bottom wall-fired boiler | Dry Lime FGD | Low NOx Burner Technology (Dry Bottom only),Selective Catalytic Reduction | Baghouse |  | ARP, MATS | 8223 4 | 2009-10-03 | 5040 | Y | 0.71791 | 40.33%
AZ | Springerville Generating Station | 8223 | TS3 |  | 2023 | 6701 | 6691.55 | 2175932.06 |  | 820.844 | 0.0751 | 2195922.113 | 0.1046 | 805.2 | 0.0745 | 20948302.327 | Coal | Diesel Oil | Dry bottom wall-fired boiler | Dry Lime FGD | Low NOx Burner Technology (Dry Bottom only),Selective Catalytic Reduction | Baghouse |  | ARP, MATS | 8223 TS3 | 2006-06-02 | 5040 | Y | 0.7401 | 47.45%
NV | North Valmy | 8224 | 1 |  | 2023 | 7109 | 7087.93 | 536809.19 |  | 2199.789 | 0.7374 | 614087.744 | 0.105 | 751.446 | 0.2511 | 5855153.866 | Coal |  | Dry bottom wall-fired boiler |  | Low NOx Burner Technology (Dry Bottom only) | Baghouse |  | ARP, MATS | 8224 1 | 1981-12-11 | 2750 |  | 2.7997 | 24.31%
NV | North Valmy | 8224 | 2 |  | 2023 | 5750 | 5728.43 | 670475.94 |  | 493.84 | 0.1341 | 735880.575 | 0.105 | 932.376 | 0.2611 | 7016428.984 | Coal |  | Dry bottom wall-fired boiler | Dry Lime FGD | Low NOx Burner Technology (Dry Bottom only) | Baghouse |  | ARP, MATS | 8224 2 | 1985-05-21 | 3050 |  | 2.7812 | 26.26%
NY | Astoria Generating Station | 8906 | 20 |  | 2023 | 294 | 274.96 | 13035.08 |  | 0.054 | 0.001 | 10724.985 | 0.0594 | 6.255 | 0.0604 | 180476.075 | Pipeline Natural Gas |  | Dry bottom wall-fired boiler |  |  |  |  | ARP, CSNOX, CSOSG3, CSSO2G1, RGGI | 8906 20 | 1953-01-01 | 2300 |  | 0.95972 | 0.8958%
NY | Astoria Generating Station | 8906 | 31RH | CP30 | 2023 | 3283 | 3262.57 | 377629.85 |  | 0.688 | 0.001 | 128537.199 | 0.0595 | 52.381 | 0.0433 | 2122308.128 | Pipeline Natural Gas | Diesel Oil | Dry bottom wall-fired boiler |  |  |  |  | ARP, CSNOX, CSOSG3, CSSO2G1, RGGI | 8906 31RH | 1958-09-01 | 3984 |  | 0.27742 | 6.081%
NY | Astoria Generating Station | 8906 | 32SH | CP30 | 2023 | 3282 | 3262.27 | 377599.15 |  | 0.66 | 0.001 | 123102.003 | 0.0595 | 51.211 | 0.0453 | 2032043.088 | Pipeline Natural Gas | Diesel Oil | Dry bottom wall-fired boiler |  |  |  |  | ARP, CSNOX, CSOSG3, CSSO2G1, RGGI | 8906 32SH | 1958-09-01 | 3984 |  | 0.27125 | 5.822%
NY | Astoria Generating Station | 8906 | 51RH | CP50 | 2023 | 3067 | 3045.84 | 387555.82 |  | 0.808 | 0.0011 | 136650.883 | 0.0608 | 56.303 | 0.0442 | 2177062.147 | Pipeline Natural Gas | Diesel Oil | Tangentially-fired |  |  |  |  | ARP, CSNOX, CSOSG3, CSSO2G1, RGGI | 8906 51RH | 1962-05-01 | 4094 |  | 0.29055 | 6.07%
NY | Astoria Generating Station | 8906 | 52SH | CP50 | 2023 | 3067 | 3045.74 | 387555.72 |  | 0.81 | 0.0011 | 137551.572 | 0.0607 | 58.025 | 0.0455 | 2195439.75 | Pipeline Natural Gas | Diesel Oil | Tangentially-fired |  |  |  |  | ARP, CSNOX, CSOSG3, CSSO2G1, RGGI | 8906 52SH | 1962-05-01 | 4094 |  | 0.29944 | 6.122%
NY | Astoria Generating Station | 8906 | CT0001 |  | 2023 | 102 | 74.76 | 866.93 |  |  |  | 794 | 0.0589 | 2.499 | 0.3692 | 13467.2 | Pipeline Natural Gas |  | Combustion turbine |  |  |  |  | RGGI, SIPNOX | 8906 CT0001 | 1967-07-01 | 243 |  | 5.7652 | 0.6327%
DE | Energy Center Dover LLC | 10030 | 2 |  | 2023 | 1614 | 1450.27 | 67263.52 |  | 0.187 | 0.001 | 36952.595 | 0.0592 | 2.013 | 0.0102 | 621795.428 | Pipeline Natural Gas |  | Combined cycle |  | Selective Catalytic Reduction,Water Injection |  |  | ARP, RGGI, SIPNOX | 10030 2 | 2001-06-01 | 655 | Y | 0.059854 | 10.84%
DE | Energy Center Dover LLC | 10030 | 3 |  | 2023 | 854 | 725.71 | 25228.11 |  | 0.081 | 0.001 | 16088.831 | 0.0595 | 10.82 | 0.086 | 270013.019 | Pipeline Natural Gas | Diesel Oil | Combustion turbine |  | Water Injection |  |  | ARP, RGGI, SIPNOX | 10030 3 | 2001-06-01 | 530 |  | 0.85777 | 5.816%
CA | Calpine Gilroy Cogen, LP | 10034 | S-100 |  | 2023 | 754 | 656.27 | 60564.72 |  | 0.153 | 0.001 | 30267.119 | 0.0591 | 7.937 | 0.0493 | 509286.7 | Pipeline Natural Gas |  | Combined cycle |  | Dry Low NOx Burners |  |  | ARP | 10034 S-100 | 1987-09-01 | 1085 |  | 0.2621 | 5.358%
MN | Taconite Harbor Energy Center | 10075 | 1 |  | 2023 | 0 | 0 | [9 empty] | Coal |  | Tangentially-fired | Other | Overfire Air,Selective Non-catalytic Reduction | Electrostatic Precipitator |  | ARP, CSNOX, CSSO2G2, MATS | 10075 1 | 2002-05-10 | 900 | Y |  | 0%
MN | Taconite Harbor Energy Center | 10075 | 2 |  | 2023 | 0 | 0 | [9 empty] | Coal |  | Tangentially-fired | Other | Overfire Air,Selective Non-catalytic Reduction | Electrostatic Precipitator |  | ARP, CSNOX, CSSO2G2, MATS | 10075 2 | 2002-02-01 | 900 | Y |  | 0%
PA | Gilberton Power Company | 10113 | 31 | CS001 | 2023 | 8207 | 8198.41 |  | 3061278.22 | 374.988 | 0.1799 | 482612.892 | 0.1157 | 128.619 | 0.0618 | 4171131.646 | Coal Refuse |  | Circulating fluidized bed boiler | Fluidized Bed Limestone Injection | Overfire Air | Baghouse |  | ARP, CSNOX, CSOSG3, CSSO2G1, MATS, RGGI | 10113 31 | 1988-10-01 | 550 |  |  | 86.57%
PA | Gilberton Power Company | 10113 | 32 | CS001 | 2023 | 8163 | 8149.64 |  | 3027251.9 | 371.367 | 0.1796 | 477838.913 | 0.1156 | 127.169 | 0.0617 | 4127850.168 | Coal Refuse |  | Circulating fluidized bed boiler | Fluidized Bed Limestone Injection | Overfire Air | Baghouse |  | ARP, CSNOX, CSOSG3, CSSO2G1, MATS, RGGI | 10113 32 | 1988-10-01 | 550 |  |  | 85.68%
PA | Colver Green Energy | 10143 | AAB01 |  | 2023 | 8024 | 7997.38 | 823270.4 |  | 2475.601 | 0.5321 | 986547.682 | 0.1047 | 591.38 | 0.125 | 9363004.936 | Coal Refuse |  | Circulating fluidized bed boiler | Dry Lime FGD | Ammonia Injection | Baghouse |  | ARP, CSNOX, CSOSG3, CSSO2G1, MATS, RGGI | 10143 AAB01 | 1995-05-16 | 1400 |  | 1.4367 | 76.35%
WV | Grant Town Power Plant | 10151 | 1A | CS1 | 2023 | 8097 | 8072.05 |  | 3127967.79 | 995.319 | 0.4855 | 410050.981 | 0.1028 | 477.932 | 0.2403 | 3996613.635 | Coal Refuse |  | Circulating fluidized bed boiler | Fluidized Bed Limestone Injection | Selective Non-catalytic Reduction,Combustion Modification/Fuel Reburning | Baghouse |  | CSNOX, CSOSG2E, CSSO2G1, MATS | 10151 1A | 1993-04-01 | 866.5 | Y |  | 52.65%
WV | Grant Town Power Plant | 10151 | 1B | CS1 | 2023 | 7973 | 7938.31 |  | 2965643.92 | 953.993 | 0.4903 | 388689.326 | 0.1029 | 457.625 | 0.2431 | 3788412.533 | Coal Refuse |  | Circulating fluidized bed boiler | Fluidized Bed Limestone Injection | Selective Non-catalytic Reduction,Combustion Modification/Fuel Reburning | Baghouse |  | CSNOX, CSOSG2E, CSSO2G1, MATS | 10151 1B | 1993-04-01 | 866.5 | Y |  | 49.91%
CA | Fresno Cogeneration Partners, LP | 10156 | GEN1 |  | 2023 | 158 | 112.21 | 2590.54 |  | 0.009 | 0.001 | 1770.269 | 0.0593 | 0.203 | 0.0247 | 29783.471 | Pipeline Natural Gas |  | Combined cycle |  | Water Injection,Selective Catalytic Reduction |  |  | ARP | 10156 GEN1 | 2005-01-17 | 495 | Y | 0.15672 | 0.6869%
CA | Carson Cogeneration Company | 10169 | D1 |  | 2023 | 1019 | 892.6 | 29255.74 |  | 0.091 | 0.001 | 17986.569 | 0.0593 | 2.209 | 0.0467 | 302663.85 | Pipeline Natural Gas |  | Combined cycle |  | Water Injection,Selective Catalytic Reduction |  |  | ARP | 10169 D1 | 2003-11-20 | 453 | Y | 0.15101 | 7.627%
MA | MBTA South Boston Power Facility | 10176 | A |  | 2023 | 25 | 14.17 | 390.07 |  |  |  | 454.8 | 0.0807 | 0.391 | 0.2567 | 5611.3 | Other Oil |  | Combustion turbine |  | Water Injection |  |  | RGGI, SIPNOX | 10176 A | 1979-07-01 | 396 |  | 2.0048 | 0.1618%
MA | MBTA South Boston Power Facility | 10176 | B |  | 2023 | 7 | 4.88 | 93.12 |  |  |  | 156.5 | 0.081 | 0.124 | 0.128 | 1932.5 | Other Oil |  | Combustion turbine |  | Water Injection |  |  | RGGI, SIPNOX | 10176 B | 1979-07-01 | 396 |  | 2.6632 | 0.05571%
NY | Castleton Power, LLC | 10190 | 1 |  | 2023 | 1704 | 1634.46 | 93552.14 |  | 0.256 | 0.001 | 50310.811 | 0.0594 | 32.554 | 0.0873 | 844955.459 | Pipeline Natural Gas | Diesel Oil | Combined cycle |  | Steam Injection |  |  | ARP, CSNOX, CSOSG3, CSSO2G1, RGGI | 10190 1 | 1992-09-01 | 670 |  | 0.69595 | 14.4%
CA | King City Power Plant | 10294 | 2 |  | 2023 | 499 | 361.85 | 12744.36 |  | 0.041 | 0.001 | 8032.541 | 0.0593 | 0.883 | 0.0219 | 135164.093 | Pipeline Natural Gas |  | Combustion turbine |  | Dry Low NOx Burners,Water Injection,Ammonia Injection,Selective Catalytic Reduction |  |  | ARP | 10294 2 | 2001-09-30 | 500 | Y | 0.13857 | 3.086%
CA | King City Power Plant | 10294 | GTG |  | 2023 | 745 | 659.71 | 56550.56 |  | 0.152 | 0.001 | 30090.809 | 0.059 | 33.388 | 0.1649 | 507300.611 | Pipeline Natural Gas |  | Combined cycle |  | Dry Low NOx Burners,Selective Catalytic Reduction |  |  | ARP | 10294 GTG | 1989-02-01 | 1022 | Y | 1.1808 | 5.666%
MA | Bellingham | 10307 | 1 | CP1, CS1 | 2023 | 250 | 235.61 | 21161.54 |  | 0.074 | 0.001 | 15042.332 | 0.0616 | 9.833 | 0.0914 | 241054.151 | Pipeline Natural Gas | Diesel Oil | Combined cycle |  | Steam Injection |  |  | ARP, RGGI, SIPNOX | 10307 1 | 1991-09-15 | 1433 |  | 0.92933 | 1.92%
MA | Bellingham | 10307 | 2 | CP1, CS1 | 2023 | 588 | 571.56 | 53773.44 |  | 0.188 | 0.001 | 37493.43 | 0.0601 | 26.17 | 0.0935 | 618808.375 | Pipeline Natural Gas | Diesel Oil | Combined cycle |  | Steam Injection |  |  | ARP, RGGI, SIPNOX | 10307 2 | 1991-09-15 | 1433 |  | 0.97334 | 4.93%
NJ | Sayreville Power LP | 10308 | 1001 |  | 2023 | 3806 | 3563.59 | 470275.62 |  | 1.151 | 0.001 | 227898.95 | 0.059 | 154.816 | 0.0889 | 3834870.21 | Pipeline Natural Gas |  | Combined cycle |  | Steam Injection |  |  | ARP, CSNOX, CSOSG3, CSSO2G1, RGGI | 10308 1001 | 1991-08-13 | 1400 |  | 0.65841 | 31.27%
NJ | Sayreville Power LP | 10308 | 1002 |  | 2023 | 4195 | 3945.01 | 522173.59 |  | 1.292 | 0.001 | 255923.635 | 0.059 | 183.233 | 0.093 | 4306330.327 | Pipeline Natural Gas |  | Combined cycle |  | Steam Injection |  |  | ARP, CSNOX, CSOSG3, CSSO2G1, RGGI | 10308 1002 | 1991-08-13 | 1400 |  | 0.70181 | 35.11%
CA | Yuba City Energy Center | 10349 | 2 |  | 2023 | 1935 | 1714.5 | 51699.73 |  | 0.159 | 0.001 | 31572.886 | 0.0593 | 14.138 | 0.1557 | 531279.344 | Pipeline Natural Gas |  | Combustion turbine |  | Water Injection,Selective Catalytic Reduction |  |  | ARP | 10349 2 | 2002-06-16 | 500 | Y | 0.54693 | 12.13%
CA | Greenleaf One | 10350 | CTGA |  | 2023 | 91 | 56.77 | 1371.77 |  | 0.004 | 0.0009 | 856.821 | 0.0594 | 0.076 | 0.0175 | 14420.288 | Pipeline Natural Gas |  | Combustion turbine |  | Water Injection,Selective Catalytic Reduction |  |  | ARP | 10350 CTGA | 2021-09-17 | 366.1 | Y | 0.11081 | 0.4496%
CA | Greenleaf One | 10350 | CTGB |  | 2023 | 87 | 50.5 | 1198.06 |  | 0.004 | 0.001 | 729.126 | 0.0594 | 0.085 | 0.0373 | 12268.976 | Pipeline Natural Gas |  | Combustion turbine |  | Water Injection,Selective Catalytic Reduction |  |  | ARP | 10350 CTGB | 2021-09-18 | 366.1 | Y | 0.1419 | 0.3826%
CA | Kingsburg Cogen Facility | 10405 | 1 |  | 2023 | 264 | 202.25 | 3902.07 |  | 0.015 | 0.0009 | 2961.867 | 0.0597 | 0.768 | 0.0355 | 49847.256 | Pipeline Natural Gas |  | Combined cycle |  | Selective Catalytic Reduction |  |  | ARP | 10405 1 | 1991-04-07 | 425 | Y | 0.39364 | 1.339%
NY | Black River Generation, LLC | 10464 | E0001 | CS-1 | 2023 | 2475 | 2470.1 |  | 279585.81 | 2.278 | 0.01 | 48801.042 | 0.1047 | 31.215 | 0.1353 | 463101.786 | Wood | Other Solid Fuel, Petroleum Coke, Tire Derived Fuel | Circulating fluidized bed boiler |  |  | Baghouse |  | CSNOX, CSOSG3, CSSO2G1, RGGI | 10464 E0001 | 1991-11-01 | 288 |  |  | 18.36%
NY | Black River Generation, LLC | 10464 | E0002 | CS-1 | 2023 | 2370 | 2366.65 |  | 268351 | 2.314 | 0.0091 | 46896.223 | 0.1053 | 29.555 | 0.1344 | 445133.8 | Wood | Other Solid Fuel, Petroleum Coke, Tire Derived Fuel | Circulating fluidized bed boiler |  |  | Baghouse |  | CSNOX, CSOSG3, CSSO2G1, RGGI | 10464 E0002 | 1991-11-01 | 288 |  |  | 17.64%
NY | Black River Generation, LLC | 10464 | E0003 | CS-1 | 2023 | 2449 | 2445.4 |  | 275877 | 1.774 | 0.0084 | 48201.274 | 0.1047 | 30.834 | 0.1352 | 457382.293 | Wood | Other Solid Fuel, Petroleum Coke, Tire Derived Fuel | Circulating fluidized bed boiler |  |  | Baghouse |  | CSNOX, CSOSG3, CSSO2G1, RGGI | 10464 E0003 | 1991-11-01 | 288 |  |  | 18.13%
NC | Craven County Wood Energy | 10525 | ES5A |  | 2023 | 7739 | 7716.16 | 343065 |  | 287.5 | 0.1219 | 515831.833 | 0.1038 | 446.076 | 0.1785 | 4946110.416 | Wood | Other Solid Fuel | Stoker |  |  | Electrostatic Precipitator |  | ARP, CSNOX, CSSO2G1, SIPNOX | 10525 ES5A | 1990-10-16 | 990 |  | 2.6005 | 57.03%
CT | Algonquin Power Windsor Locks, LLC | 10567 | GT1 |  | 2023 | 278 | 233.4 | 5433.03 |  |  |  | 4397.809 | 0.0605 | 4.698 | 0.137 | 72779.881 | Pipeline Natural Gas | Residual Oil | Combined cycle |  | Steam Injection |  |  | RGGI, SIPNOX | 10567 GT1 | 1990-04-14 | 555.2 |  | 1.7294 | 1.496%
PA | Ebensburg Power Company | 10603 | 31 |  | 2023 | 6408 | 6403.65 | 330514.97 |  | 1217.24 | 0.5882 | 434639.725 | 0.1051 | 150.862 | 0.0732 | 4121661.289 | Coal |  | Circulating fluidized bed boiler | Fluidized Bed Limestone Injection |  | Baghouse |  | ARP, CSNOX, CSOSG3, CSSO2G1, MATS, RGGI | 10603 31 | 1991-05-12 | 930 |  | 0.91289 | 50.59%
NY | Beaver Falls, LLC | 10617 | 1 |  | 2023 | 83 | 79.13 | 4861.17 |  | 0.013 | 0.001 | 2510.974 | 0.0591 | 0.606 | 0.0403 | 42254.879 | Pipeline Natural Gas | Diesel Oil | Combined cycle |  | Selective Catalytic Reduction,Steam Injection |  |  | CSNOX, CSOSG3, CSSO2G1, RGGI | 10617 1 | 1995-01-01 | 812 | Y | 0.24932 | 0.594%
NY | Allegany Station No. 133 | 10619 | 1 |  | 2023 | 311 | 265.66 | 12637.49 |  | 0.03 | 0.001 | 5982.533 | 0.0593 | 1.547 | 0.0421 | 100660.599 | Pipeline Natural Gas |  | Combined cycle |  | Water Injection,Selective Catalytic Reduction |  |  | ARP, CSNOX, CSOSG3, CSSO2G1, RGGI | 10619 1 | 1996-02-13 | 540 | Y | 0.24483 | 2.128%
NY | Carthage Energy | 10620 | 1 |  | 2023 | 75 | 60.24 | 2292.92 |  | 0.007 | 0.001 | 1300.4 | 0.0593 | 2.305 | 0.2346 | 21885.463 | Pipeline Natural Gas | Diesel Oil | Combined cycle |  | Steam Injection |  |  | ARP, CSNOX, CSOSG3, CSSO2G1, RGGI | 10620 1 | 1991-11-01 | 583 |  | 2.0105 | 0.4285%
NY | Syracuse, LLC | 10621 | 1 |  | 2023 | 208 | 189.79 | 12237.82 |  | 0.031 | 0.001 | 6152.986 | 0.0592 | 6.344 | 0.3224 | 103536.573 | Pipeline Natural Gas | Diesel Oil | Combined cycle |  | Selective Catalytic Reduction,Steam Injection |  |  | ARP, CSNOX, CSOSG3, CSSO2G1, RGGI | 10621 1 | 1994-02-01 | 800 | Y | 1.0368 | 1.477%
VA | Hopewell Cogeneration Facility | 10633 | 1 |  | 2023 | 3243 | 3147.13 | 264865.7 |  | 1.027 | 0.0012 | 184340.364 | 0.0591 | 191.958 | 0.1295 | 3101162.025 | Pipeline Natural Gas | Diesel Oil | Combined cycle |  | Steam Injection |  |  | CSNOX, CSOSG3, CSSO2G1, RGGI | 10633 1 | 1990-08-01 | 1517 |  | 1.4495 | 23.34%
VA | Hopewell Cogeneration Facility | 10633 | 2 |  | 2023 | 3157 | 3061.86 | 256291.14 |  | 0.907 | 0.001 | 176231.4 | 0.059 | 177.238 | 0.1236 | 2965262.544 | Pipeline Natural Gas | Diesel Oil | Combined cycle |  | Steam Injection |  |  | CSNOX, CSOSG3, CSSO2G1, RGGI | 10633 2 | 1990-08-01 | 1517 |  | 1.3831 | 22.31%
VA | Hopewell Cogeneration Facility | 10633 | 3 |  | 2023 | 2369 | 2273.75 | 182237.25 |  | 0.68 | 0.0012 | 128643.91 | 0.0591 | 143.625 | 0.1381 | 2164450.11 | Pipeline Natural Gas | Diesel Oil | Combined cycle |  | Steam Injection |  |  | CSNOX, CSOSG3, CSSO2G1, RGGI | 10633 3 | 1990-08-01 | 1517 |  | 1.5762 | 16.29%
CA | Bear Mountain Limited | 10649 | GT1 |  | 2023 | 1365 | 1271.29 | 48863.68 |  | 0.118 | 0.001 | 23347.532 | 0.0571 | 3.58 | 0.031 | 392921.152 | Pipeline Natural Gas |  | Combustion turbine |  | Selective Catalytic Reduction |  |  | ARP | 10649 GT1 | 1995-04-24 | 435 | Y | 0.14653 | 10.31%
CA | Badger Creek Limited | 10650 | GT1 |  | 2023 | 795 | 751.57 | 26068.45 |  | 0.067 | 0.001 | 13298.003 | 0.0595 | 1.611 | 0.0181 | 223714.444 | Pipeline Natural Gas |  | Combustion turbine |  | Selective Catalytic Reduction |  |  | ARP | 10650 GT1 | 1991-04-19 | 432 | Y | 0.1236 | 5.912%
OK | River Valley | 10671 | 1A | CS1 | 2023 | 2750 | 2740.5 |  | 1126516.54 | 108.885 | 0.1345 | 190818.553 | 0.1036 | 191.241 | 0.209 | 1824878.741 | Coal |  | Circulating fluidized bed boiler | Fluidized Bed Limestone Injection |  |  |  | ARP, CSOSG2, MATS | 10671 1A | 1990-01-15 | 1500 |  |  | 13.89%
OK | River Valley | 10671 | 1B | CS1 | 2023 | 2273 | 2261.13 |  | 879821.77 | 84.251 | 0.1357 | 145369.206 | 0.1041 | 152.126 | 0.2191 | 1388722.186 | Coal |  | Circulating fluidized bed boiler | Fluidized Bed Limestone Injection |  |  |  | ARP, CSOSG2, MATS | 10671 1B | 1990-01-15 | 1500 |  |  | 10.57%
OK | River Valley | 10671 | 2A | CS1 | 2023 | 3211 | 3198.98 |  | 1281697.58 | 117.642 | 0.1036 | 216017.985 | 0.1036 | 220.54 | 0.2111 | 2067915.496 | Coal |  | Circulating fluidized bed boiler | Fluidized Bed Limestone Injection |  |  |  | ARP, CSOSG2, MATS | 10671 2A | 1990-01-15 | 1500 |  |  | 15.74%
OK | River Valley | 10671 | 2B | CS1 | 2023 | 3065 | 3052.39 |  | 1210839.49 | 109.073 | 0.1 | 205398.635 | 0.1029 | 208.394 | 0.2078 | 1971240.173 | Coal |  | Circulating fluidized bed boiler | Fluidized Bed Limestone Injection |  |  |  | ARP, CSOSG2, MATS | 10671 2B | 1990-01-15 | 1500 |  |  | 15%
MD | AES Warrior Run | 10678 | 1 |  | 2023 | 6440 | 6429.91 | 658186.54 |  | 646.734 | 0.1542 | 857150.516 | 0.1027 | 256.872 | 0.0623 | 8357782.607 | Coal | Diesel Oil | Circulating fluidized bed boiler | Fluidized Bed Limestone Injection | Ammonia Injection,Selective Non-catalytic Reduction | Baghouse |  | ARP, CSNOX, CSOSG3, CSSO2G1, MATS, RGGI | 10678 1 | 2000-02-10 | 2350 | Y | 0.78054 | 40.6%
CO | Brush Power Projects | 10682 | GT2 |  | 2023 | 671 | 604.18 | 15078.28 |  | 0.07 | 0.001 | 13848.462 | 0.0592 | 10.024 | 0.0878 | 233026.19 | Pipeline Natural Gas |  | Combustion turbine |  | Water Injection |  |  | ARP | 10682 GT2 | 2000-05-29 | 734 |  | 1.3296 | 3.624%
CO | Brush Power Projects | 10682 | GT4 | MS4A, MS4B | 2023 | 646 | 598.15 | 26542.43 |  | 0.092 | 0.001 | 18188.783 | 0.0592 | 14.128 | 0.0941 | 306038.703 | Pipeline Natural Gas |  | Combined cycle |  | Water Injection |  |  | ARP | 10682 GT4 | 2001-02-19 | 843 |  | 1.0646 | 4.144%
CO | Brush Power Projects | 10682 | GT5 | MS5A, MS5B | 2023 | 642 | 590.74 | 25433.01 |  | 0.085 | 0.001 | 16910.981 | 0.0593 | 12.849 | 0.0919 | 284565.278 | Pipeline Natural Gas |  | Combined cycle |  | Water Injection |  |  | ARP | 10682 GT5 | 2001-02-19 | 845 |  | 1.0104 | 3.844%
NY | Selkirk Cogen Partners | 10725 | CTG101 |  | 2023 | 544 | 538.89 | 57022.04 |  | 0.145 | 0.001 | 28648.444 | 0.059 | 19.768 | 0.0826 | 482115.409 | Pipeline Natural Gas | Diesel Oil | Combined cycle |  | Steam Injection |  |  | ARP, CSNOX, CSOSG3, CSSO2G1, RGGI | 10725 CTG101 | 1992-04-17 | 1215 |  | 0.69335 | 4.53%
NY | Selkirk Cogen Partners | 10725 | CTG201 |  | 2023 | 510 | 495.32 | 52972.04 |  | 0.134 | 0.001 | 26530.571 | 0.059 | 5.925 | 0.0287 | 446429.302 | Pipeline Natural Gas | Diesel Oil | Combined cycle |  | Selective Catalytic Reduction,Steam Injection |  |  | ARP, CSNOX, CSOSG3, CSSO2G1, RGGI | 10725 CTG201 | 1994-09-01 | 1259 | Y | 0.2237 | 4.048%
NY | Selkirk Cogen Partners | 10725 | CTG301 |  | 2023 | 442 | 426.13 | 44928.87 |  | 0.113 | 0.001 | 22307.702 | 0.059 | 4.967 | 0.0281 | 375373.247 | Pipeline Natural Gas | Diesel Oil | Combined cycle |  | Selective Catalytic Reduction,Steam Injection |  |  | ARP, CSNOX, CSOSG3, CSSO2G1, RGGI | 10725 CTG301 | 1994-09-01 | 1250 | Y | 0.22111 | 3.428%
MA | MASSPOWER | 10726 | 1 |  | 2023 | 3516 | 3331 | 233226 |  | 0.838 | 0.001 | 164997.6 | 0.059 | 52.261 | 0.0417 | 2776356.075 | Pipeline Natural Gas | Diesel Oil | Combined cycle |  | Selective Catalytic Reduction,Steam Injection |  |  | ARP, RGGI, SIPNOX | 10726 1 | 1993-07-31 | 1250 | Y | 0.44816 | 25.35%
MA | MASSPOWER | 10726 | 2 |  | 2023 | 3096 | 2929.75 | 209362.5 |  | 0.747 | 0.001 | 146912.825 | 0.059 | 42.261 | 0.0371 | 2472081.65 | Pipeline Natural Gas | Diesel Oil | Combined cycle |  | Selective Catalytic Reduction,Steam Injection |  |  | ARP, RGGI, SIPNOX | 10726 2 | 1993-07-31 | 1250 | Y | 0.40371 | 22.58%
WV | Morgantown Energy Facility | 10743 | CFB1 | CP1, CS1 | 2023 | 12 | 10.75 |  | 467.84 | 0.001 | 0.001 |  |  | 0.098 | 0.1073 | 1748.304 | Pipeline Natural Gas |  | Circulating fluidized bed boiler |  |  | Baghouse |  | CSNOX, CSOSG2E, CSSO2G1 | 10743 CFB1 | 1992-04-14 | 138.6 |  |  | 0.144%
WV | Morgantown Energy Facility | 10743 | CFB2 | CP1, CS1 | 2023 | 0 | 0 | [9 empty] | Pipeline Natural Gas |  | Circulating fluidized bed boiler |  |  | Baghouse |  | CSNOX, CSOSG2E, CSSO2G1 | 10743 CFB2 | 1992-04-14 | 138.6 |  |  | 0%
MI | Midland Cogeneration Venture | 10745 | 3 |  | 2023 | 6524 | 6484.52 | 587193.73 |  | 1.902 | 0.001 |  |  | 273.229 | 0.0883 | 6338416.884 | Pipeline Natural Gas |  | Combined cycle |  | Steam Injection |  |  | CSNOX, CSOSG3, CSSO2G1 | 10745 3 | 1990-03-01 | 1175 |  | 0.93063 | 61.58%
MI | Midland Cogeneration Venture | 10745 | 4 |  | 2023 | 7202 | 7114.52 | 634614.15 |  | 2.056 | 0.001 |  |  | 330.998 | 0.104 | 6852502.888 | Pipeline Natural Gas |  | Combined cycle |  | Steam Injection |  |  | CSNOX, CSOSG3, CSSO2G1 | 10745 4 | 1990-03-01 | 1175 |  | 1.0431 | 66.57%
MI | Midland Cogeneration Venture | 10745 | 5 |  | 2023 | 7803 | 7706.26 | 697304.65 |  | 2.206 | 0.001 |  |  | 282.442 | 0.0862 | 7351280.022 | Pipeline Natural Gas |  | Combined cycle |  | Steam Injection |  |  | CSNOX, CSOSG3, CSSO2G1 | 10745 5 | 1990-03-01 | 1175 |  | 0.8101 | 71.42%
MI | Midland Cogeneration Venture | 10745 | 6 |  | 2023 | 6944 | 6873.01 | 616163.91 |  | 1.989 | 0.001 |  |  | 294.799 | 0.097 | 6629152.802 | Pipeline Natural Gas |  | Combined cycle |  | Steam Injection |  |  | CSNOX, CSOSG3, CSSO2G1 | 10745 6 | 1990-03-01 | 1175 |  | 0.95688 | 64.4%
MI | Midland Cogeneration Venture | 10745 | 7 |  | 2023 | 7406 | 7314.74 | 664310.03 |  | 2.154 | 0.001 |  |  | 259.338 | 0.0785 | 7179513.097 | Pipeline Natural Gas |  | Combined cycle |  | Steam Injection |  |  | CSNOX, CSOSG3, CSSO2G1 | 10745 7 | 1990-03-01 | 1175 |  | 0.78077 | 69.75%
MI | Midland Cogeneration Venture | 10745 | 8 |  | 2023 | 6978 | 6902.57 | 632853.6 |  | 2.032 | 0.001 |  |  | 234.575 | 0.0733 | 6771997.236 | Pipeline Natural Gas |  | Combined cycle |  | Steam Injection |  |  | CSNOX, CSOSG3, CSSO2G1 | 10745 8 | 1990-03-01 | 1175 |  | 0.74132 | 65.79%
MI | Midland Cogeneration Venture | 10745 | 9 |  | 2023 | 7582 | 7482.31 | 689588.15 |  | 2.269 | 0.001 |  |  | 327.491 | 0.0922 | 7561131.648 | Pipeline Natural Gas |  | Combined cycle |  | Steam Injection |  |  | CSNOX, CSOSG3, CSSO2G1 | 10745 9 | 1990-03-01 | 1400 |  | 0.94982 | 61.65%
MI | Midland Cogeneration Venture | 10745 | 10 |  | 2023 | 7440 | 7339.24 | 663443 |  | 2.149 | 0.001 |  |  | 261.604 | 0.0831 | 7161911.064 | Pipeline Natural Gas |  | Combined cycle |  | Steam Injection |  |  | CSNOX, CSOSG3, CSSO2G1 | 10745 10 | 1990-03-01 | 1400 |  | 0.78863 | 58.4%
MI | Midland Cogeneration Venture | 10745 | 11 |  | 2023 | 8096 | 8075.9 | 731069.8 |  | 2.412 | 0.001 |  |  | 365.612 | 0.0926 | 8037958.231 | Pipeline Natural Gas |  | Combined cycle |  | Steam Injection |  |  | CSNOX, CSOSG3, CSSO2G1 | 10745 11 | 1990-03-01 | 1400 |  | 1.0002 | 65.54%
MI | Midland Cogeneration Venture | 10745 | 12 |  | 2023 | 8054 | 8023.57 | 675240.56 |  | 2.389 | 0.001 |  |  | 326.442 | 0.0829 | 7964191.44 | Pipeline Natural Gas |  | Combined cycle |  | Dry Low NOx Burners |  |  | CSNOX, CSOSG3, CSSO2G1 | 10745 12 | 1990-03-01 | 1375 |  | 0.96689 | 66.12%
MI | Midland Cogeneration Venture | 10745 | 13 |  | 2023 | 7517 | 7444.75 | 683752.1 |  | 2.305 | 0.001 |  |  | 336.82 | 0.0912 | 7682427.319 | Pipeline Natural Gas |  | Combined cycle |  | Steam Injection |  |  | CSNOX, CSOSG3, CSSO2G1 | 10745 13 | 1990-04-01 | 1400 |  | 0.98521 | 62.64%
MI | Midland Cogeneration Venture | 10745 | 14 |  | 2023 | 6632 | 6524.32 | 587572.22 |  | 1.943 | 0.001 |  |  | 276.519 | 0.0937 | 6476037.665 | Pipeline Natural Gas |  | Combined cycle |  | Steam Injection |  |  | CSNOX, CSOSG3, CSSO2G1 | 10745 14 | 1990-05-01 | 1400 |  | 0.94123 | 52.81%
MI | Midland Cogeneration Venture | 10745 | 16 |  | 2023 | 90 | 76.33 |  | 6007.63 | 0.003 | 0.001 |  |  | 0.146 | 0.0314 | 9519.91 | Pipeline Natural Gas |  | Other boiler |  | Low NOx Burner Technology (Dry Bottom only) |  |  | CSNOX, CSOSG3, CSSO2G1 | 10745 16 | 2008-10-15 | 370 |  |  | 0.2937%
MI | Midland Cogeneration Venture | 10745 | 17 |  | 2023 | 209 | 193.92 |  | 15056.74 | 0.007 | 0.001 |  |  | 0.328 | 0.0294 | 23445.436 | Pipeline Natural Gas |  | Other boiler |  | Low NOx Burner Technology (Dry Bottom only) |  |  | CSNOX, CSOSG3, CSSO2G1 | 10745 17 | 2008-10-15 | 370 |  |  | 0.7234%
MI | Midland Cogeneration Venture | 10745 | 18 |  | 2023 | 157 | 144.42 |  | 11512.35 | 0.007 | 0.001 |  |  | 0.295 | 0.0282 | 21680.769 | Pipeline Natural Gas |  | Other boiler |  | Low NOx Burner Technology (Dry Bottom only) |  |  | CSNOX, CSOSG3, CSSO2G1 | 10745 18 | 2008-10-15 | 370 |  |  | 0.6689%
MI | Midland Cogeneration Venture | 10745 | 19 |  | 2023 | 133 | 123.07 |  | 11603.64 | 0.005 | 0.001 |  |  | 0.249 | 0.0306 | 16392.898 | Pipeline Natural Gas |  | Other boiler |  | Low NOx Burner Technology (Dry Bottom only) |  |  | CSNOX, CSOSG3, CSSO2G1 | 10745 19 | 2008-10-15 | 370 |  |  | 0.5058%
MI | Midland Cogeneration Venture | 10745 | 20 |  | 2023 | 43 | 34.53 |  | 2721.99 | 0.001 | 0.0009 |  |  | 0.063 | 0.0323 | 4090.081 | Pipeline Natural Gas |  | Other boiler |  | Low NOx Burner Technology (Dry Bottom only) |  |  | CSNOX, CSOSG3, CSSO2G1 | 10745 20 | 2009-02-09 | 370 |  |  | 0.1262%
MI | Midland Cogeneration Venture | 10745 | 21 |  | 2023 | 45 | 36.9 |  | 2737.41 | 0.002 | 0.001 |  |  | 0.091 | 0.0342 | 5431.813 | Pipeline Natural Gas |  | Other boiler |  | Low NOx Burner Technology (Dry Bottom only) |  |  | CSNOX, CSOSG3, CSSO2G1 | 10745 21 | 2009-02-09 | 370 |  |  | 0.1676%
NJ | Camden Plant Holding, LLC | 10751 | 2001 |  | 2023 | 794 | 715.36 | 79052.9 |  | 0.223 | 0.001 | 44109.363 | 0.059 | 20.569 | 0.0758 | 742218.57 | Pipeline Natural Gas | Other Oil | Combined cycle |  | Selective Catalytic Reduction,Steam Injection |  |  | ARP, CSNOX, CSOSG3, CSSO2G1, RGGI | 10751 2001 | 1993-03-07 | 1369 | Y | 0.52039 | 6.189%
NV | Las Vegas Generating Station | 10761 | 1 |  | 2023 | 1253 | 1088.72 | 33144.12 |  | 0.105 | 0.001 | 20764.604 | 0.0593 | 3.837 | 0.0326 | 349403.151 | Pipeline Natural Gas |  | Combined cycle |  | Selective Catalytic Reduction |  |  | ARP | 10761 1 | 1994-05-15 | 460 | Y | 0.23153 | 8.671%
NV | Las Vegas Generating Station | 10761 | 2 |  | 2023 | 2712 | 2524.15 | 64992.19 |  | 0.21 | 0.001 | 41507.972 | 0.0593 | 3.441 | 0.0163 | 698458.866 | Pipeline Natural Gas |  | Combined cycle |  | Selective Catalytic Reduction |  |  | ARP | 10761 2 | 2002-08-16 | 470 | Y | 0.10589 | 16.96%
NV | Las Vegas Generating Station | 10761 | 3 |  | 2023 | 2623 | 2439.36 | 63016.69 |  | 0.207 | 0.001 | 40941.534 | 0.0593 | 3.685 | 0.0185 | 688890.928 | Pipeline Natural Gas |  | Combined cycle |  | Selective Catalytic Reduction |  |  | ARP | 10761 3 | 2002-08-16 | 470 | Y | 0.11695 | 16.73%
NV | Las Vegas Generating Station | 10761 | 4 |  | 2023 | 2422 | 2240.89 | 57228.08 |  | 0.186 | 0.001 | 36832.038 | 0.0593 | 2.927 | 0.0174 | 619782.481 | Pipeline Natural Gas |  | Combined cycle |  | Selective Catalytic Reduction |  |  | ARP | 10761 4 | 2002-09-22 | 470 | Y | 0.10229 | 15.05%
NV | Las Vegas Generating Station | 10761 | 5 |  | 2023 | 2463 | 2290.91 | 59160.29 |  | 0.186 | 0.001 | 36783.988 | 0.0593 | 3.084 | 0.0177 | 618973.654 | Pipeline Natural Gas |  | Combined cycle |  | Selective Catalytic Reduction |  |  | ARP | 10761 5 | 2002-09-27 | 470 | Y | 0.10426 | 15.03%
VA | Hopewell Power Station | 10771 | 1 | CS0 | 2023 | 7087 | 7074.59 |  | 1374572.79 | 7.211 | 0.0062 | 274326.365 | 0.1085 | 148.602 | 0.1178 | 2508850.06 | Wood |  | Stoker | Dry Lime FGD | Overfire Air,Selective Non-catalytic Reduction | Baghouse |  | ARP, CSNOX, CSOSG3, CSSO2G1 | 10771 1 | 1992-07-01 | 410 | Y |  | 69.85%
VA | Hopewell Power Station | 10771 | 2 | CS0 | 2023 | 7499 | 7491.6 |  | 1474674.43 | 7.815 | 0.0062 | 295040.536 | 0.1087 | 159.456 | 0.1178 | 2696079.76 | Wood |  | Stoker | Dry Lime FGD | Overfire Air,Selective Non-catalytic Reduction | Baghouse |  | ARP, CSNOX, CSOSG3, CSSO2G1 | 10771 2 | 1992-07-01 | 410 | Y |  | 75.07%
VA | Altavista Power Station | 10773 | 1 | CS0 | 2023 | 6256 | 6235.87 |  | 1226446.82 | 5.891 | 0.0068 | 228876.719 | 0.1072 | 128.597 | 0.1196 | 2093959.507 | Wood |  | Stoker | Dry Lime FGD | Overfire Air,Selective Non-catalytic Reduction | Baghouse |  | ARP, CSNOX, CSOSG3, CSSO2G1 | 10773 1 | 1992-02-22 | 410 | Y |  | 58.3%
VA | Altavista Power Station | 10773 | 2 | CS0 | 2023 | 6231 | 6212.93 |  | 1222784.6 | 5.915 | 0.0068 | 227888.671 | 0.1072 | 127.894 | 0.1196 | 2086749.417 | Wood |  | Stoker | Dry Lime FGD | Overfire Air,Selective Non-catalytic Reduction | Baghouse |  | ARP, CSNOX, CSOSG3, CSSO2G1 | 10773 2 | 1992-02-22 | 410 | Y |  | 58.1%
VA | Southampton Power Station | 10774 | 1 | CS0 | 2023 | 7316 | 7295.76 |  | 1441443.9 | 8.283 | 0.0067 | 290218.64 | 0.1088 | 162.787 | 0.1218 | 2652698.933 | Wood |  | Stoker | Dry Lime FGD | Selective Non-catalytic Reduction,Overfire Air | Baghouse |  | ARP, CSNOX, CSOSG3, CSSO2G1 | 10774 1 | 1992-03-07 | 435 | Y |  | 69.61%
VA | Southampton Power Station | 10774 | 2 | CS0 | 2023 | 7386 | 7371.2 |  | 1444564.55 | 8.318 | 0.0066 | 290335.123 | 0.1088 | 162.901 | 0.1219 | 2653662.153 | Wood |  | Stoker | Dry Lime FGD | Selective Non-catalytic Reduction,Overfire Air | Baghouse |  | ARP, CSNOX, CSOSG3, CSSO2G1 | 10774 2 | 1992-03-07 | 435 | Y |  | 69.64%
CA | E. F. Oxnard Energy Facility | 10776 | GTG |  | 2023 | 229 | 169.17 | 5649.69 |  | 0.767 | 0.027 | 3350.882 | 0.0593 | 18.643 | 0.6431 | 56380.117 | Natural Gas |  | Combustion turbine |  | Selective Catalytic Reduction |  |  | ARP | 10776 GTG | 1990-04-13 | 449.6 | Y | 6.5997 | 1.432%
NY | AG - Energy | 10803 | 1 |  | 2023 | 0 | 0 | [9 empty] | Pipeline Natural Gas | Diesel Oil | Combined cycle |  | Water Injection,Selective Catalytic Reduction |  |  | ARP, CSNOX, CSOSG3, CSSO2G1, RGGI | 10803 1 | 1994-05-19 | 536 | Y |  | 0%
NY | AG - Energy | 10803 | 2 |  | 2023 | 0 | 0 | [9 empty] | Pipeline Natural Gas | Diesel Oil | Combined cycle |  | Water Injection,Selective Catalytic Reduction |  |  | ARP, CSNOX, CSOSG3, CSSO2G1, RGGI | 10803 2 | 1994-05-19 | 254 | Y |  | 0%
MI | Grayling Generating Station | 10822 | 1 |  | 2023 | 8304 | 8289.82 |  | 1273627.79 | 11.796 | 0.011 |  |  | 134.052 | 0.1275 | 2086835.133 | Wood | Natural Gas, Tire Derived Fuel | Stoker |  | Selective Non-catalytic Reduction | Cyclone,Electrostatic Precipitator |  | CSNOX, CSOSG3, CSSO2G1 | 10822 1 | 1992-06-09 | 635 | Y |  | 37.52%
MA | Deer Island Treatment | 10823 | S42 |  | 2023 | 138 | 118.53 | 1562.94 |  |  |  | 1528.679 | 0.081 | 2.554 | 0.3457 | 18839.976 | Diesel Oil |  | Combustion turbine |  | Water Injection |  |  | RGGI, SIPNOX | 10823 S42 | 1995-08-17 | 293.8 |  | 3.2682 | 0.732%
MA | Deer Island Treatment | 10823 | S43 |  | 2023 | 53 | 36.39 | 443.12 |  |  |  | 470.944 | 0.0811 | 2.056 | 0.756 | 5805.58 | Diesel Oil |  | Combustion turbine |  | Water Injection |  |  | RGGI, SIPNOX | 10823 S43 | 1995-08-17 | 292.9 |  | 9.2797 | 0.2263%
MN | Northshore Mining Silver Bay Power | 10849 | PB1 |  | 2023 | 0 | 0 | [9 empty] | Coal | Pipeline Natural Gas | Dry bottom wall-fired boiler |  |  |  |  | CSNOX, CSSO2G2 | 10849 PB1 | 1955-10-03 | 750 |  |  | 0%
MN | Northshore Mining Silver Bay Power | 10849 | PB2 |  | 2023 | 0 | 0 | [9 empty] | Coal | Pipeline Natural Gas | Dry bottom wall-fired boiler |  |  | Baghouse |  | CSNOX, CSSO2G2 | 10849 PB2 | 1963-01-29 | 900 |  |  | 0%
PA | Hazleton Generation | 10870 | TURB2 |  | 2023 | 142 | 113.18 | 2717.77 |  | 0.01 | 0.001 | 2028.416 | 0.0594 | 1.493 | 0.1007 | 34088.507 | Pipeline Natural Gas | Diesel Oil | Combustion turbine |  | Water Injection |  |  | ARP, CSNOX, CSOSG3, CSSO2G1, RGGI | 10870 TURB2 | 2002-03-01 | 400.2 |  | 1.0987 | 0.9724%
PA | Hazleton Generation | 10870 | TURB3 |  | 2023 | 143 | 120.43 | 3255.59 |  | 0.012 | 0.001 | 2351.262 | 0.0598 | 1.71 | 0.0953 | 39501.349 | Pipeline Natural Gas | Diesel Oil | Combustion turbine |  | Water Injection |  |  | ARP, CSNOX, CSOSG3, CSSO2G1, RGGI | 10870 TURB3 | 2002-03-01 | 360 |  | 1.0505 | 1.253%
PA | Hazleton Generation | 10870 | TURB4 |  | 2023 | 136 | 124.39 | 3483.93 |  | 0.015 | 0.0011 | 2508.891 | 0.06 | 1.76 | 0.0877 | 41704.885 | Pipeline Natural Gas | Diesel Oil | Combustion turbine |  | Water Injection |  |  | ARP, CSNOX, CSOSG3, CSSO2G1, RGGI | 10870 TURB4 | 2002-03-01 | 360 |  | 1.0104 | 1.322%
PA | Hazleton Generation | 10870 | TURBIN |  | 2023 | 66 | 53.9 | 2662.4 |  | 0.013 | 0.0013 | 2103.743 | 0.0607 | 4.156 | 0.2896 | 35071.914 | Pipeline Natural Gas | Diesel Oil | Combustion turbine |  | Water Injection |  |  | CSNOX, CSOSG3, CSSO2G1, RGGI | 10870 TURBIN | 1989-12-01 | 900 |  | 3.122 | 0.4448%
MA | Pittsfield Generating | 50002 | 1 |  | 2023 | 178 | 155.22 | 4390.43 |  |  |  | 3428.532 | 0.0603 | 0.55 | 0.028 | 56442.196 | Pipeline Natural Gas | Diesel Oil | Combined cycle |  | Selective Catalytic Reduction,Steam Injection |  |  | RGGI, SIPNOX | 50002 1 | 1990-09-01 | 595 | Y | 0.25054 | 1.083%
MA | Pittsfield Generating | 50002 | 2 |  | 2023 | 199 | 178.47 | 4983.98 |  |  |  | 3927.395 | 0.0595 | 0.646 | 0.0292 | 65832.667 | Pipeline Natural Gas | Diesel Oil | Combined cycle |  | Selective Catalytic Reduction,Steam Injection |  |  | RGGI, SIPNOX | 50002 2 | 1990-09-01 | 595 | Y | 0.25923 | 1.263%
MA | Pittsfield Generating | 50002 | 3 |  | 2023 | 196 | 176.25 | 5027.8 |  |  |  | 3902.118 | 0.0602 | 0.598 | 0.0259 | 64706.42 | Pipeline Natural Gas | Diesel Oil | Combined cycle |  | Selective Catalytic Reduction,Steam Injection |  |  | RGGI, SIPNOX | 50002 3 | 1990-09-01 | 595 | Y | 0.23788 | 1.241%
NJ | Linden Cogeneration Facility | 50006 | 4001 |  | 2023 | 7852 | 7806.9 | 2032679.65 |  | 3.993 | 0.001 | 794720.862 | 0.0593 | 40.268 | 0.0076 | 13340008.874 | Pipeline Natural Gas | Diesel Oil, Process Gas | Combined cycle |  | Dry Low NOx Burners,Water Injection,Selective Catalytic Reduction |  |  | ARP, CSNOX, CSOSG3, CSSO2G1, RGGI | 50006 4001 | 2001-11-13 | 2119 | Y | 0.039621 | 71.87%
NJ | Linden Cogeneration Facility | 50006 | 5001 |  | 2023 | 7086 | 7077.16 | 1000305.99 |  | 2.146 | 0.001 | 425080.592 | 0.059 | 77.24 | 0.0218 | 7152748.653 | Pipeline Natural Gas | Other Gas | Combined cycle |  | Selective Catalytic Reduction,Steam Injection |  |  | CSNOX, CSOSG3, CSSO2G1, RGGI | 50006 5001 | 1992-05-08 | 1416 | Y | 0.15443 | 57.66%
NJ | Linden Cogeneration Facility | 50006 | 6001 |  | 2023 | 7223 | 7212.38 | 1012470.31 |  | 2.155 | 0.001 | 426784.53 | 0.059 | 75.579 | 0.0212 | 7181497.251 | Pipeline Natural Gas | Other Gas | Combined cycle |  | Selective Catalytic Reduction,Steam Injection |  |  | CSNOX, CSOSG3, CSSO2G1, RGGI | 50006 6001 | 1992-05-08 | 2140 | Y | 0.1493 | 38.31%
NJ | Linden Cogeneration Facility | 50006 | 7001 |  | 2023 | 8197 | 8178.62 | 1154945.01 |  | 2.482 | 0.001 | 491575.25 | 0.059 | 91.242 | 0.0223 | 8271463.754 | Pipeline Natural Gas | Other Gas | Combined cycle |  | Selective Catalytic Reduction,Steam Injection |  |  | CSNOX, CSOSG3, CSSO2G1, RGGI | 50006 7001 | 1992-05-08 | 1452 | Y | 0.158 | 65.03%
NJ | Linden Cogeneration Facility | 50006 | 8001 |  | 2023 | 7807 | 7789.4 | 1089512.43 |  | 2.336 | 0.001 | 462572.632 | 0.059 | 87.51 | 0.0227 | 7783516.982 | Pipeline Natural Gas | Other Gas | Combined cycle |  | Selective Catalytic Reduction,Steam Injection |  |  | CSNOX, CSOSG3, CSSO2G1, RGGI | 50006 8001 | 1992-05-08 | 1450 | Y | 0.16064 | 61.28%
NJ | Linden Cogeneration Facility | 50006 | 9001 |  | 2023 | 8169 | 8160.43 | 1158846.74 |  | 2.503 | 0.001 | 495822.188 | 0.059 | 92.298 | 0.0223 | 8343239.723 | Pipeline Natural Gas | Other Gas | Combined cycle |  | Selective Catalytic Reduction,Steam Injection |  |  | CSNOX, CSOSG3, CSSO2G1, RGGI | 50006 9001 | 1992-05-08 | 1610 | Y | 0.15929 | 59.16%
TX | Paris Energy Center | 50109 | HRSG1 |  | 2023 | 4130 | 3972.99 | 416363.6 |  | 1.07 | 0.001 | 211850.655 | 0.059 | 187.842 | 0.1086 | 3564777.04 | Pipeline Natural Gas | Diesel Oil | Combined cycle |  | Steam Injection |  |  | ARP, CSOSG2 | 50109 HRSG1 | 1989-06-01 | 1281 |  | 0.9023 | 31.77%
TX | Paris Energy Center | 50109 | HRSG2 |  | 2023 | 4152 | 3970.64 | 415655.05 |  | 1.089 | 0.001 | 215755.624 | 0.059 | 198.843 | 0.1148 | 3630511.689 | Pipeline Natural Gas | Diesel Oil | Combined cycle |  | Steam Injection |  |  | ARP, CSOSG2 | 50109 HRSG2 | 1989-06-01 | 1281 |  | 0.95677 | 32.35%
TX | New Gulf Power Facility | 50137 | 1 |  | 2023 | 663 | 529.32 | 35235.8 |  | 0.139 | 0.001 | 27439.921 | 0.0591 | 64.369 | 0.3242 | 461717.861 | Pipeline Natural Gas |  | Combustion turbine |  | Steam Injection |  |  | ARP, CSOSG2 | 50137 1 | 1996-04-30 | 1100 |  | 3.6536 | 4.792%
ME | Bucksport Generation LLC | 50243 | GEN4 |  | 2023 | 174 | 137.25 | 13756.25 |  | 0.446 | 0.0053 | 10048.495 | 0.1097 | 6.03 | 0.0953 | 169445.25 | Natural Gas | Diesel Oil | Combined cycle |  | Dry Low NOx Burners,Water Injection |  |  | ARP, RGGI | 50243 GEN4 | 2000-10-25 | 2082 |  | 0.87669 | 0.9291%
PA | PEI Power Corporation | 50279 | 2 |  | 2023 | 2265 | 2081.25 | 87552.5 |  | 0.263 | 0.001 | 52053.925 | 0.059 | 35.224 | 0.0828 | 875931.075 | Pipeline Natural Gas |  | Combustion turbine |  | Water Injection |  |  | ARP, CSNOX, CSOSG3, CSSO2G1, RGGI | 50279 2 | 2001-05-24 | 540 |  | 0.80464 | 18.52%
MD | Luke Paper Company | 50282 | PR003 | CSPR06 | 2023 | 0 | 0 | [9 empty] | Coal | Diesel Oil | Cyclone boiler |  | Selective Non-catalytic Reduction | Electrostatic Precipitator |  | RGGI, SIPNOX | 50282 PR003 | 1959-01-01 | 590 | Y |  | 0%
MD | Luke Paper Company | 50282 | PR004 | CSPR06 | 2023 | 0 | 0 | [9 empty] | Coal | Pipeline Natural Gas | Tangentially-fired |  | Low NOx Burner Technology w/ Closed-coupled OFA,Selective Non-catalytic Reduction | Cyclone,Electrostatic Precipitator |  | RGGI, SIPNOX | 50282 PR004 | 1965-01-01 | 785 | Y |  | 0%
MD | Luke Paper Company | 50282 | PR005 | CSPR06 | 2023 | 0 | 0 | [9 empty] | Pipeline Natural Gas |  | Other boiler |  |  |  |  | RGGI, SIPNOX | 50282 PR005 | 1970-01-01 | 338 |  |  | 0%
NY | Bethpage Energy Center | 50292 | GT1 |  | 2023 | 2945 | 2858.51 | 77885.12 |  | 0.217 | 0.001 | 42924.851 | 0.0594 | 47.448 | 0.1326 | 722268.483 | Pipeline Natural Gas |  | Combined cycle |  | Steam Injection |  |  | ARP, CSNOX, CSOSG3, CSSO2G1, RGGI | 50292 GT1 | 1989-08-13 | 416 |  | 1.2184 | 19.82%
NY | Bethpage Energy Center | 50292 | GT2 |  | 2023 | 7393 | 7315.19 | 193623.92 |  | 0.56 | 0.001 | 110843.896 | 0.0593 | 115.526 | 0.1252 | 1865471.69 | Pipeline Natural Gas |  | Combined cycle |  | Steam Injection |  |  | ARP, CSNOX, CSOSG3, CSSO2G1, RGGI | 50292 GT2 | 1989-08-13 | 416 |  | 1.1933 | 51.19%
NY | Bethpage Energy Center | 50292 | GT3 |  | 2023 | 4042 | 3611.38 | 163044.73 |  | 0.494 | 0.001 | 97863.627 | 0.0592 | 6.053 | 0.0087 | 1646754.823 | Pipeline Natural Gas |  | Combustion turbine |  | Water Injection,Selective Catalytic Reduction |  |  | ARP, CSNOX, CSOSG3, CSSO2G1, RGGI | 50292 GT3 | 2002-07-01 | 545 | Y | 0.07425 | 34.49%
NY | Bethpage Energy Center | 50292 | GT4 |  | 2023 | 3243 | 3128.52 | 185868.57 |  | 0.482 | 0.001 | 95394.538 | 0.0592 | 5.259 | 0.007 | 1605174.974 | Pipeline Natural Gas |  | Combined cycle |  | Water Injection,Selective Catalytic Reduction |  |  | ARP, CSNOX, CSOSG3, CSSO2G1, RGGI | 50292 GT4 | 2005-05-08 | 730 | Y | 0.056588 | 25.1%
PA | Pixelle Specialty Solutions | 50397 | 36 |  | 2023 | 8200 | 8190.25 |  | 3075706.75 |  |  | 484439.55 | 0.1059 | 584.604 | 0.2552 | 4579193.375 | Coal | Residual Oil, Process Sludge, Wood | Circulating fluidized bed boiler | Fluidized Bed Limestone Injection | Selective Non-catalytic Reduction | Electrostatic Precipitator |  | RGGI, SIPNOX | 50397 36 | 1988-12-15 | 695 | Y |  | 75.21%
PA | Pixelle Specialty Solutions | 50397 | 39 |  | 2023 | 3523 | 3520.86 |  | 298621.37 |  |  |  |  | 5.711 | 0.0282 | 413152.786 | Pipeline Natural Gas |  | Other boiler |  | Low NOx Burner Technology (Dry Bottom only) |  |  | RGGI, SIPNOX | 50397 39 | 2016-12-06 | 394.7 |  |  | 11.95%
NY | Indeck-Silver Springs Energy Center | 50449 | 1 |  | 2023 | 1074 | 1028.75 | 41692.5 |  | 0.117 | 0.001 | 23372.75 | 0.0595 | 20.597 | 0.1112 | 392016.95 | Pipeline Natural Gas | Diesel Oil | Combined cycle |  | Steam Injection |  |  | ARP, CSNOX, CSOSG3, CSSO2G1, RGGI | 50449 1 | 1991-06-01 | 673 |  | 0.98804 | 6.649%
NY | Indeck-Oswego Energy Center | 50450 | 1 |  | 2023 | 843 | 791.25 | 36060 |  | 0.095 | 0.001 | 18733 | 0.0592 | 17.69 | 0.1196 | 315214.625 | Pipeline Natural Gas | Diesel Oil | Combined cycle |  | Steam Injection |  |  | ARP, CSNOX, CSOSG3, CSSO2G1, RGGI | 50450 1 | 1990-05-01 | 570 |  | 0.98114 | 6.313%
NY | Indeck-Yerkes Energy Center | 50451 | 1 |  | 2023 | 807 | 786 | 32674.75 |  | 0.1 | 0.0009 | 18630.55 | 0.0593 | 22.634 | 0.1486 | 313455.5 | Pipeline Natural Gas | Diesel Oil | Combined cycle |  | Steam Injection |  |  | ARP, CSNOX, CSOSG3, CSSO2G1, RGGI | 50451 1 | 1988-01-01 | 627 |  | 1.3854 | 5.707%
NY | Indeck-Corinth Energy Center | 50458 | 1 |  | 2023 | 4219 | 4152 | 523187.5 |  | 1.261 | 0.001 | 249743.65 | 0.059 | 50.076 | 0.0257 | 4202433.45 | Pipeline Natural Gas | Diesel Oil | Combined cycle |  | Dry Low NOx Burners,Water Injection,Selective Catalytic Reduction |  |  | ARP, CSNOX, CSOSG3, CSSO2G1, RGGI | 50458 1 | 1995-07-01 | 1279 | Y | 0.19143 | 37.51%
PA | Procter & Gamble Paper Products | 50463 | 328001 |  | 2023 | 3672 | 3672 | 166531 | [5 empty] | 122.319 | 0.1276 | 1914955.4 | Pipeline Natural Gas |  | Combustion turbine |  | Steam Injection |  |  | RGGI, SIPNOX | 50463 328001 | 1985-06-01 | 668 |  | 1.469 | 32.72%
PA | Procter & Gamble Paper Products | 50463 | 328002 |  | 2023 | 3289 | 3285.5 | 186498.82 | [5 empty] | 6.278 | 0.0071 | 1796524.533 | Pipeline Natural Gas |  | Combustion turbine |  | Water Injection,Selective Catalytic Reduction |  |  | RGGI, SIPNOX | 50463 328002 | 2013-09-20 | 650 | Y | 0.067325 | 31.55%
NY | Covanta Niagara | 50472 | R1B01 |  | 2023 | 1120 | 1104 |  | 130621.75 |  |  | 12157.2 | 0.0594 | 4.55 | 0.0427 | 204573.725 | Natural Gas |  | Dry bottom wall-fired boiler |  | Selective Non-catalytic Reduction |  |  | RGGI, SIPNOX | 50472 R1B01 | 1980-01-01 | 440 | Y |  | 5.308%
NY | Covanta Niagara | 50472 | R1B02 |  | 2023 | 0 | 0 | [9 empty] | Pipeline Natural Gas |  | Dry bottom wall-fired boiler |  | Selective Non-catalytic Reduction |  |  | RGGI, SIPNOX | 50472 R1B02 | 1980-01-01 | 440 | Y |  | 0%
NC | Rosemary Power Station | 50555 | 1 |  | 2023 | 77 | 69.33 | 3610.72 |  | 1.065 | 0.0411 | 4207.347 | 0.081 | 5.325 | 0.2048 | 51858.47 | Diesel Oil |  | Combined cycle |  | Water Injection |  |  | ARP, CSNOX, CSSO2G1, SIPNOX | 50555 1 | 1990-12-27 | 1136 |  | 2.9496 | 0.5211%
NC | Rosemary Power Station | 50555 | 2 |  | 2023 | 67 | 57.39 | 1430.5 |  | 2.416 | 0.2095 | 1862.5 | 0.0803 | 2.277 | 0.1978 | 23008.3 | Diesel Oil |  | Combined cycle |  | Water Injection |  |  | ARP, CSNOX, CSSO2G1, SIPNOX | 50555 2 | 1990-12-27 | 541 |  | 3.1835 | 0.4855%
OK | Frontier Generating Station | 50558 | CC01 |  | 2023 | 6045 | 5893.96 | 656566.42 |  | 1.577 | 0.001 | 312369.865 | 0.059 | 279.962 | 0.1068 | 5256208 | Pipeline Natural Gas |  | Combined cycle |  | Steam Injection |  |  | ARP, CSOSG2 | 50558 CC01 | 1989-09-01 | 1200 |  | 0.85281 | 50%
NJ | Eagle Point Power Generation | 50561 | 1 |  | 2023 | 1372 | 1270.07 | 136838.83 |  | 0.345 | 0.001 | 68218.811 | 0.0591 | 16.481 | 0.0375 | 1147524.308 | Pipeline Natural Gas | Diesel Oil | Combined cycle |  | Dry Low NOx Burners,Water Injection |  |  | ARP, CSNOX, CSOSG3, CSSO2G1, RGGI | 50561 1 | 1991-05-01 | 1675 |  | 0.24088 | 7.821%
NJ | Eagle Point Power Generation | 50561 | 2 |  | 2023 | 1125 | 1012.96 | 111128.64 |  | 0.269 | 0.001 | 53288.272 | 0.0591 | 12.587 | 0.0404 | 896434.621 | Pipeline Natural Gas | Diesel Oil | Combined cycle |  | Dry Low NOx Burners,Water Injection |  |  | ARP, CSNOX, CSOSG3, CSSO2G1, RGGI | 50561 2 | 1991-05-01 | 1576 |  | 0.22653 | 6.493%
PA | Rausch Creek Generation, LLC | 50611 | 31 |  | 2023 | 7255 | 7234.64 | 179801.85 |  | 301.663 | 0.2149 | 386253.76 | 0.1167 | 247.195 | 0.1488 | 3269930.646 | Coal | Diesel Oil | Circulating fluidized bed boiler | Fluidized Bed Limestone Injection |  | Baghouse |  | ARP, CSNOX, CSOSG3, CSSO2G1, MATS, RGGI | 50611 31 | 1987-01-12 | 615 |  | 2.7496 | 60.7%
CA | McKittrick Limited | 50612 | GT1 |  | 2023 | 1136 | 1026.77 | 38382.39 |  | 0.111 | 0.001 | 21988.288 | 0.0591 | 27.606 | 0.1378 | 370092.179 | Pipeline Natural Gas |  | Combustion turbine |  | Selective Catalytic Reduction |  |  | ARP | 50612 GT1 | 1991-03-01 | 432 | Y | 1.4385 | 9.78%
TX | ExxonMobil Beaumont Refinery | 50625 | 61STK1 |  | 2023 | 8430 | 8426.3 | 2052472.19 |  | 2.848 | 0.0002 | 824667.971 | 0.0595 | 68.611 | 0.01 | 13830016.282 | Natural Gas | Process Gas | Combined cycle |  | Dry Low NOx Burners,Selective Catalytic Reduction |  |  | ARP, CSOSG2 | 50625 61STK1 | 2005-06-14 | 2531 | Y | 0.066857 | 62.38%
TX | ExxonMobil Beaumont Refinery | 50625 | 61STK2 |  | 2023 | 7368 | 7364.53 | 1712314.44 |  | 2.404 | 0.0003 | 655602.281 | 0.0596 | 55.887 | 0.0104 | 10976645.053 | Natural Gas | Process Gas | Combined cycle |  | Dry Low NOx Burners,Selective Catalytic Reduction |  |  | ARP, CSOSG2 | 50625 61STK2 | 2005-03-10 | 2531 | Y | 0.065277 | 49.51%
TX | ExxonMobil Beaumont Refinery | 50625 | 61STK3 |  | 2023 | 8569 | 8567.27 | 2078996.89 |  | 2.708 | 0.0001 | 817553.122 | 0.0592 | 52.293 | 0.0076 | 13744583.913 | Natural Gas | Process Gas | Combined cycle |  | Dry Low NOx Burners,Selective Catalytic Reduction |  |  | ARP, CSOSG2 | 50625 61STK3 | 2004-12-17 | 2531 | Y | 0.050306 | 61.99%
CO | J M Shafer | 50707 | S001 |  | 2023 | 6650 | 6533.7 | 168004.31 |  | 0.54 | 0.001 | 107015.501 | 0.0593 | 85.221 | 0.0973 | 1800837.217 | Pipeline Natural Gas |  | Combined cycle |  | Steam Injection |  |  | ARP | 50707 S001 | 1994-07-01 | 640 |  | 1.0145 | 32.12%
CO | J M Shafer | 50707 | S002 |  | 2023 | 6967 | 6838.07 | 175662.52 |  | 0.469 | 0.001 | 92814.469 | 0.0593 | 74.365 | 0.0987 | 1561767.274 | Pipeline Natural Gas |  | Combined cycle |  | Steam Injection |  |  | ARP | 50707 S002 | 1994-07-01 | 675 |  | 0.84668 | 26.41%
CO | J M Shafer | 50707 | S003 |  | 2023 | 6543 | 6395.86 | 174958.44 |  | 0.576 | 0.001 | 114135.559 | 0.0593 | 87.171 | 0.0946 | 1920571.337 | Pipeline Natural Gas |  | Combined cycle |  | Steam Injection |  |  | ARP | 50707 S003 | 1994-07-01 | 605 |  | 0.99648 | 36.24%
CO | J M Shafer | 50707 | S004 |  | 2023 | 6908 | 6777.04 | 168432.54 |  | 0.562 | 0.001 | 111283.425 | 0.0593 | 82.692 | 0.0919 | 1872547.098 | Pipeline Natural Gas |  | Combined cycle |  | Steam Injection |  |  | ARP | 50707 S004 | 1994-07-01 | 610 |  | 0.9819 | 35.04%
CO | J M Shafer | 50707 | S005 |  | 2023 | 6118 | 5940.98 | 181024.38 |  | 0.532 | 0.001 | 105393.197 | 0.0593 | 81.133 | 0.0971 | 1773418.834 | Pipeline Natural Gas |  | Combined cycle |  | Steam Injection |  |  | ARP | 50707 S005 | 1994-07-01 | 615 |  | 0.89638 | 32.92%
NY | Sterling Power Plant | 50744 | 1 |  | 2023 | 56 | 50.81 | 1529.94 |  | 0.005 | 0.001 | 1083.907 | 0.0593 | 1.887 | 0.2126 | 18237.406 | Pipeline Natural Gas |  | Combined cycle |  | Steam Injection |  |  | ARP, CSNOX, CSOSG3, CSSO2G1, RGGI | 50744 1 | 1991-10-01 | 551 |  | 2.4668 | 0.3778%
PA | Panther Creek Energy Facility | 50776 | 1 |  | 2023 | 7026 | 7001.96 |  | 2316586.8 | 172.561 | 0.0996 |  |  | 144.651 | 0.0831 | 3479263.188 | Coal |  | Circulating fluidized bed boiler | Fluidized Bed Limestone Injection | Ammonia Injection | Baghouse |  | CSNOX, CSOSG3, CSSO2G1, MATS, RGGI | 50776 1 | 1992-10-19 | 700 |  |  | 56.74%
PA | Panther Creek Energy Facility | 50776 | 2 |  | 2023 | 7366 | 7339.74 |  | 2291158.45 | 257.89 | 0.1385 |  |  | 146.894 | 0.0809 | 3511746.084 | Coal |  | Circulating fluidized bed boiler | Fluidized Bed Limestone Injection | Ammonia Injection | Baghouse |  | CSNOX, CSOSG3, CSSO2G1, MATS, RGGI | 50776 2 | 1992-10-19 | 700 |  |  | 57.27%
NJ | EFS Parlin Holdings, LLC | 50799 | 1001 |  | 2023 | 101 | 89.04 | 3879.68 |  | 0.011 | 0.001 | 2271.824 | 0.0591 | 1.09 | 0.067 | 38235.35 | Pipeline Natural Gas | Diesel Oil | Combined cycle |  | Selective Catalytic Reduction,Steam Injection |  |  | ARP, CSNOX, CSOSG3, CSSO2G1, RGGI | 50799 1001 | 1991-05-02 | 656 | Y | 0.5619 | 0.6654%
NJ | EFS Parlin Holdings, LLC | 50799 | 3001 |  | 2023 | 123 | 109.35 | 4783.24 |  | 0.014 | 0.001 | 2832.172 | 0.0592 | 1.444 | 0.0703 | 47658.863 | Pipeline Natural Gas | Diesel Oil | Combined cycle |  | Selective Catalytic Reduction,Steam Injection |  |  | ARP, CSNOX, CSOSG3, CSSO2G1, RGGI | 50799 3001 | 1991-05-02 | 656 | Y | 0.60377 | 0.8293%
TX | Odyssey Energy Altura Cogen, LLC | 50815 | ENG101 |  | 2023 | 8319 | 8298.43 | 634249.61 |  | 2.138 | 0.001 | 423411.196 | 0.059 | 77.839 | 0.0221 | 7124565.269 | Pipeline Natural Gas |  | Combined cycle |  | Dry Low NOx Burners |  |  | ARP, CSOSG2 | 50815 ENG101 | 1985-12-18 | 1182 |  | 0.24545 | 68.81%
TX | Odyssey Energy Altura Cogen, LLC | 50815 | ENG201 |  | 2023 | 7941 | 7921.9 | 631484.38 |  | 2.1 | 0.001 | 416046.564 | 0.059 | 73.992 | 0.0215 | 7000505.584 | Pipeline Natural Gas |  | Combined cycle |  | Dry Low NOx Burners |  |  | ARP, CSOSG2 | 50815 ENG201 | 1985-12-05 | 1182 |  | 0.23434 | 67.61%
TX | Odyssey Energy Altura Cogen, LLC | 50815 | ENG301 |  | 2023 | 8155 | 8127.22 | 640070.42 |  | 2.038 | 0.001 | 403759.152 | 0.059 | 61.374 | 0.0186 | 6794024.481 | Pipeline Natural Gas |  | Combined cycle |  | Dry Low NOx Burners |  |  | ARP, CSOSG2 | 50815 ENG301 | 1985-11-14 | 1080 |  | 0.19177 | 71.81%
TX | Odyssey Energy Altura Cogen, LLC | 50815 | ENG401 |  | 2023 | 7398 | 7371.3 | 587404.01 |  | 1.855 | 0.001 | 367453.446 | 0.059 | 57.598 | 0.0191 | 6183041.097 | Pipeline Natural Gas |  | Combined cycle |  | Dry Low NOx Burners |  |  | ARP, CSOSG2 | 50815 ENG401 | 1985-10-30 | 1080 |  | 0.19611 | 65.35%
TX | Odyssey Energy Altura Cogen, LLC | 50815 | ENG501 |  | 2023 | 7813 | 7786.49 | 604772.51 |  | 1.967 | 0.001 | 389547.032 | 0.059 | 75.371 | 0.0231 | 6554848.356 | Pipeline Natural Gas |  | Combined cycle |  | Dry Low NOx Burners |  |  | ARP, CSOSG2 | 50815 ENG501 | 1985-10-14 | 1080 |  | 0.24925 | 69.28%
TX | Odyssey Energy Altura Cogen, LLC | 50815 | ENG601 |  | 2023 | 8076 | 8057.57 | 624351.45 |  | 1.931 | 0.001 | 382384.317 | 0.059 | 53.809 | 0.0169 | 6434394.88 | Pipeline Natural Gas |  | Combined cycle |  | Dry Low NOx Burners |  |  | ARP, CSOSG2 | 50815 ENG601 | 1995-06-01 | 1080 |  | 0.17237 | 68.01%
MI | TES Filer City Station | 50835 | 1 |  | 2023 | 6531 | 6518.75 |  | 1603233.76 | 70.589 | 0.0623 |  |  | 463.515 | 0.4082 | 2270106.365 | Coal | Pipeline Natural Gas, Tire Derived Fuel, Wood | Stoker | Dry Lime FGD |  | Baghouse |  | CSNOX, CSOSG3, CSSO2G1, MATS | 50835 1 | 1990-01-01 | 450 |  |  | 57.59%
MI | TES Filer City Station | 50835 | 2 |  | 2023 | 6315 | 6303.74 |  | 1550059.45 | 72.043 | 0.0679 |  |  | 378.033 | 0.3589 | 2117534.534 | Coal | Pipeline Natural Gas, Tire Derived Fuel, Wood | Stoker | Dry Lime FGD |  | Baghouse |  | CSNOX, CSOSG3, CSSO2G1, MATS | 50835 2 | 1990-01-01 | 450 |  |  | 53.72%
NJ | Elmwood Power LLC | 50852 | 2001 |  | 2023 | 0 | 0 | [9 empty] | Pipeline Natural Gas | Diesel Oil | Combined cycle |  | Water Injection |  |  | CSNOX, CSOSG3, CSSO2G1, RGGI | 50852 2001 | 1989-07-15 | 765 |  |  | 0%
CA | Salinas River Cogeneration Facility | 50865 | 1 |  | 2023 | 6454 | 6415.27 | 207569.13 |  | 0.856 | 0.001 | 169605.176 | 0.0592 | 19.425 | 0.0141 | 2853988.771 | Pipeline Natural Gas |  | Combustion turbine |  | Dry Low NOx Burners,Selective Catalytic Reduction |  |  | ARP | 50865 1 | 1992-03-06 | 525 | Y | 0.18717 | 62.06%
PA | Northampton Generating Plant | 50888 | NGC01 |  | 2023 | 5943 | 5943 | 581210 |  | 346.672 | 0.1258 | 663737 | 0.116 | 254.419 | 0.0838 | 5708095 | Coal Refuse | Coal, Other Solid Fuel, Petroleum Coke, Tire Derived Fuel, Wood | Circulating fluidized bed boiler | Fluidized Bed Limestone Injection | Ammonia Injection | Baghouse |  | ARP, CSNOX, CSOSG3, CSSO2G1, MATS, RGGI | 50888 NGC01 | 1995-08-28 | 1530 |  | 0.87548 | 42.59%
FL | Hardee Power Station | 50949 | CT2B |  | 2023 | 157 | 128.96 | 8116.86 |  | 0.068 | 0.002 | 4991.284 | 0.0593 | 0.951 | 0.0333 | 83831.69 | Pipeline Natural Gas | Diesel Oil | Combustion turbine |  | Dry Low NOx Burners,Water Injection |  |  | ARP | 50949 CT2B | 2000-05-17 | 1109 |  | 0.23433 | 0.8629%
PA | Scrubgrass Generating Plant | 50974 | 1 |  | 2023 | 5119 | 5089.7 |  | 1604993.85 | 647.163 | 0.6225 | 271593.187 | 0.1057 | 140.919 | 0.1126 | 2561518.488 | Coal |  | Circulating fluidized bed boiler | Fluidized Bed Limestone Injection | Selective Non-catalytic Reduction |  |  | ARP, CSNOX, CSOSG3, CSSO2G1, MATS, RGGI | 50974 1 | 1993-06-06 | 800 | Y |  | 36.55%
PA | Scrubgrass Generating Plant | 50974 | 2 |  | 2023 | 4458 | 4432.77 |  | 1457777.62 | 521.247 | 0.8859 | 221762.946 | 0.1057 | 127.342 | 0.1237 | 2091338.733 | Coal |  | Circulating fluidized bed boiler | Fluidized Bed Limestone Injection | Selective Non-catalytic Reduction |  |  | ARP, CSNOX, CSOSG3, CSSO2G1, MATS, RGGI | 50974 2 | 1993-06-06 | 775 | Y |  | 30.8%
NY | Carr Street Generating Station | 50978 | A |  | 2023 | 2422 | 2228.91 | 69174.02 |  | 0.246 | 0.001 | 48629.854 | 0.0593 | 10.939 | 0.0273 | 818288.998 | Pipeline Natural Gas | Diesel Oil | Combined cycle |  | Water Injection,Ammonia Injection |  |  | ARP, CSNOX, CSOSG3, CSSO2G1, RGGI | 50978 A | 1993-12-11 | 472 |  | 0.31627 | 19.79%
NY | Carr Street Generating Station | 50978 | B |  | 2023 | 2399 | 2214.91 | 67404.56 |  | 0.286 | 0.004 | 49332.923 | 0.0593 | 11.354 | 0.0288 | 830068.445 | Pipeline Natural Gas | Diesel Oil | Combined cycle |  | Water Injection,Ammonia Injection |  |  | ARP, CSNOX, CSOSG3, CSSO2G1, RGGI | 50978 B | 1993-12-11 | 488 |  | 0.33689 | 19.42%
RI | Ocean State Power | 51030 | 1 |  | 2023 | 6526 | 6326.5 | 489827.94 |  | 1.826 | 0.001 | 361488.575 | 0.0591 | 78.737 | 0.0262 | 6072195.162 | Pipeline Natural Gas | Diesel Oil | Combined cycle |  | Water Injection,Selective Catalytic Reduction |  |  | ARP, RGGI, SIPNOX | 51030 1 | 1990-12-01 | 1650 | Y | 0.32149 | 42.01%
RI | Ocean State Power | 51030 | 2 |  | 2023 | 5402 | 5246.74 | 389191.27 |  | 1.418 | 0.001 | 280675.073 | 0.0591 | 62.137 | 0.0274 | 4713191.112 | Pipeline Natural Gas | Diesel Oil | Combined cycle |  | Water Injection,Selective Catalytic Reduction |  |  | ARP, RGGI, SIPNOX | 51030 2 | 1990-12-01 | 1650 | Y | 0.31931 | 32.61%
VA | Doswell Limited Partnership | 52019 | 501 |  | 2023 | 7189 | 7155.82 | 1037138.02 |  | 2.578 | 0.001 | 506807.871 | 0.059 | 134.247 | 0.0319 | 8527293.656 | Pipeline Natural Gas | Diesel Oil | Combined cycle |  | Dry Low NOx Burners,Selective Catalytic Reduction,Steam Injection |  |  | ARP, CSNOX, CSOSG3, CSSO2G1, RGGI | 52019 501 | 1992-05-01 | 1699.9 | Y | 0.25888 | 57.26%
VA | Doswell Limited Partnership | 52019 | 502 |  | 2023 | 7862 | 7832.27 | 1145041.95 |  | 2.915 | 0.001 | 574884.044 | 0.059 | 145.689 | 0.0304 | 9673005.037 | Pipeline Natural Gas | Diesel Oil | Combined cycle |  | Dry Low NOx Burners,Selective Catalytic Reduction,Steam Injection |  |  | ARP, CSNOX, CSOSG3, CSSO2G1, RGGI | 52019 502 | 1992-05-01 | 1845.8 | Y | 0.25447 | 59.82%
VA | Doswell Limited Partnership | 52019 | 601 |  | 2023 | 7594 | 7565.08 | 1095084.66 |  | 2.842 | 0.001 | 553613.772 | 0.059 | 147.497 | 0.032 | 9313879.084 | Pipeline Natural Gas | Diesel Oil | Combined cycle |  | Dry Low NOx Burners,Selective Catalytic Reduction,Steam Injection |  |  | ARP, CSNOX, CSOSG3, CSSO2G1, RGGI | 52019 601 | 1992-05-01 | 1616.9 | Y | 0.26938 | 65.76%
VA | Doswell Limited Partnership | 52019 | 602 |  | 2023 | 7523 | 7486.29 | 1088179.86 |  | 2.824 | 0.001 | 557201.702 | 0.059 | 144.689 | 0.0314 | 9375559.533 | Pipeline Natural Gas | Diesel Oil | Combined cycle |  | Dry Low NOx Burners,Selective Catalytic Reduction,Steam Injection |  |  | ARP, CSNOX, CSOSG3, CSSO2G1, RGGI | 52019 602 | 1992-05-01 | 1620.5 | Y | 0.26593 | 66.05%
VA | Doswell Limited Partnership | 52019 | CT1 |  | 2023 | 1961 | 1745.19 | 243151.09 |  | 0.967 | 0.0011 | 168764.022 | 0.0592 | 51.501 | 0.0451 | 2835472.471 | Pipeline Natural Gas | Diesel Oil | Combustion turbine |  | Dry Low NOx Burners,Water Injection |  |  | ARP, CSNOX, CSOSG3, CSSO2G1, RGGI | 52019 CT1 | 2001-03-10 | 2141.9 |  | 0.42361 | 15.11%
VA | Doswell Limited Partnership | 52019 | CT2 |  | 2023 | 2760 | 2489.26 | 353784.14 |  | 1.234 | 0.001 | 244424.685 | 0.059 | 70.367 | 0.0419 | 4112826.586 | Pipeline Natural Gas |  | Combustion turbine |  | Dry Low NOx Burners |  |  | ARP, CSNOX, CSOSG3, CSSO2G1, RGGI | 52019 CT2 | 2018-03-17 | 2075 |  | 0.3978 | 22.63%
VA | Doswell Limited Partnership | 52019 | CT3 |  | 2023 | 2675 | 2420.09 | 342978.45 |  | 1.195 | 0.001 | 236671.382 | 0.059 | 63.445 | 0.0395 | 3982473.563 | Pipeline Natural Gas |  | Combustion turbine |  | Dry Low NOx Burners |  |  | ARP, CSNOX, CSOSG3, CSSO2G1, RGGI | 52019 CT3 | 2018-04-11 | 2051.4 |  | 0.36996 | 22.16%
MA | Dartmouth Power | 52026 | 1 |  | 2023 | 560 | 506.87 | 25575.52 |  | 0.063 | 0.001 | 12561.099 | 0.0594 | 3.279 | 0.035 | 210554.673 | Pipeline Natural Gas | Diesel Oil | Combined cycle |  | Water Injection,Selective Catalytic Reduction |  |  | ARP, RGGI, SIPNOX | 52026 1 | 1992-05-05 | 656 | Y | 0.25642 | 3.664%
VA | Elizabeth River Combustion Turbine Sta | 52087 | CT-1 | CP0 | 2023 | 453 | 428.82 | 41427.48 |  | 0.193 | 0.0012 | 29730 | 0.0596 | 31.225 | 0.1962 | 500057.5 | Pipeline Natural Gas | Diesel Oil | Combustion turbine |  | Water Injection |  |  | ARP, CSNOX, CSOSG3, CSSO2G1, RGGI | 52087 CT-1 | 1992-06-04 | 1553 |  | 1.5075 | 3.676%
VA | Elizabeth River Combustion Turbine Sta | 52087 | CT-2 | CP0 | 2023 | 647 | 603.95 | 56564.59 |  | 0.235 | 0.0011 | 39457.6 | 0.0593 | 43.663 | 0.2105 | 665564.8 | Pipeline Natural Gas | Diesel Oil | Combustion turbine |  | Water Injection |  |  | ARP, CSNOX, CSOSG3, CSSO2G1, RGGI | 52087 CT-2 | 1992-06-04 | 1553 |  | 1.5438 | 4.892%
VA | Elizabeth River Combustion Turbine Sta | 52087 | CT-3 | CP0 | 2023 | 138 | 126.9 | 12178.5 |  | 0.074 | 0.0014 | 8903.4 | 0.0605 | 9.917 | 0.2245 | 148196.3 | Pipeline Natural Gas | Diesel Oil | Combustion turbine |  | Water Injection |  |  | ARP, CSNOX, CSOSG3, CSSO2G1, RGGI | 52087 CT-3 | 1992-06-04 | 1553 |  | 1.6286 | 1.089%
TX | Texas City Cogeneration | 52088 | GT-A |  | 2023 | 4621 | 4511.53 | 675788.98 |  | 1.436 | 0.001 | 284498.045 | 0.059 | 309.885 | 0.1321 | 4787210.118 | Pipeline Natural Gas |  | Combined cycle |  | Steam Injection |  |  | ARP, CSOSG2 | 52088 GT-A | 1987-05-31 | 1765 |  | 0.91711 | 30.96%
TX | Texas City Cogeneration | 52088 | GT-B |  | 2023 | 6556 | 6495.13 | 953280.94 |  | 2.109 | 0.001 | 417758.072 | 0.059 | 135.757 | 0.0405 | 7029537.524 | Pipeline Natural Gas |  | Combined cycle |  | Dry Low NOx Burners |  |  | ARP, CSOSG2 | 52088 GT-B | 1987-05-31 | 1765 |  | 0.28482 | 45.47%
TX | Texas City Cogeneration | 52088 | GT-C |  | 2023 | 7031 | 6976.82 | 1010530.84 |  | 2.241 | 0.001 | 443832.172 | 0.059 | 116.387 | 0.0325 | 7468354.952 | Pipeline Natural Gas |  | Combined cycle |  | Dry Low NOx Burners |  |  | ARP, CSOSG2 | 52088 GT-C | 1987-05-31 | 1765 |  | 0.23035 | 48.3%
TX | C. R. Wing Cogeneration Plant | 52176 | 1 |  | 2023 | 1199 | 1081.32 | 54969.24 |  | 0.215 | 0.001 | 42525.018 | 0.0591 | 43.937 | 0.1253 | 715566.224 | Pipeline Natural Gas | Diesel Oil | Combined cycle |  | Steam Injection |  |  | ARP, CSOSG2 | 52176 1 | 1987-07-20 | 1150 |  | 1.5986 | 7.103%
TX | C. R. Wing Cogeneration Plant | 52176 | 2 |  | 2023 | 1082 | 933.99 | 49107.18 |  | 0.187 | 0.001 | 37079.253 | 0.0591 | 44.479 | 0.1443 | 623937.153 | Pipeline Natural Gas | Diesel Oil | Combined cycle |  | Steam Injection |  |  | ARP, CSOSG2 | 52176 2 | 1987-07-21 | 1150 |  | 1.8115 | 6.194%
DE | Delaware City Refinery | 52193 | DCPP4 |  | 2023 | 8760 | 8759.55 |  | 2331690.34 | 8.439 | 0.0056 | 171604.898 | 0.0573 | 60.028 | 0.0398 | 2990961.447 | Process Gas |  | Dry bottom wall-fired boiler |  |  |  |  | ARP, SIPNOX | 52193 DCPP4 | 1961-01-01 | 808 |  |  | 42.26%
NY | Rensselaer Cogen | 54034 | 1GTDBS |  | 2023 | 380 | 365.09 | 24664.01 |  | 0.066 | 0.001 | 13079 | 0.0593 | 3.426 | 0.0444 | 220036.203 | Pipeline Natural Gas | Diesel Oil | Combined cycle |  | Selective Catalytic Reduction,Steam Injection |  |  | ARP, CSNOX, CSOSG3, CSSO2G1, RGGI | 54034 1GTDBS | 1994-04-22 | 786.8 | Y | 0.27781 | 3.192%
NY | Lockport | 54041 | 11854 |  | 2023 | 608 | 595.42 | 23706.18 |  | 0.093 | 0.001 | 18833.61 | 0.0592 | 16.753 | 0.1081 | 316903.459 | Pipeline Natural Gas | Diesel Oil | Combined cycle |  | Steam Injection |  |  | ARP, CSNOX, CSOSG3, CSSO2G1, RGGI | 54041 11854 | 1992-12-28 | 1531 |  | 1.4134 | 2.363%
NY | Lockport | 54041 | 11855 |  | 2023 | 588 | 575.66 | 22656.44 |  | 0.088 | 0.001 | 17615.634 | 0.0591 | 17.25 | 0.1194 | 296479.857 | Pipeline Natural Gas | Diesel Oil | Combined cycle |  | Steam Injection |  |  | ARP, CSNOX, CSOSG3, CSSO2G1, RGGI | 54041 11855 | 1992-12-28 | 1531 |  | 1.5227 | 2.211%
NY | Lockport | 54041 | 11856 |  | 2023 | 534 | 519.38 | 20434.5 |  | 0.082 | 0.001 | 16401.284 | 0.0592 | 16.094 | 0.1197 | 275963.072 | Pipeline Natural Gas | Diesel Oil | Combined cycle |  | Steam Injection |  |  | ARP, CSNOX, CSOSG3, CSSO2G1, RGGI | 54041 11856 | 1992-12-28 | 1531 |  | 1.5752 | 2.058%
NY | Indeck-Olean Energy Center | 54076 | 1 |  | 2023 | 617 | 595.5 | 36915.75 |  | 0.097 | 0.001 | 19361.025 | 0.0592 | 6.122 | 0.044 | 325074.45 | Pipeline Natural Gas | Diesel Oil | Combined cycle |  | Selective Catalytic Reduction,Steam Injection |  |  | ARP, CSNOX, CSOSG3, CSSO2G1, RGGI | 54076 1 | 1994-06-08 | 789 | Y | 0.33167 | 4.703%
VA | Spruance Operating Services, LLC | 54081 | BLR03A |  | 2023 | 7195 | 7188.55 |  | 1067445.05 | 0.401 | 0.001 | 79423.954 | 0.0594 | 20.006 | 0.0299 | 1336494.058 | Pipeline Natural Gas |  | Stoker |  | Other |  |  | ARP, CSNOX, CSOSG3, CSSO2G1 | 54081 BLR03A | 1992-08-01 | 380 |  |  | 40.15%
VA | Spruance Operating Services, LLC | 54081 | BLR03B |  | 2023 | 7739 | 7735.42 |  | 1158179.59 | 0.438 | 0.001 | 86790.038 | 0.0594 | 21.752 | 0.0297 | 1460350.199 | Pipeline Natural Gas |  | Stoker |  | Other |  |  | ARP, CSNOX, CSOSG3, CSSO2G1 | 54081 BLR03B | 1992-08-01 | 525 |  |  | 31.75%
VA | Spruance Operating Services, LLC | 54081 | BLR04A |  | 2023 | 8217 | 8214.18 |  | 1258332.59 | 0.474 | 0.001 | 93867.171 | 0.0594 | 22.099 | 0.0279 | 1579424.516 | Pipeline Natural Gas |  | Stoker |  | Other |  |  | ARP, CSNOX, CSOSG3, CSSO2G1 | 54081 BLR04A | 1992-08-01 | 380 |  |  | 47.45%
VA | Spruance Operating Services, LLC | 54081 | BLR04B |  | 2023 | 8177 | 8173.52 |  | 1238314.12 | 0.474 | 0.001 | 93799.023 | 0.0594 | 22.934 | 0.029 | 1578360.601 | Pipeline Natural Gas |  | Stoker |  | Other |  |  | ARP, CSNOX, CSOSG3, CSSO2G1 | 54081 BLR04B | 1992-08-01 | 380 |  |  | 47.42%
NY | KIAC Cogeneration | 54114 | GT1 |  | 2023 | 4040 | 3852.24 | 199636.84 |  | 0.527 | 0.0012 | 103767.544 | 0.0592 | 24.857 | 0.0324 | 1746084.869 | Pipeline Natural Gas | Diesel Oil | Combined cycle |  | Water Injection,Selective Catalytic Reduction |  |  | CSNOX, CSOSG3, CSSO2G1, RGGI | 54114 GT1 | 1995-02-01 | 718 | Y | 0.24902 | 27.76%
NY | KIAC Cogeneration | 54114 | GT2 |  | 2023 | 5932 | 5850.7 | 276547.2 |  | 0.717 | 0.001 | 141927.435 | 0.0592 | 32.414 | 0.0283 | 2388088.282 | Pipeline Natural Gas | Diesel Oil | Combined cycle |  | Water Injection,Selective Catalytic Reduction |  |  | CSNOX, CSOSG3, CSSO2G1, RGGI | 54114 GT2 | 1995-02-01 | 718 | Y | 0.23442 | 37.97%
NY | Fortistar North Tonawanda Inc | 54131 | NTCT1 |  | 2023 | 1404 | 1390.36 | 50984.23 |  | 0.202 | 0.0009 | 37772.271 | 0.0592 | 23.553 | 0.076 | 635611.841 | Pipeline Natural Gas | Diesel Oil | Combined cycle |  | Steam Injection |  |  | CSNOX, CSOSG3, CSSO2G1, RGGI | 54131 NTCT1 | 1993-09-08 | 650 |  | 0.92393 | 11.16%
NY | Nissequogue Energy Center | 54149 | 1 |  | 2023 | 7958 | 7948.81 | 494998.45 |  | 0.944 | 0.001 | 186917.544 | 0.0593 | 133.958 | 0.0857 | 3144275.592 | Pipeline Natural Gas | Diesel Oil | Combustion turbine |  | Water Injection |  |  | CSNOX, CSOSG3, CSSO2G1, RGGI | 54149 1 | 1995-04-01 | 670 |  | 0.54125 | 53.57%
CA | DTE Stockton | 54238 | BIOMS1 |  | 2023 | 7613 | 7577.39 | 352341.42 |  | 0.467 | 0.0006 | 516181.751 | 0.1029 | 103.585 | 0.0414 | 4953593.422 | Wood |  | Stoker | Wet Lime FGD | Selective Catalytic Reduction | Electrostatic Precipitator |  | ARP | 54238 BIOMS1 | 2013-10-26 | 780 | Y | 0.58798 | 72.5%
NV | Saguaro | 54271 | A01 |  | 2023 | 2391 | 2378.18 | 107779.41 |  | 0.293 | 0.001 | 57952.986 | 0.0592 | 106.721 | 0.2183 | 975165.76 | Pipeline Natural Gas |  | Combined cycle |  | Selective Catalytic Reduction,Steam Injection |  |  | ARP | 54271 A01 | 1991-12-15 | 475 | Y | 1.9804 | 23.44%
NV | Saguaro | 54271 | A02 |  | 2023 | 2320 | 2305.93 | 106986.93 |  | 0.295 | 0.001 | 58412.031 | 0.0592 | 107.297 | 0.2181 | 982867.951 | Pipeline Natural Gas |  | Combined cycle |  | Selective Catalytic Reduction,Steam Injection |  |  | ARP | 54271 A02 | 1991-12-15 | 475 | Y | 2.0058 | 23.62%
RI | Ocean State Power II | 54324 | 3 |  | 2023 | 4457 | 4303.72 | 308370.91 |  | 1.175 | 0.001 | 232618.237 | 0.0592 | 56.424 | 0.0299 | 3909611.855 | Pipeline Natural Gas | Diesel Oil | Combined cycle |  | Water Injection,Selective Catalytic Reduction |  |  | ARP, RGGI, SIPNOX | 54324 3 | 1991-10-01 | 1650 | Y | 0.36595 | 27.05%
RI | Ocean State Power II | 54324 | 4 |  | 2023 | 5592 | 5410.78 | 422662.47 |  | 1.548 | 0.001 | 306439.083 | 0.0592 | 70.844 | 0.0281 | 5147281.429 | Pipeline Natural Gas | Diesel Oil | Combined cycle |  | Water Injection,Selective Catalytic Reduction |  |  | ARP, RGGI, SIPNOX | 54324 4 | 1991-10-01 | 1650 | Y | 0.33523 | 35.61%
FL | Orange Cogeneration Facility | 54365 | 1 |  | 2023 | 4102 | 3550.59 | 180164.01 |  | 0.414 | 0.001 | 81938.835 | 0.0592 | 34.558 | 0.0584 | 1378827.073 | Pipeline Natural Gas |  | Combined cycle |  | Water Injection,Dry Low NOx Burners |  |  | ARP | 54365 1 | 1995-06-16 | 565.3 |  | 0.38363 | 27.84%
FL | Orange Cogeneration Facility | 54365 | 2 |  | 2023 | 5447 | 4896.18 | 249912.53 |  | 0.572 | 0.001 | 113371.313 | 0.0592 | 48.131 | 0.0521 | 1907680.496 | Pipeline Natural Gas |  | Combined cycle |  | Water Injection,Dry Low NOx Burners |  |  | ARP | 54365 2 | 1995-06-16 | 595.4 |  | 0.38518 | 36.58%
MI | Cadillac Renewable Energy | 54415 | EUBLR |  | 2023 | 8406 | 8400.41 | 130998.72 |  | 63.03 | 0.0462 |  |  | 196.316 | 0.145 | 2716695.564 | Wood |  | Stoker |  | Selective Non-catalytic Reduction | Cyclone,Electrostatic Precipitator |  | CSNOX, CSOSG3, CSSO2G1 | 54415 EUBLR | 1993-07-16 | 650 | Y | 2.9972 | 47.71%
FL | Mulberry Cogeneration Facility | 54426 | 1 |  | 2023 | 4323 | 3901.29 | 442418.45 |  | 1.049 | 0.001 | 207873.044 | 0.059 | 84.996 | 0.0547 | 3497993.644 | Pipeline Natural Gas | Diesel Oil | Combined cycle |  | Dry Low NOx Burners |  |  | ARP | 54426 1 | 1994-08-10 | 1077 |  | 0.38423 | 37.08%
FL | Orlando CoGen | 54466 | 1 |  | 2023 | 8539 | 8530.76 | 1039304.12 |  | 2.427 | 0.001 | 480738.796 | 0.059 | 247.307 | 0.0622 | 8089331.627 | Pipeline Natural Gas |  | Combined cycle |  | Dry Low NOx Burners |  |  | ARP | 54466 1 | 1993-09-25 | 1256 |  | 0.47591 | 73.52%
WA | Sumas Generating Station | 54476 | CT-1 |  | 2023 | 7052 | 7029.97 | 583742.94 |  | 7.634 | 0.002 | 429035.52 | 0.059 | 66.912 | 0.0187 | 7219028.803 | Natural Gas |  | Combined cycle |  | Selective Catalytic Reduction,Steam Injection |  |  | ARP | 54476 CT-1 | 1993-04-16 | 1200 | Y | 0.22925 | 68.67%
WA | Ferndale Generating Station | 54537 | CT-1A |  | 2023 | 6506 | 6495.01 | 528548.17 |  | 7.868 | 0.002 | 409900.634 | 0.0591 | 86.593 | 0.0253 | 6889654.854 | Natural Gas | Diesel Oil | Combined cycle |  | Selective Catalytic Reduction,Steam Injection |  |  | ARP | 54537 CT-1A | 1994-04-01 | 1780 | Y | 0.32766 | 44.18%
WA | Ferndale Generating Station | 54537 | CT-1B |  | 2023 | 6129 | 6101.25 | 476293.69 |  | 7.248 | 0.002 | 377718.031 | 0.0591 | 77.037 | 0.0246 | 6348717.29 | Natural Gas | Diesel Oil | Combined cycle |  | Selective Catalytic Reduction,Steam Injection |  |  | ARP | 54537 CT-1B | 1994-04-01 | 1780 | Y | 0.32349 | 40.72%
NY | Independence | 54547 | 1 |  | 2023 | 4423 | 4275.52 | 949443.28 |  | 2.042 | 0.001 | 404513.714 | 0.059 | 50.94 | 0.0227 | 6806718.061 | Pipeline Natural Gas |  | Combined cycle |  | Dry Low NOx Burners,Selective Catalytic Reduction |  |  | ARP, CSNOX, CSOSG3, CSSO2G1, RGGI | 54547 1 | 1994-10-01 | 2162 | Y | 0.1073 | 35.94%
NY | Independence | 54547 | 2 |  | 2023 | 5185 | 5043.47 | 1081815.62 |  | 2.389 | 0.001 | 473253.445 | 0.059 | 54.765 | 0.019 | 7963385.18 | Pipeline Natural Gas |  | Combined cycle |  | Dry Low NOx Burners,Selective Catalytic Reduction |  |  | ARP, CSNOX, CSOSG3, CSSO2G1, RGGI | 54547 2 | 1994-09-01 | 2162 | Y | 0.10125 | 42.05%
NY | Independence | 54547 | 3 |  | 2023 | 4392 | 4265.24 | 955284.43 |  | 2.043 | 0.001 | 404776.102 | 0.059 | 48.409 | 0.0207 | 6811130.985 | Pipeline Natural Gas |  | Combined cycle |  | Dry Low NOx Burners,Selective Catalytic Reduction |  |  | ARP, CSNOX, CSOSG3, CSSO2G1, RGGI | 54547 3 | 1994-08-01 | 2162 | Y | 0.10135 | 35.96%
NY | Independence | 54547 | 4 |  | 2023 | 4850 | 4708.37 | 1032775.57 |  | 2.25 | 0.001 | 445629.774 | 0.059 | 56.645 | 0.0219 | 7498615.028 | Pipeline Natural Gas |  | Combined cycle |  | Dry Low NOx Burners,Selective Catalytic Reduction |  |  | ARP, CSNOX, CSOSG3, CSSO2G1, RGGI | 54547 4 | 1994-08-01 | 2162 | Y | 0.10969 | 39.59%
NY | Saranac Power Partners, LP | 54574 | 1 |  | 2023 | 2715 | 2605.6 | 198538.26 |  | 0.582 | 0.001 | 115183.562 | 0.059 | 26.539 | 0.0349 | 1938219.395 | Pipeline Natural Gas |  | Combined cycle |  | Selective Catalytic Reduction |  |  | ARP, CSNOX, CSOSG3, CSSO2G1, RGGI | 54574 1 | 1994-06-21 | 1676 | Y | 0.26734 | 13.2%
NY | Saranac Power Partners, LP | 54574 | 2 |  | 2023 | 513 | 494.16 | 45651.73 |  | 0.13 | 0.001 | 25683.19 | 0.059 | 5.834 | 0.0356 | 432158.862 | Pipeline Natural Gas |  | Combined cycle |  | Selective Catalytic Reduction |  |  | ARP, CSNOX, CSOSG3, CSSO2G1, RGGI | 54574 2 | 1994-06-21 | 1676 | Y | 0.25559 | 2.944%
MA | Tanner Street Generation, LLC | 54586 | 2 |  | 2023 | 0 | 0 | [9 empty] | Pipeline Natural Gas | Diesel Oil | Combined cycle |  | Water Injection,Selective Catalytic Reduction |  |  | ARP, RGGI, SIPNOX | 54586 2 | 2008-10-29 | 705 | Y |  | 0%
NY | Massena Energy Facility | 54592 | 1 |  | 2023 | 295 | 287.76 | 14391.11 |  | 0.057 | 0.001 | 11273.405 | 0.059 | 3.416 | 0.0501 | 189702.148 | Pipeline Natural Gas | Diesel Oil | Combined cycle |  | Selective Catalytic Reduction,Steam Injection |  |  | ARP, CSNOX, CSOSG3, CSSO2G1, RGGI | 54592 1 | 1993-04-01 | 900 | Y | 0.47474 | 2.406%
NY | Batavia Energy | 54593 | 1 |  | 2023 | 147 | 134.47 | 4648.48 |  | 0.017 | 0.001 | 3454.159 | 0.0592 | 3.505 | 0.1379 | 58134.733 | Pipeline Natural Gas |  | Combined cycle |  | Steam Injection |  |  | ARP, CSNOX, CSOSG3, CSSO2G1, RGGI | 54593 1 | 1992-09-01 | 551 |  | 1.508 | 1.204%
CT | Pratt & Whitney, East Hartford | 54605 | 1 |  | 2023 | 7083 | 7072.94 | 128143 |  |  |  | 87693.539 | 0.0594 | 17.602 | 0.0239 | 1475589.984 | Pipeline Natural Gas | Diesel Oil | Combustion turbine |  | Water Injection,Selective Catalytic Reduction |  |  | RGGI, SIPNOX | 54605 1 | 1992-03-24 | 365.7 | Y | 0.27472 | 46.06%
PA | St. Nicholas Cogeneration Project | 54634 | 1 |  | 2023 | 8236 | 8223.74 |  | 5649102.38 | 987.582 | 0.1901 | 1243314.422 | 0.119 | 309.681 | 0.0603 | 10408252.588 | Coal Refuse | Residual Oil | Circulating fluidized bed boiler | Fluidized Bed Limestone Injection |  | Baghouse |  | ARP, CSNOX, CSOSG3, CSSO2G1, MATS, RGGI | 54634 1 | 1990-07-01 | 1560 |  |  | 76.16%
PA | Domtar Paper Company, LLC | 54638 | 40 | CS1 | 2023 | 1679 | 1667.81 |  | 120790.41 |  |  |  |  | 5.866 | 0.0653 | 192474.457 | Natural Gas |  | Dry bottom wall-fired boiler |  | Low NOx Burner Technology (Dry Bottom only) |  |  | RGGI, SIPNOX | 54638 40 | 1982-11-03 | 306 |  |  | 7.18%
PA | Domtar Paper Company, LLC | 54638 | 41 | CS1 | 2023 | 3519 | 3514.65 |  | 328346.14 |  |  |  |  | 14.698 | 0.0556 | 574534.304 | Natural Gas |  | Dry bottom wall-fired boiler |  | Low NOx Burner Technology (Dry Bottom only) |  |  | RGGI, SIPNOX | 54638 41 | 1982-11-03 | 306 |  |  | 21.43%
NJ | Lakewood | 54640 | 1001 |  | 2023 | 1135 | 1105.13 | 83470.66 |  | 0.534 | 0.0014 | 60796.102 | 0.0593 | 9.719 | 0.0229 | 1017873.928 | Pipeline Natural Gas | Diesel Oil | Combined cycle |  | Water Injection,Selective Catalytic Reduction |  |  | ARP, CSNOX, CSOSG3, CSSO2G1, RGGI | 54640 1001 | 1994-05-03 | 1190 | Y | 0.23287 | 9.764%
NJ | Lakewood | 54640 | 2001 |  | 2023 | 1096 | 1075.2 | 81597.76 |  | 0.466 | 0.0013 | 59202.935 | 0.0592 | 7.693 | 0.0179 | 992510.126 | Pipeline Natural Gas | Diesel Oil | Combined cycle |  | Water Injection,Selective Catalytic Reduction |  |  | ARP, CSNOX, CSOSG3, CSSO2G1, RGGI | 54640 2001 | 1994-05-03 | 1190 | Y | 0.18856 | 9.521%
AZ | Yuma Cogeneration Associates | 54694 | 4101 |  | 2023 | 3809 | 3724.13 | 154372.51 |  | 0.421 | 0.001 | 83463.682 | 0.0592 | 52.612 | 0.0767 | 1404428.623 | Pipeline Natural Gas |  | Combined cycle |  | Steam Injection |  |  | ARP | 54694 4101 | 1994-05-11 | 624 |  | 0.68162 | 25.69%
CA | Goal Line | 54749 | 1 |  | 2023 | 400 | 344.97 | 14051.72 |  | 0.037 | 0.001 | 7411.016 | 0.0593 | 0.944 | 0.0236 | 124697.843 | Pipeline Natural Gas |  | Combined cycle |  | Water Injection,Selective Catalytic Reduction |  |  | ARP | 54749 1 | 1994-11-24 | 448.1 | Y | 0.13436 | 3.177%
MI | Genesee Power Station | 54751 | 1 |  | 2023 | 8050 | 8027.46 | 137029.01 |  | 78.162 | 0.0764 |  |  | 178.632 | 0.1688 | 2100408.017 | Wood | Tire Derived Fuel | Stoker |  | Selective Non-catalytic Reduction | Cyclone,Electrostatic Precipitator |  | CSNOX, CSOSG3, CSSO2G1 | 54751 1 | 1995-12-10 | 743 | Y | 2.6072 | 32.27%
OR | Hermiston | 54761 | 1 |  | 2023 | 7053 | 7046.73 | 1351447.63 |  | 3.016 | 0.001 | 597517.933 | 0.059 | 70.653 | 0.0143 | 10054447.333 | Pipeline Natural Gas |  | Combined cycle |  | Selective Catalytic Reduction |  |  | ARP | 54761 1 | 1996-07-01 | 2067 | Y | 0.10456 | 55.53%
OR | Hermiston | 54761 | 2 |  | 2023 | 7762 | 7739.67 | 1679816.61 |  | 3.649 | 0.001 | 722873.746 | 0.059 | 86.944 | 0.015 | 12163968.762 | Pipeline Natural Gas |  | Combined cycle |  | Selective Catalytic Reduction |  |  | ARP | 54761 2 | 1996-07-01 | 2067 | Y | 0.10352 | 67.18%
CA | Live Oak Limited | 54768 | GT1 |  | 2023 | 900 | 816.72 | 30039.51 |  | 0.084 | 0.001 | 16684.744 | 0.0591 | 4.01 | 0.0468 | 280700.01 | Pipeline Natural Gas |  | Combustion turbine |  | Selective Catalytic Reduction |  |  | ARP | 54768 GT1 | 1992-03-27 | 450 | Y | 0.26698 | 7.121%
PA | Grays Ferry Cogen Partnership | 54785 | 2 |  | 2023 | 8258 | 8243.23 | 895049.45 |  | 3.249 | 0.001 | 643644.096 | 0.059 | 161.354 | 0.03 | 10830110.43 | Pipeline Natural Gas | Diesel Oil | Combined cycle |  | Dry Low NOx Burners,Selective Catalytic Reduction |  |  | ARP, CSNOX, CSOSG3, CSSO2G1, RGGI | 54785 2 | 1998-01-01 | 1881 | Y | 0.36055 | 65.73%
PA | Grays Ferry Cogen Partnership | 54785 | 25 |  | 2023 | 8483 | 8471.96 |  | 1539789.37 | 0.648 | 0.001 | 127852.422 | 0.0593 | 59.223 | 0.0552 | 2148867.219 | Pipeline Natural Gas | Diesel Oil | Dry bottom wall-fired boiler |  | Low NOx Burner Technology (Dry Bottom only),Other |  |  | CSNOX, CSOSG3, CSSO2G1, RGGI | 54785 25 | 1997-12-22 | 1103 |  |  | 22.24%
MA | Milford Power, LLC | 54805 | 1 |  | 2023 | 1536 | 1499.28 | 221815.02 |  | 0.543 | 0.001 | 107542.912 | 0.059 | 15.931 | 0.0294 | 1809641.12 | Pipeline Natural Gas |  | Combined cycle |  | Selective Catalytic Reduction,Steam Injection |  |  | ARP, RGGI, SIPNOX | 54805 1 | 1993-05-01 | 1947.9 | Y | 0.14364 | 10.61%
TX | Johnson County Generation Facility | 54817 | EAST |  | 2023 | 5725 | 5698.44 | 1165178.14 |  | 2.683 | 0.001 | 530032.853 | 0.059 | 133.348 | 0.0307 | 8918645.686 | Pipeline Natural Gas | Diesel Oil | Combined cycle |  | Selective Catalytic Reduction |  |  | ARP, CSOSG2 | 54817 EAST | 1996-08-19 | 2500 | Y | 0.22889 | 40.72%
MD | Brandywine Power Facility | 54832 | 1 |  | 2023 | 3797 | 3466.07 | 311163.93 |  | 0.793 | 0.001 | 156968.07 | 0.0592 | 36.795 | 0.0395 | 2637981.848 | Pipeline Natural Gas | Diesel Oil, Liquified Petroleum Gas | Combined cycle |  | Water Injection,Other |  |  | ARP, CSNOX, CSOSG3, CSSO2G1, RGGI | 54832 1 | 1996-10-31 | 1200 |  | 0.2365 | 25.09%
MD | Brandywine Power Facility | 54832 | 2 |  | 2023 | 4237 | 3852.17 | 351599.72 |  | 0.868 | 0.001 | 171871.745 | 0.0591 | 42.148 | 0.0403 | 2890357.019 | Pipeline Natural Gas | Diesel Oil, Liquified Petroleum Gas | Combined cycle |  | Water Injection,Other |  |  | ARP, CSNOX, CSOSG3, CSSO2G1, RGGI | 54832 2 | 1996-10-31 | 1200 |  | 0.23975 | 27.5%
VA | Gordonsville Power Station | 54844 | 1 |  | 2023 | 4319 | 4303.79 | 451277.63 |  | 1.202 | 0.0011 | 223573.743 | 0.0591 | 50.315 | 0.0281 | 3759703.089 | Pipeline Natural Gas | Diesel Oil | Combined cycle |  | Dry Low NOx Burners,Water Injection,Selective Catalytic Reduction |  |  | ARP, CSNOX, CSOSG3, CSSO2G1, RGGI | 54844 1 | 1994-06-01 | 1510 | Y | 0.22299 | 28.42%
VA | Gordonsville Power Station | 54844 | 2 |  | 2023 | 4538 | 4519.37 | 481238.42 |  | 1.288 | 0.0011 | 236437.158 | 0.0591 | 53.485 | 0.0285 | 3975478.572 | Pipeline Natural Gas | Diesel Oil | Combined cycle |  | Dry Low NOx Burners,Water Injection,Selective Catalytic Reduction |  |  | ARP, CSNOX, CSOSG3, CSSO2G1, RGGI | 54844 2 | 1994-06-01 | 1510 | Y | 0.22228 | 30.05%
NV | Sun Peak Generating Station | 54854 | 3 |  | 2023 | 263 | 200.46 | 12610.45 |  | 0.05 | 0.001 | 9901.593 | 0.0591 | 12.432 | 0.1437 | 166620.613 | Pipeline Natural Gas | Diesel Oil | Combustion turbine |  | Water Injection |  |  | ARP | 54854 3 | 1991-06-08 | 1039 |  | 1.9717 | 1.831%
NV | Sun Peak Generating Station | 54854 | 4 |  | 2023 | 217 | 167.65 | 10422.25 |  | 0.041 | 0.001 | 8147.133 | 0.0591 | 9.878 | 0.137 | 137089.687 | Pipeline Natural Gas | Diesel Oil | Combustion turbine |  | Water Injection |  |  | ARP | 54854 4 | 1991-06-08 | 1039 |  | 1.8956 | 1.506%
NV | Sun Peak Generating Station | 54854 | 5 |  | 2023 | 223 | 152.7 | 9427.13 |  | 0.036 | 0.001 | 7227.148 | 0.0591 | 9.115 | 0.1416 | 121609.972 | Pipeline Natural Gas | Diesel Oil | Combustion turbine |  | Water Injection |  |  | ARP | 54854 5 | 1991-06-08 | 1039 |  | 1.9338 | 1.336%
NY | Brooklyn Navy Yard Cogeneration | 54914 | 1 |  | 2023 | 8060 | 8050.65 | 800061.6 |  | 2.55 | 0.001 | 505099.068 | 0.059 | 27.933 | 0.0067 | 8499037.311 | Pipeline Natural Gas | Diesel Oil | Combined cycle |  | Dry Low NOx Burners,Water Injection,Selective Catalytic Reduction |  |  | ARP, CSNOX, CSOSG3, CSSO2G1, RGGI | 54914 1 | 1996-03-01 | 1503 | Y | 0.069827 | 64.55%
NY | Brooklyn Navy Yard Cogeneration | 54914 | 2 |  | 2023 | 8435 | 8428.69 | 879319.97 |  | 2.763 | 0.001 | 547092.454 | 0.0591 | 28.628 | 0.0063 | 9194384.697 | Pipeline Natural Gas | Diesel Oil | Combined cycle |  | Dry Low NOx Burners,Water Injection,Selective Catalytic Reduction |  |  | ARP, CSNOX, CSOSG3, CSSO2G1, RGGI | 54914 2 | 1996-03-01 | 1503 | Y | 0.065114 | 69.83%
MI | Michigan Power Limited Partnership | 54915 | 1 |  | 2023 | 8384 | 8378.76 | 1042639.9 |  | 2.955 | 0.001 | 585369.56 | 0.059 | 135.279 | 0.0276 | 9849952.01 | Pipeline Natural Gas |  | Combined cycle |  | Dry Low NOx Burners |  |  | ARP, CSNOX, CSOSG3, CSSO2G1 | 54915 1 | 1995-10-22 | 1478 |  | 0.25949 | 76.08%
MN | Cottage Grove Cogeneration | 55010 | 1 |  | 2023 | 5578 | 5388.62 | 1068102.77 |  | 2.564 | 0.001 | 505037.665 | 0.059 | 42.277 | 0.0118 | 8497147.69 | Pipeline Natural Gas | Diesel Oil | Combined cycle |  | Selective Catalytic Reduction |  |  | ARP, CSNOX, CSSO2G2 | 55010 1 | 1997-03-05 | 2258 | Y | 0.079163 | 42.96%
WI | Whitewater Cogeneration Facility | 55011 | 1 |  | 2023 | 3573 | 3428.17 | 669281.87 |  | 1.58 | 0.001 | 312935.541 | 0.0591 | 43.633 | 0.0213 | 5262442.89 | Pipeline Natural Gas | Diesel Oil | Combined cycle |  | Selective Catalytic Reduction |  |  | ARP, CSNOX, CSOSG3, CSSO2G1 | 55011 1 | 1997-03-18 | 2236 | Y | 0.13039 | 26.87%
TX | Sweeny Cogeneration Facility | 55015 | 1 | CP1 | 2023 | 8424 | 8409.63 | 850102.04 |  | 3.568 | 0.0009 | 759992.627 | 0.059 | 73.729 | 0.0116 | 12788329.031 | Pipeline Natural Gas | Other Gas, Process Gas | Combustion turbine |  | Dry Low NOx Burners |  |  | ARP, CSOSG2 | 55015 1 | 1997-08-01 | 2342 |  | 0.17346 | 62.33%
TX | Sweeny Cogeneration Facility | 55015 | 2 | CP1 | 2023 | 7755 | 7740.31 | 775046.16 |  | 3.579 | 0.0009 | 759506.309 | 0.059 | 69.38 | 0.0112 | 12780141.711 | Pipeline Natural Gas | Other Gas, Process Gas | Combustion turbine |  | Dry Low NOx Burners |  |  | ARP, CSOSG2 | 55015 2 | 1997-08-01 | 2342 |  | 0.17903 | 62.29%
TX | Sweeny Cogeneration Facility | 55015 | 3 | CP1 | 2023 | 8309 | 8276.88 | 823574.29 |  | 3.489 | 0.0009 | 739271.69 | 0.059 | 65.917 | 0.0107 | 12439647.666 | Pipeline Natural Gas | Other Gas, Process Gas | Combustion turbine |  | Dry Low NOx Burners |  |  | ARP, CSOSG2 | 55015 3 | 1997-08-01 | 2342 |  | 0.16008 | 60.63%
TX | Sweeny Cogeneration Facility | 55015 | 4 | CP1 | 2023 | 8370 | 8352.51 | 875457.42 |  | 3.422 | 0.0009 | 728405.184 | 0.059 | 90.313 | 0.0152 | 12256810.584 | Pipeline Natural Gas | Other Gas, Process Gas | Combustion turbine |  | Dry Low NOx Burners |  |  | ARP, CSOSG2 | 55015 4 | 2000-12-01 | 2342 |  | 0.20632 | 59.74%
MA | Dighton | 55026 | 1 |  | 2023 | 2421 | 2376.96 | 355696.13 |  | 0.842 | 0.001 | 166772.317 | 0.059 | 17.232 | 0.0184 | 2806273.854 | Pipeline Natural Gas |  | Combined cycle |  | Selective Catalytic Reduction |  |  | ARP, RGGI, SIPNOX | 55026 1 | 1999-05-03 | 1636 | Y | 0.096892 | 19.58%
WI | Depere Energy Center | 55029 | B01 |  | 2023 | 1161 | 1043.2 | 148107.72 |  | 0.52 | 0.001 | 97162.471 | 0.0591 | 69.767 | 0.0882 | 1633580.964 | Pipeline Natural Gas | Diesel Oil | Combustion turbine |  | Water Injection |  |  | ARP, CSNOX, CSOSG3, CSSO2G1 | 55029 B01 | 1999-06-01 | 2193 |  | 0.94211 | 8.504%
ME | Androscoggin Energy | 55031 | CT01 |  | 2023 | 260 | 255.41 | 10677.63 |  | 1.005 | 0.0136 | 8935.512 | 0.0647 | 3.238 | 0.0486 | 136299.018 | Pipeline Natural Gas | Diesel Oil | Combustion turbine |  | Selective Catalytic Reduction |  |  | ARP | 55031 CT01 | 1999-10-24 | 979 | Y | 0.6065 | 1.589%
ME | Androscoggin Energy | 55031 | CT02 |  | 2023 | 1033 | 1027.36 | 40913.93 |  | 0.216 | 0.0013 | 29981.891 | 0.0593 | 3.721 | 0.0168 | 503529.762 | Pipeline Natural Gas | Diesel Oil | Combustion turbine |  | Selective Catalytic Reduction |  |  | ARP | 55031 CT02 | 1999-11-19 | 979 | Y | 0.18189 | 5.871%
ME | Androscoggin Energy | 55031 | CT03 |  | 2023 | 761 | 756.87 | 31994.77 |  | 0.119 | 0.001 | 23478.108 | 0.0591 | 3.325 | 0.0183 | 395051.245 | Pipeline Natural Gas | Diesel Oil | Combustion turbine |  | Selective Catalytic Reduction |  |  | ARP | 55031 CT03 | 2000-07-10 | 979 | Y | 0.20785 | 4.606%
NM | Rio Bravo Generating Station | 55039 | GT-1 |  | 2023 | 5113 | 4777.28 | 561576.19 |  | 1.938 | 0.001 | 380916.687 | 0.059 | 118.358 | 0.0466 | 6408585.669 | Pipeline Natural Gas | Diesel Oil | Combustion turbine |  | Dry Low NOx Burners,Water Injection |  |  | ARP | 55039 GT-1 | 2000-05-15 | 2600 |  | 0.42152 | 28.14%
GA | Mid-Georgia Cogeneration | 55040 | 1 |  | 2023 | 619 | 578.85 | 77834.9 |  | 0.225 | 0.0012 | 36785.167 | 0.0591 | 9.432 | 0.036 | 618417.321 | Pipeline Natural Gas | Diesel Oil | Combined cycle |  | Dry Low NOx Burners,Water Injection,Selective Catalytic Reduction |  |  | ARP, CSNOX, CSOSG1, CSSO2G2 | 55040 1 | 1997-10-30 | 1375 | Y | 0.24236 | 5.134%
GA | Mid-Georgia Cogeneration | 55040 | 2 |  | 2023 | 592 | 540.6 | 74013.97 |  | 0.2 | 0.0011 | 35119.023 | 0.0591 | 10.536 | 0.0443 | 590612.009 | Pipeline Natural Gas | Diesel Oil | Combined cycle |  | Dry Low NOx Burners,Water Injection,Selective Catalytic Reduction |  |  | ARP, CSNOX, CSOSG1, CSSO2G2 | 55040 2 | 1998-02-02 | 1920 | Y | 0.2847 | 3.512%
MA | Berkshire Power | 55041 | 1 |  | 2023 | 404 | 386.12 | 71925.67 |  | 0.158 | 0.001 | 30541.305 | 0.058 | 5.467 | 0.0538 | 526756.688 | Pipeline Natural Gas |  | Combined cycle |  | Selective Catalytic Reduction |  |  | ARP, RGGI, SIPNOX | 55041 1 | 1999-09-28 | 2112 | Y | 0.15202 | 2.847%
CT | Bridgeport Energy | 55042 | BE1 |  | 2023 | 5890 | 5853.3 | 1338457.66 |  | 2.811 | 0.001 | 556903.957 | 0.059 | 90.285 | 0.0199 | 9371045.742 | Pipeline Natural Gas |  | Combined cycle |  | Selective Catalytic Reduction |  |  | ARP, RGGI, SIPNOX | 55042 BE1 | 1998-07-27 | 2100 | Y | 0.13491 | 50.94%
CT | Bridgeport Energy | 55042 | BE2 |  | 2023 | 5857 | 5810.83 | 1346333.56 |  | 2.819 | 0.001 | 558455.657 | 0.059 | 90.244 | 0.0198 | 9397114.236 | Pipeline Natural Gas |  | Combined cycle |  | Selective Catalytic Reduction |  |  | ARP, RGGI, SIPNOX | 55042 BE2 | 1998-07-27 | 2100 | Y | 0.13406 | 51.08%
SC | Cherokee County Cogen | 55043 | CCCP1 |  | 2023 | 1290 | 1283.91 | 79838.63 |  | 0.288 | 0.001 | 56003.211 | 0.059 | 13.38 | 0.0293 | 942367.304 | Pipeline Natural Gas |  | Combined cycle |  | Selective Catalytic Reduction |  |  | ARP, CSNOX, CSSO2G2, SIPNOX | 55043 CCCP1 | 1998-07-01 | 910 | Y | 0.33518 | 11.82%
TX | Pasadena Power Plant | 55047 | CG-1 |  | 2023 | 6494 | 6485.09 | 1562302.38 |  | 3.131 | 0.001 | 620183.029 | 0.059 | 76.489 | 0.0147 | 10435709.396 | Pipeline Natural Gas |  | Combined cycle |  | Dry Low NOx Burners,Selective Catalytic Reduction |  |  | ARP, CSOSG2 | 55047 CG-1 | 1998-07-01 | 1910 | Y | 0.097918 | 62.37%
TX | Pasadena Power Plant | 55047 | CG-2 |  | 2023 | 7362 | 7311.41 | 1723568.3 |  | 3.62 | 0.001 | 716979.47 | 0.059 | 193.519 | 0.0324 | 12064558.539 | Pipeline Natural Gas |  | Combined cycle |  | Dry Low NOx Burners,Selective Catalytic Reduction |  |  | ARP, CSOSG2 | 55047 CG-2 | 2000-07-01 | 1960 | Y | 0.22456 | 70.27%
TX | Pasadena Power Plant | 55047 | CG-3 |  | 2023 | 7164 | 7109.48 | 1872488.68 |  | 3.56 | 0.001 | 705201.293 | 0.059 | 132.262 | 0.0228 | 11866393.404 | Pipeline Natural Gas |  | Combined cycle |  | Dry Low NOx Burners,Selective Catalytic Reduction |  |  | ARP, CSOSG2 | 55047 CG-3 | 2000-07-01 | 1980 | Y | 0.14127 | 68.41%
RI | Tiverton Power, LLC | 55048 | 1 |  | 2023 | 6894 | 6828.58 | 1694673.89 |  | 3.505 | 0.001 | 694375.794 | 0.059 | 58.171 | 0.0124 | 11684181.423 | Pipeline Natural Gas |  | Combined cycle |  | Selective Catalytic Reduction |  |  | ARP, RGGI, SIPNOX | 55048 1 | 2000-02-01 | 2130 | Y | 0.068652 | 62.62%
GA | Tenaska Georgia Generating Station | 55061 | CT1 |  | 2023 | 363 | 322.67 | 48404.57 |  | 0.15 | 0.001 | 29736.294 | 0.0592 | 10.841 | 0.0527 | 500386.569 | Pipeline Natural Gas | Diesel Oil | Combustion turbine |  | Dry Low NOx Burners,Water Injection |  |  | ARP, CSNOX, CSOSG1, CSSO2G2 | 55061 CT1 | 2001-06-01 | 2586 |  | 0.44793 | 2.209%
GA | Tenaska Georgia Generating Station | 55061 | CT2 |  | 2023 | 310 | 274.98 | 41428.46 |  | 0.129 | 0.001 | 25503.189 | 0.0592 | 8.992 | 0.0499 | 428953.72 | Pipeline Natural Gas | Diesel Oil | Combustion turbine |  | Dry Low NOx Burners,Water Injection |  |  | ARP, CSNOX, CSOSG1, CSSO2G2 | 55061 CT2 | 2001-08-30 | 2586 |  | 0.4341 | 1.894%
GA | Tenaska Georgia Generating Station | 55061 | CT3 |  | 2023 | 352 | 307.34 | 45869.09 |  | 0.143 | 0.001 | 28017.672 | 0.0594 | 8.955 | 0.0462 | 470150.006 | Pipeline Natural Gas | Diesel Oil | Combustion turbine |  | Dry Low NOx Burners,Water Injection |  |  | ARP, CSNOX, CSOSG1, CSSO2G2 | 55061 CT3 | 2001-06-01 | 2586 |  | 0.39046 | 2.075%
GA | Tenaska Georgia Generating Station | 55061 | CT4 |  | 2023 | 311 | 280.86 | 42162.87 |  | 0.129 | 0.001 | 25458.315 | 0.0591 | 8.998 | 0.049 | 428258.157 | Pipeline Natural Gas | Diesel Oil | Combustion turbine |  | Dry Low NOx Burners,Water Injection |  |  | ARP, CSNOX, CSOSG1, CSSO2G2 | 55061 CT4 | 2002-04-01 | 2586 |  | 0.42682 | 1.89%
GA | Tenaska Georgia Generating Station | 55061 | CT5 |  | 2023 | 262 | 231.3 | 34380.83 |  | 0.108 | 0.001 | 21040.172 | 0.0594 | 7.661 | 0.0548 | 353026.787 | Pipeline Natural Gas | Diesel Oil | Combustion turbine |  | Dry Low NOx Burners,Water Injection |  |  | ARP, CSNOX, CSOSG1, CSSO2G2 | 55061 CT5 | 2002-04-01 | 2586 |  | 0.44566 | 1.558%
GA | Tenaska Georgia Generating Station | 55061 | CT6 |  | 2023 | 203 | 181.68 | 26874.66 |  | 0.083 | 0.001 | 16372.275 | 0.0592 | 5.99 | 0.053 | 275274.283 | Pipeline Natural Gas | Diesel Oil | Combustion turbine |  | Dry Low NOx Burners,Water Injection |  |  | ARP, CSNOX, CSOSG1, CSSO2G2 | 55061 CT6 | 2002-04-01 | 2586 |  | 0.44577 | 1.215%
TX | Tenaska Frontier Generating Station | 55062 | 1 |  | 2023 | 6710 | 6678.15 | 1570069.73 |  | 3.442 | 0.001 | 681823.401 | 0.059 | 224.006 | 0.0404 | 11473026.461 | Pipeline Natural Gas | Diesel Oil | Combined cycle |  | Dry Low NOx Burners |  |  | ARP, CSOSG2 | 55062 1 | 2000-05-11 | 2405 |  | 0.28535 | 54.46%
TX | Tenaska Frontier Generating Station | 55062 | 2 |  | 2023 | 5926 | 5882.7 | 1367785.5 |  | 2.938 | 0.001 | 582006.576 | 0.059 | 209.657 | 0.0448 | 9793379.255 | Pipeline Natural Gas | Diesel Oil | Combined cycle |  | Dry Low NOx Burners |  |  | ARP, CSOSG2 | 55062 2 | 2000-05-21 | 2405 |  | 0.30656 | 46.49%
TX | Tenaska Frontier Generating Station | 55062 | 3 |  | 2023 | 5793 | 5748.14 | 1331743.99 |  | 2.862 | 0.001 | 566945.628 | 0.059 | 198.51 | 0.0431 | 9539966.761 | Pipeline Natural Gas | Diesel Oil | Combined cycle |  | Dry Low NOx Burners |  |  | ARP, CSOSG2 | 55062 3 | 2000-05-21 | 2405 |  | 0.29812 | 45.28%
MS | Batesville Generation Facility | 55063 | 1 |  | 2023 | 7537 | 7519.41 | 1882208.71 |  | 4.544 | 0.001 | 900123.986 | 0.059 | 206.764 | 0.0275 | 15146259.33 | Pipeline Natural Gas |  | Combined cycle |  | Selective Catalytic Reduction |  |  | ARP, CSOSG2 | 55063 1 | 2000-02-20 | 2300 | Y | 0.2197 | 75.18%
MS | Batesville Generation Facility | 55063 | 2 |  | 2023 | 5018 | 4971.94 | 1219846.6 |  | 2.873 | 0.001 | 569146.901 | 0.059 | 121.252 | 0.0259 | 9576980.059 | Pipeline Natural Gas |  | Combined cycle |  | Selective Catalytic Reduction |  |  | ARP, CSOSG2 | 55063 2 | 2000-03-29 | 2300 | Y | 0.1988 | 47.53%
MS | Batesville Generation Facility | 55063 | 3 |  | 2023 | 6458 | 6379.21 | 1548774.35 |  | 3.594 | 0.001 | 711946.637 | 0.059 | 151.641 | 0.0262 | 11979796.691 | Pipeline Natural Gas |  | Combined cycle |  | Selective Catalytic Reduction |  |  | ARP, CSOSG2 | 55063 3 | 2000-04-28 | 2500 | Y | 0.19582 | 54.7%
TX | Blackhawk Station | 55064 | 1 |  | 2023 | 8225 | 8215.01 | 897072.65 |  | 30.759 | 0.0065 | 537089.213 | 0.0598 | 197.139 | 0.0437 | 9001138.609 | Pipeline Natural Gas | Process Gas | Combustion turbine |  | Selective Catalytic Reduction,Dry Low NOx Burners |  |  | ARP, CSOSG2 | 55064 1 | 1998-08-21 | 2002 | Y | 0.43952 | 51.33%
TX | Blackhawk Station | 55064 | 2 |  | 2023 | 7744 | 7730.09 | 843661.06 |  | 30.703 | 0.007 | 507726.77 | 0.0599 | 210.472 | 0.0497 | 8506556.91 | Pipeline Natural Gas | Process Gas | Combustion turbine |  | Selective Catalytic Reduction,Dry Low NOx Burners |  |  | ARP, CSOSG2 | 55064 2 | 1998-08-24 | 2002 | Y | 0.49895 | 48.5%
TX | Mustang Station | 55065 | 1 |  | 2023 | 6442 | 6335.31 | 1119391.09 |  | 2.595 | 0.001 | 514065.581 | 0.059 | 184.914 | 0.047 | 8650064.664 | Pipeline Natural Gas |  | Combined cycle |  | Dry Low NOx Burners |  |  | ARP, CSOSG2 | 55065 1 | 1999-04-07 | 1920 |  | 0.33038 | 51.43%
TX | Mustang Station | 55065 | 2 |  | 2023 | 5794 | 5688.74 | 1016394.74 |  | 2.358 | 0.001 | 467007.243 | 0.059 | 148.783 | 0.0423 | 7858373.849 | Pipeline Natural Gas |  | Combined cycle |  | Dry Low NOx Burners |  |  | ARP, CSOSG2 | 55065 2 | 1999-05-03 | 1920 |  | 0.29277 | 46.72%
ME | Maine Independence Station | 55068 | 1 |  | 2023 | 3141 | 2959.68 | 330437.92 |  | 1.167 | 0.001 | 231109.19 | 0.059 | 31.272 | 0.0243 | 3888838.22 | Pipeline Natural Gas |  | Combined cycle |  | Dry Low NOx Burners,Selective Catalytic Reduction |  |  | ARP, RGGI | 55068 1 | 2000-03-15 | 1937 | Y | 0.18928 | 22.92%
ME | Maine Independence Station | 55068 | 2 |  | 2023 | 2446 | 2316.01 | 263369.07 |  | 0.929 | 0.001 | 183978.321 | 0.059 | 24.117 | 0.0238 | 3095805.619 | Pipeline Natural Gas |  | Combined cycle |  | Dry Low NOx Burners,Selective Catalytic Reduction |  |  | ARP, RGGI | 55068 2 | 2000-03-22 | 1937 | Y | 0.18314 | 18.24%
AR | Pine Bluff Energy Center | 55075 | CT-1 |  | 2023 | 7348 | 7334.47 | 1772280.94 |  | 3.654 | 0.001 | 723729.576 | 0.059 | 279.122 | 0.0465 | 12178114.438 | Pipeline Natural Gas |  | Combined cycle |  | Dry Low NOx Burners |  |  | ARP, CSOSG2 | 55075 CT-1 | 2001-08-31 | 2406 |  | 0.31499 | 57.78%
MS | Red Hills Generation Facility | 55076 | AA001 | CS001 | 2023 | 6868 | 6849 |  | 9801937.5 | 1313.745 | 0.1776 | 1698187.9 | 0.1075 | 857.425 | 0.109 | 15619704.2 | Coal | Natural Gas | Circulating fluidized bed boiler | Fluidized Bed Limestone Injection | Other | Baghouse | Untreated PAC Sorbent Injection | ARP, CSOSG2, MATS | 55076 AA001 | 2001-02-22 | 3500 |  |  | 50.94%
MS | Red Hills Generation Facility | 55076 | AA002 | CS001 | 2023 | 6877 | 6859.5 |  | 10140745 | 1190.212 | 0.1525 | 1753680.525 | 0.1078 | 864.681 | 0.1071 | 16121531.05 | Coal | Natural Gas | Circulating fluidized bed boiler | Fluidized Bed Limestone Injection | Other | Baghouse | Untreated PAC Sorbent Injection | ARP, CSOSG2, MATS | 55076 AA002 | 2001-02-14 | 3500 |  |  | 52.58%
NV | Desert Star Energy Center | 55077 | EDE1 |  | 2023 | 4489 | 4310.39 | 861747 |  | 1.931 | 0.001 | 382535.64 | 0.059 | 38.505 | 0.0132 | 6436896.438 | Pipeline Natural Gas |  | Combined cycle |  | Selective Catalytic Reduction |  |  | ARP | 55077 EDE1 | 2000-04-19 | 1925 | Y | 0.089365 | 38.17%
NV | Desert Star Energy Center | 55077 | EDE2 |  | 2023 | 4293 | 4077.15 | 826638.07 |  | 1.846 | 0.001 | 365621.948 | 0.059 | 37.357 | 0.0136 | 6152341.132 | Pipeline Natural Gas |  | Combined cycle |  | Selective Catalytic Reduction |  |  | ARP | 55077 EDE2 | 2000-04-19 | 1925 | Y | 0.090383 | 36.48%
MA | Millennium Power | 55079 | 1 |  | 2023 | 2113 | 2037.73 | 418656.19 |  | 1.353 | 0.001 | 268093.683 | 0.059 | 38.046 | 0.0251 | 4511196.321 | Pipeline Natural Gas | Diesel Oil | Combined cycle |  | Water Injection,Selective Catalytic Reduction |  |  | ARP, RGGI, SIPNOX | 55079 1 | 2000-07-17 | 2842 | Y | 0.18175 | 18.12%
TN | Brownsville Combustion Turbine Plant | 55081 | AA-001 |  | 2023 | 550 | 500.44 | 49770.57 |  | 0.178 | 0.001 | 35242.362 | 0.059 | 16.073 | 0.0641 | 593007.377 | Pipeline Natural Gas |  | Combustion turbine |  | Steam Injection |  |  | ARP, CSNOX, CSOSG2, CSSO2G1 | 55081 AA-001 | 1999-06-07 | 1510 |  | 0.64588 | 4.483%
TN | Brownsville Combustion Turbine Plant | 55081 | AA-002 |  | 2023 | 569 | 518.6 | 51608.94 |  | 0.168 | 0.001 | 33290.987 | 0.059 | 15.95 | 0.0698 | 560178.15 | Pipeline Natural Gas |  | Combustion turbine |  | Steam Injection |  |  | ARP, CSNOX, CSOSG2, CSSO2G1 | 55081 AA-002 | 1999-06-07 | 1460 |  | 0.61811 | 4.38%
TN | Brownsville Combustion Turbine Plant | 55081 | AA-003 |  | 2023 | 330 | 295.79 | 31962.67 |  | 0.119 | 0.001 | 23558.658 | 0.059 | 17.708 | 0.0888 | 396421.605 | Pipeline Natural Gas |  | Combustion turbine |  | Water Injection |  |  | ARP, CSNOX, CSOSG2, CSSO2G1 | 55081 AA-003 | 1999-06-07 | 1690 |  | 1.108 | 2.678%
TN | Brownsville Combustion Turbine Plant | 55081 | AA-004 |  | 2023 | 328 | 294.31 | 31817.97 |  | 0.119 | 0.001 | 23630.329 | 0.059 | 17.244 | 0.0928 | 397636.256 | Pipeline Natural Gas |  | Combustion turbine |  | Water Injection |  |  | ARP, CSNOX, CSOSG2, CSSO2G1 | 55081 AA-004 | 1999-06-07 | 1700 |  | 1.0839 | 2.67%
TX | Gregory Power Facility | 55086 | 101 |  | 2023 | 1226 | 1147.69 | 117563.36 |  | 0.443 | 0.001 | 86407.553 | 0.059 | 21.237 | 0.0393 | 1453983.012 | Pipeline Natural Gas |  | Combined cycle |  | Dry Low NOx Burners |  |  | ARP, CSOSG2 | 55086 101 | 2000-01-15 | 2378.1 |  | 0.36129 | 6.98%
TX | Gregory Power Facility | 55086 | 102 |  | 2023 | 2370 | 2329.39 | 255154.01 |  | 0.94 | 0.001 | 184499.625 | 0.059 | 44.197 | 0.0341 | 3104529.244 | Pipeline Natural Gas |  | Combined cycle |  | Dry Low NOx Burners |  |  | ARP, CSOSG2 | 55086 102 | 2000-01-15 | 2318.5 |  | 0.34643 | 15.29%
MI | Zeeland Generating Station | 55087 | CC1 |  | 2023 | 3964 | 3844.14 | 583174.37 |  | 1.953 | 0.001 | 386790.939 | 0.059 | 104.509 | 0.0347 | 6508465.67 | Pipeline Natural Gas |  | Combustion turbine |  | Dry Low NOx Burners |  |  | ARP, CSNOX, CSOSG3, CSSO2G1 | 55087 CC1 | 2001-03-01 | 2204.8 |  | 0.35841 | 33.7%
MI | Zeeland Generating Station | 55087 | CC2 |  | 2023 | 4822 | 4673.16 | 718600.5 |  | 2.398 | 0.001 | 475050.398 | 0.059 | 125.116 | 0.0339 | 7993662.106 | Pipeline Natural Gas |  | Combustion turbine |  | Dry Low NOx Burners |  |  | ARP, CSNOX, CSOSG3, CSSO2G1 | 55087 CC2 | 2001-03-01 | 2204.8 |  | 0.34822 | 41.39%
MI | Zeeland Generating Station | 55087 | CC3 |  | 2023 | 6752 | 6731.82 | 1751976.81 |  | 3.817 | 0.001 | 756046.661 | 0.059 | 69.806 | 0.0122 | 12721979.101 | Pipeline Natural Gas |  | Combined cycle |  | Dry Low NOx Burners,Selective Catalytic Reduction |  |  | ARP, CSNOX, CSOSG3, CSSO2G1 | 55087 CC3 | 2002-04-11 | 2323 | Y | 0.079688 | 62.52%
MI | Zeeland Generating Station | 55087 | CC4 |  | 2023 | 6820 | 6801.22 | 1731301.28 |  | 3.959 | 0.001 | 784206.692 | 0.059 | 69.264 | 0.0117 | 13195719.04 | Pipeline Natural Gas |  | Combined cycle |  | Dry Low NOx Burners,Selective Catalytic Reduction |  |  | ARP, CSNOX, CSOSG3, CSSO2G1 | 55087 CC4 | 2002-04-20 | 2345 | Y | 0.080014 | 64.24%
MI | Dearborn Industrial Generation | 55088 | BL1100 |  | 2023 | 6841 | 6828.25 |  | 1425607.5 | 450.533 | 0.3386 | 534873.4 | 0.201 | 39.212 | 0.0302 | 2628917.55 | Other Gas | Pipeline Natural Gas | Other boiler |  | Low NOx Burner Technology (Dry Bottom only) |  |  | ARP, CSNOX, CSOSG3, CSSO2G1 | 55088 BL1100 | 2001-06-01 | 835 |  |  | 35.94%
MI | Dearborn Industrial Generation | 55088 | BL2100 |  | 2023 | 6176 | 6162.75 |  | 1418494.75 | 365.079 | 0.3319 | 429529.525 | 0.1952 | 31.182 | 0.0294 | 2179767.5 | Other Gas | Pipeline Natural Gas | Other boiler |  | Low NOx Burner Technology (Dry Bottom only) |  |  | ARP, CSNOX, CSOSG3, CSSO2G1 | 55088 BL2100 | 2001-06-01 | 746.7 |  |  | 33.32%
MI | Dearborn Industrial Generation | 55088 | BL3100 |  | 2023 | 6924 | 6917 |  | 1296439.75 | 402.949 | 0.3149 | 489534.025 | 0.1915 | 38.607 | 0.032 | 2498200.95 | Other Gas | Pipeline Natural Gas | Other boiler |  | Low NOx Burner Technology (Dry Bottom only) |  |  | ARP, CSNOX, CSOSG3, CSSO2G1 | 55088 BL3100 | 2001-06-01 | 746.7 |  |  | 38.19%
MI | Dearborn Industrial Generation | 55088 | GT2100 |  | 2023 | 6859 | 6845.75 | 1209354.5 |  | 3.609 | 0.001 | 714838.8 | 0.059 | 171.48 | 0.0287 | 12028569.75 | Pipeline Natural Gas |  | Combined cycle |  | Dry Low NOx Burners |  |  | ARP, CSNOX, CSOSG3, CSSO2G1 | 55088 GT2100 | 2001-06-01 | 2164 |  | 0.28359 | 63.45%
MI | Dearborn Industrial Generation | 55088 | GT3100 |  | 2023 | 7922 | 7909.5 | 1397098 |  | 4.39 | 0.001 | 869716 | 0.059 | 172.615 | 0.0238 | 14634586.175 | Pipeline Natural Gas |  | Combined cycle |  | Dry Low NOx Burners |  |  | ARP, CSNOX, CSOSG3, CSSO2G1 | 55088 GT3100 | 2001-06-01 | 3210 |  | 0.24711 | 52.04%
MI | Dearborn Industrial Generation | 55088 | GTP1 |  | 2023 | 6350 | 6098.75 | 1021526.5 |  | 2.979 | 0.001 | 590193.2 | 0.059 | 150.422 | 0.0313 | 9931137.425 | Pipeline Natural Gas |  | Combustion turbine |  | Dry Low NOx Burners |  |  | ARP, CSNOX, CSOSG3, CSSO2G1 | 55088 GTP1 | 1999-08-01 | 2410 |  | 0.2945 | 47.04%
LA | Taft Cogeneration Facility | 55089 | CT1 |  | 2023 | 8569 | 8565.12 | 1312886.05 |  | 4.741 | 0.001 | 939161.2 | 0.059 | 246.423 | 0.0313 | 15803243.226 | Pipeline Natural Gas | Other Gas | Combined cycle |  | Dry Low NOx Burners |  |  | ARP, CSOSG2E | 55089 CT1 | 2002-07-15 | 2385 |  | 0.37539 | 75.64%
LA | Taft Cogeneration Facility | 55089 | CT2 |  | 2023 | 8304 | 8299.76 | 1248510.02 |  | 4.669 | 0.001 | 924900.997 | 0.059 | 247.789 | 0.032 | 15563290.375 | Pipeline Natural Gas | Other Gas | Combined cycle |  | Dry Low NOx Burners |  |  | ARP, CSOSG2E | 55089 CT2 | 2002-08-09 | 2385 |  | 0.39694 | 74.49%
LA | Taft Cogeneration Facility | 55089 | CT3 |  | 2023 | 8640 | 8639.02 | 1299958.6 |  | 4.809 | 0.001 | 952580.66 | 0.059 | 244.308 | 0.0304 | 16028632.31 | Pipeline Natural Gas | Other Gas | Combined cycle |  | Dry Low NOx Burners |  |  | ARP, CSOSG2E | 55089 CT3 | 2002-09-06 | 2385 |  | 0.37587 | 76.72%
TX | Midlothian Energy | 55091 | STK1 |  | 2023 | 3925 | 3711.91 | 776758.92 |  | 1.807 | 0.001 | 357969.089 | 0.059 | 48.734 | 0.0281 | 6023496.38 | Pipeline Natural Gas | Diesel Oil | Combined cycle |  | Dry Low NOx Burners,Water Injection,Selective Catalytic Reduction |  |  | ARP, CSOSG2 | 55091 STK1 | 2000-05-16 | 2140 | Y | 0.12548 | 32.13%
TX | Midlothian Energy | 55091 | STK2 |  | 2023 | 4605 | 4453.73 | 1026657.94 |  | 2.253 | 0.001 | 446358.522 | 0.059 | 55.375 | 0.0246 | 7510888.515 | Pipeline Natural Gas | Diesel Oil | Combined cycle |  | Dry Low NOx Burners,Water Injection,Selective Catalytic Reduction |  |  | ARP, CSOSG2 | 55091 STK2 | 2000-05-25 | 2140 | Y | 0.10787 | 40.07%
TX | Midlothian Energy | 55091 | STK3 |  | 2023 | 4001 | 3847.26 | 884436.89 |  | 1.955 | 0.001 | 387301.896 | 0.059 | 57.674 | 0.0286 | 6517082.475 | Pipeline Natural Gas | Diesel Oil | Combined cycle |  | Dry Low NOx Burners,Water Injection,Selective Catalytic Reduction |  |  | ARP, CSOSG2 | 55091 STK3 | 2000-07-28 | 2140 | Y | 0.13042 | 34.76%
TX | Midlothian Energy | 55091 | STK4 |  | 2023 | 4067 | 3881.88 | 870335.43 |  | 1.97 | 0.001 | 390215.148 | 0.059 | 64.397 | 0.0394 | 6566118.223 | Pipeline Natural Gas |  | Combined cycle |  | Dry Low NOx Burners,Selective Catalytic Reduction |  |  | ARP, CSOSG2 | 55091 STK4 | 2000-09-12 | 2140 | Y | 0.14798 | 35.03%
TX | Midlothian Energy | 55091 | STK5 |  | 2023 | 4378 | 4229.61 | 974245.49 |  | 2.207 | 0.001 | 437186.845 | 0.059 | 61.421 | 0.0254 | 7356537.335 | Pipeline Natural Gas |  | Combined cycle |  | Dry Low NOx Burners,Selective Catalytic Reduction |  |  | ARP, CSOSG2 | 55091 STK5 | 2001-08-07 | 2520 | Y | 0.12609 | 33.32%
TX | Midlothian Energy | 55091 | STK6 |  | 2023 | 4031 | 3894.52 | 900971.74 |  | 2.018 | 0.001 | 399709.408 | 0.059 | 57.516 | 0.0244 | 6725830.503 | Pipeline Natural Gas |  | Combined cycle |  | Dry Low NOx Burners,Selective Catalytic Reduction |  |  | ARP, CSOSG2 | 55091 STK6 | 2001-09-18 | 2520 | Y | 0.12768 | 30.47%
TX | Lamar Power Plant | 55097 | 1 |  | 2023 | 5641 | 5435.28 | 1310147.95 |  | 2.747 | 0.001 | 544133.526 | 0.059 | 148.284 | 0.0384 | 9156021.978 | Pipeline Natural Gas |  | Combined cycle |  | Dry Low NOx Burners |  |  | ARP, CSOSG2 | 55097 1 | 2000-05-01 | 2116 |  | 0.22636 | 49.4%
TX | Lamar Power Plant | 55097 | 2 |  | 2023 | 5570 | 5387.1 | 1300994.16 |  | 2.724 | 0.001 | 539561.969 | 0.059 | 143.201 | 0.0352 | 9079149.039 | Pipeline Natural Gas |  | Combined cycle |  | Dry Low NOx Burners |  |  | ARP, CSOSG2 | 55097 2 | 2000-05-01 | 2116 |  | 0.22014 | 48.98%
TX | Lamar Power Plant | 55097 | 3 |  | 2023 | 6834 | 6608.91 | 1572540.67 |  | 3.334 | 0.001 | 660418.657 | 0.059 | 162.393 | 0.0341 | 11112769.975 | Pipeline Natural Gas |  | Combined cycle |  | Dry Low NOx Burners |  |  | ARP, CSOSG2 | 55097 3 | 2000-12-01 | 2116 |  | 0.20654 | 59.95%
TX | Lamar Power Plant | 55097 | 4 |  | 2023 | 6702 | 6540.35 | 1574540.44 |  | 3.297 | 0.001 | 653188.474 | 0.059 | 159.247 | 0.0325 | 10991071.008 | Pipeline Natural Gas |  | Combined cycle |  | Dry Low NOx Burners |  |  | ARP, CSOSG2 | 55097 4 | 2000-12-01 | 2116 |  | 0.20228 | 59.3%
TX | Frontera Generation Facility | 55098 | 1 |  | 2023 | 3522 | 3507.03 | 716633.36 |  | 1.49 | 0.001 | 295128.201 | 0.059 | 48.127 | 0.0198 | 4966085.013 | Pipeline Natural Gas |  | Combined cycle |  | Dry Low NOx Burners |  |  | ARP, CSOSG2 | 55098 1 | 1999-07-03 | 1860 |  | 0.13431 | 30.48%
TX | Frontera Generation Facility | 55098 | 2 |  | 2023 | 3482 | 3466.57 | 715721.35 |  | 1.489 | 0.001 | 295040.724 | 0.059 | 48.261 | 0.0198 | 4964611.622 | Pipeline Natural Gas |  | Combined cycle |  | Dry Low NOx Burners |  |  | ARP, CSOSG2 | 55098 2 | 1999-07-28 | 1860 |  | 0.13486 | 30.47%
ME | Rumford Power | 55100 | 1 |  | 2023 | 2178 | 2118.42 | 413879.53 |  | 0.888 | 0.001 | 175962.497 | 0.059 | 24.175 | 0.0262 | 2960892.075 | Pipeline Natural Gas |  | Combined cycle |  | Selective Catalytic Reduction |  |  | ARP, RGGI | 55100 1 | 2000-07-06 | 1975 | Y | 0.11682 | 17.11%
MI | Kalamazoo River Generating Station | 55101 | 1 |  | 2023 | 2840 | 2703.25 | 188487.02 |  | 0.694 | 0.001 | 137561.454 | 0.059 | 51.978 | 0.0449 | 2314728.394 | Pipeline Natural Gas |  | Combustion turbine |  | Other |  |  | ARP, CSNOX, CSOSG3, CSSO2G1 | 55101 1 | 1999-06-10 | 1200 |  | 0.55153 | 22.02%
MI | Livingston Generating Station | 55102 | 1 |  | 2023 | 110 | 83.54 | 2589.43 |  | 0.013 | 0.001 | 2539.957 | 0.0592 | 6.83 | 0.2965 | 42736.91 | Pipeline Natural Gas |  | Combustion turbine |  | Water Injection |  |  | ARP, CSNOX, CSOSG3, CSSO2G1 | 55102 1 | 1999-06-07 | 550 |  | 5.2753 | 0.887%
MI | Livingston Generating Station | 55102 | 2 |  | 2023 | 105 | 83.42 | 2578.32 |  | 0.012 | 0.001 | 2461.383 | 0.0589 | 5.638 | 0.262 | 41418.118 | Pipeline Natural Gas |  | Combustion turbine |  | Water Injection |  |  | ARP, CSNOX, CSOSG3, CSSO2G1 | 55102 2 | 1999-06-07 | 550 |  | 4.3734 | 0.8597%
MI | Livingston Generating Station | 55102 | 3 |  | 2023 | 100 | 83.66 | 2587.97 |  | 0.013 | 0.001 | 2532.713 | 0.0592 | 5.966 | 0.2693 | 42614.242 | Pipeline Natural Gas |  | Combustion turbine |  | Water Injection |  |  | ARP, CSNOX, CSOSG3, CSSO2G1 | 55102 3 | 1999-06-07 | 550 |  | 4.6106 | 0.8845%
MI | Livingston Generating Station | 55102 | 4 |  | 2023 | 72 | 59.61 | 1836.63 |  | 0.009 | 0.001 | 1758.98 | 0.0592 | 3.773 | 0.2524 | 29596.171 | Pipeline Natural Gas |  | Combustion turbine |  | Water Injection |  |  | ARP, CSNOX, CSOSG3, CSSO2G1 | 55102 4 | 1999-06-07 | 550 |  | 4.1086 | 0.6143%
OR | Klamath Cogeneration Project | 55103 | CT1 |  | 2023 | 6155 | 6153.03 | 1509969.18 |  | 3.211 | 0.001 | 636056.997 | 0.059 | 31.183 | 0.0059 | 10702887.43 | Pipeline Natural Gas |  | Combined cycle |  | Selective Catalytic Reduction |  |  | ARP | 55103 CT1 | 2001-05-18 | 2100 | Y | 0.041303 | 58.18%
OR | Klamath Cogeneration Project | 55103 | CT2 |  | 2023 | 6035 | 6024.35 | 1476899.09 |  | 3.121 | 0.001 | 618188.718 | 0.059 | 29.593 | 0.0058 | 10402269.268 | Pipeline Natural Gas |  | Combined cycle |  | Selective Catalytic Reduction |  |  | ARP | 55103 CT2 | 2001-05-18 | 2100 | Y | 0.040075 | 56.55%
RI | Rhode Island State Energy Center | 55107 | RISEP1 |  | 2023 | 7043 | 6945.72 | 1866837.6 |  | 3.823 | 0.001 | 757276.502 | 0.059 | 36.609 | 0.0072 | 12742583.226 | Pipeline Natural Gas |  | Combined cycle |  | Dry Low NOx Burners,Selective Catalytic Reduction |  |  | ARP, RGGI, SIPNOX | 55107 RISEP1 | 2002-07-29 | 2294.6 | Y | 0.03922 | 63.39%
RI | Rhode Island State Energy Center | 55107 | RISEP2 |  | 2023 | 6925 | 6834.23 | 1813986.55 |  | 3.748 | 0.001 | 742364.053 | 0.059 | 35.588 | 0.0071 | 12491682.195 | Pipeline Natural Gas |  | Combined cycle |  | Dry Low NOx Burners,Selective Catalytic Reduction |  |  | ARP, RGGI, SIPNOX | 55107 RISEP2 | 2002-08-03 | 2294.6 | Y | 0.039237 | 62.15%
IL | Rocky Road Power, LLC | 55109 | T1 |  | 2023 | 72 | 61.61 | 5532.73 |  | 0.02 | 0.001 | 3913.557 | 0.059 | 3.276 | 0.0992 | 65850.176 | Pipeline Natural Gas |  | Combustion turbine |  | Dry Low NOx Burners |  |  | ARP, CSNOX, CSOSG3, CSSO2G1 | 55109 T1 | 1999-06-18 | 1439 |  | 1.1842 | 0.5224%
IL | Rocky Road Power, LLC | 55109 | T2 |  | 2023 | 84 | 69.98 | 6191.79 |  | 0.022 | 0.001 | 4406.43 | 0.059 | 3.342 | 0.0995 | 74149.329 | Pipeline Natural Gas |  | Combustion turbine |  | Dry Low NOx Burners |  |  | ARP, CSNOX, CSOSG3, CSSO2G1 | 55109 T2 | 1999-06-18 | 1439 |  | 1.0795 | 0.5882%
IL | Rocky Road Power, LLC | 55109 | T3 |  | 2023 | 16 | 10.3 | 273.14 |  | 0.001 | 0.0009 | 170.92 | 0.0556 | 0.222 | 0.1431 | 2876.141 | Pipeline Natural Gas |  | Combustion turbine |  | Water Injection |  |  | ARP, CSNOX, CSOSG3, CSSO2G1 | 55109 T3 | 1999-06-18 | 367 |  | 1.6255 | 0.08946%
IL | Rocky Road Power, LLC | 55109 | T4 |  | 2023 | 84 | 72.59 | 6611.41 |  | 0.023 | 0.001 | 4653.732 | 0.059 | 2.583 | 0.0704 | 78308.448 | Pipeline Natural Gas |  | Combustion turbine |  | Dry Low NOx Burners |  |  | ARP, CSNOX, CSOSG3, CSSO2G1 | 55109 T4 | 2000-06-01 | 1439 |  | 0.78138 | 0.6212%
OH | Madison Generating Station | 55110 | 1 |  | 2023 | 2108 | 1938.68 | 118205.69 |  | 0.43 | 0.001 | 85125.006 | 0.059 | 21.25 | 0.0368 | 1432391.684 | Pipeline Natural Gas |  | Combustion turbine |  | Dry Low NOx Burners |  |  | ARP, CSNOX, CSOSG3, CSSO2G1 | 55110 1 | 2000-05-29 | 1169 |  | 0.35954 | 13.99%
OH | Madison Generating Station | 55110 | 2 |  | 2023 | 2319 | 2111.44 | 129514.93 |  | 0.475 | 0.001 | 94026.897 | 0.059 | 26.595 | 0.0425 | 1582200.401 | Pipeline Natural Gas |  | Combustion turbine |  | Dry Low NOx Burners |  |  | ARP, CSNOX, CSOSG3, CSSO2G1 | 55110 2 | 2000-05-29 | 1169 |  | 0.41069 | 15.45%
OH | Madison Generating Station | 55110 | 3 |  | 2023 | 2255 | 2052.9 | 124666.29 |  | 0.461 | 0.001 | 91259.208 | 0.059 | 24.365 | 0.0391 | 1535609.294 | Pipeline Natural Gas |  | Combustion turbine |  | Dry Low NOx Burners |  |  | ARP, CSNOX, CSOSG3, CSSO2G1 | 55110 3 | 2000-05-29 | 1169 |  | 0.39088 | 15%
OH | Madison Generating Station | 55110 | 4 |  | 2023 | 2366 | 2140.57 | 131358.25 |  | 0.482 | 0.001 | 95570.182 | 0.059 | 25.484 | 0.0404 | 1608151.465 | Pipeline Natural Gas |  | Combustion turbine |  | Dry Low NOx Burners |  |  | ARP, CSNOX, CSOSG3, CSSO2G1 | 55110 4 | 2000-05-29 | 1169 |  | 0.38801 | 15.7%
OH | Madison Generating Station | 55110 | 5 |  | 2023 | 2169 | 1969.31 | 119884.31 |  | 0.447 | 0.001 | 88502.657 | 0.059 | 25.203 | 0.0411 | 1489254.253 | Pipeline Natural Gas |  | Combustion turbine |  | Dry Low NOx Burners |  |  | ARP, CSNOX, CSOSG3, CSSO2G1 | 55110 5 | 2000-06-15 | 1169 |  | 0.42046 | 14.54%
OH | Madison Generating Station | 55110 | 6 |  | 2023 | 2157 | 1940.33 | 119093.07 |  | 0.44 | 0.001 | 87079.247 | 0.059 | 24.55 | 0.0426 | 1465277.836 | Pipeline Natural Gas |  | Combustion turbine |  | Dry Low NOx Burners |  |  | ARP, CSNOX, CSOSG3, CSSO2G1 | 55110 6 | 2000-06-29 | 1169 |  | 0.41228 | 14.31%
OH | Madison Generating Station | 55110 | 7 |  | 2023 | 1745 | 1578.05 | 95752.68 |  | 0.35 | 0.001 | 69322.854 | 0.059 | 19.536 | 0.0418 | 1166539.683 | Pipeline Natural Gas |  | Combustion turbine |  | Dry Low NOx Burners |  |  | ARP, CSNOX, CSOSG3, CSSO2G1 | 55110 7 | 2000-06-15 | 1169 |  | 0.40805 | 11.39%
OH | Madison Generating Station | 55110 | 8 |  | 2023 | 2163 | 1946.92 | 120041.07 |  | 0.443 | 0.001 | 87830.69 | 0.059 | 25.219 | 0.0434 | 1477935.268 | Pipeline Natural Gas |  | Combustion turbine |  | Dry Low NOx Burners |  |  | ARP, CSNOX, CSOSG3, CSSO2G1 | 55110 8 | 2000-06-29 | 1169 |  | 0.42017 | 14.43%
IN | Vermillion Generating Station | 55111 | 1 |  | 2023 | 1219 | 1095.16 | 65431.99 |  | 0.247 | 0.001 | 49006.754 | 0.059 | 11.937 | 0.0353 | 824622.878 | Pipeline Natural Gas |  | Combustion turbine |  | Dry Low NOx Burners |  |  | ARP, CSNOX, CSOSG3, CSSO2G1 | 55111 1 | 2000-03-16 | 1272 |  | 0.36487 | 7.401%
IN | Vermillion Generating Station | 55111 | 2 |  | 2023 | 1253 | 1124.74 | 68043.01 |  | 0.255 | 0.001 | 50592.467 | 0.059 | 15.641 | 0.0428 | 851321.628 | Pipeline Natural Gas |  | Combustion turbine |  | Dry Low NOx Burners |  |  | ARP, CSNOX, CSOSG3, CSSO2G1 | 55111 2 | 2000-03-23 | 1272 |  | 0.45974 | 7.64%
IN | Vermillion Generating Station | 55111 | 3 |  | 2023 | 1268 | 1144.37 | 68675.95 |  | 0.259 | 0.001 | 51322.176 | 0.059 | 12.448 | 0.0353 | 863600.117 | Pipeline Natural Gas |  | Combustion turbine |  | Dry Low NOx Burners |  |  | ARP, CSNOX, CSOSG3, CSSO2G1 | 55111 3 | 2000-04-11 | 1272 |  | 0.36251 | 7.75%
IN | Vermillion Generating Station | 55111 | 4 |  | 2023 | 1566 | 1413.59 | 85514.55 |  | 0.328 | 0.001 | 65058.201 | 0.059 | 19.515 | 0.0417 | 1094713.263 | Pipeline Natural Gas |  | Combustion turbine |  | Dry Low NOx Burners |  |  | ARP, CSNOX, CSOSG3, CSSO2G1 | 55111 4 | 2000-04-14 | 1272 |  | 0.45641 | 9.824%
IN | Vermillion Generating Station | 55111 | 5 |  | 2023 | 1075 | 965.15 | 57316.98 |  | 0.22 | 0.001 | 43676.015 | 0.059 | 10.005 | 0.0357 | 734930.53 | Pipeline Natural Gas |  | Combustion turbine |  | Dry Low NOx Burners |  |  | ARP, CSNOX, CSOSG3, CSSO2G1 | 55111 5 | 2000-04-20 | 1272 |  | 0.34911 | 6.596%
IN | Vermillion Generating Station | 55111 | 6 |  | 2023 | 1568 | 1412.41 | 86242.79 |  | 0.326 | 0.001 | 64620.617 | 0.059 | 18.143 | 0.04 | 1087379.588 | Pipeline Natural Gas |  | Combustion turbine |  | Dry Low NOx Burners |  |  | ARP, CSNOX, CSOSG3, CSSO2G1 | 55111 6 | 2000-04-29 | 1272 |  | 0.42074 | 9.759%
IN | Vermillion Generating Station | 55111 | 7 |  | 2023 | 1356 | 1211.25 | 72076.46 |  | 0.278 | 0.001 | 55143.451 | 0.059 | 14.413 | 0.039 | 927875.663 | Pipeline Natural Gas |  | Combustion turbine |  | Dry Low NOx Burners |  |  | ARP, CSNOX, CSOSG3, CSSO2G1 | 55111 7 | 2000-05-08 | 1272 |  | 0.39994 | 8.327%
IN | Vermillion Generating Station | 55111 | 8 |  | 2023 | 1372 | 1219.3 | 73206.87 |  | 0.281 | 0.001 | 55722.939 | 0.059 | 14.178 | 0.0383 | 937641.368 | Pipeline Natural Gas |  | Combustion turbine |  | Dry Low NOx Burners |  |  | ARP, CSNOX, CSOSG3, CSSO2G1 | 55111 8 | 2000-05-15 | 1272 |  | 0.38734 | 8.415%
CA | Calpine Sutter Energy Center | 55112 | CT01 |  | 2023 | 5962 | 5945.98 | 1393798.41 |  | 2.813 | 0.001 | 557198.258 | 0.059 | 35.155 | 0.008 | 9375908.912 | Pipeline Natural Gas |  | Combined cycle |  | Dry Low NOx Burners,Selective Catalytic Reduction |  |  | ARP | 55112 CT01 | 2001-04-02 | 2070 | Y | 0.050445 | 51.71%
CA | Calpine Sutter Energy Center | 55112 | CT02 |  | 2023 | 4056 | 3916.88 | 928735.53 |  | 1.864 | 0.001 | 369277.452 | 0.059 | 28.597 | 0.0123 | 6213834.053 | Pipeline Natural Gas |  | Combined cycle |  | Dry Low NOx Burners,Selective Catalytic Reduction |  |  | ARP | 55112 CT02 | 2001-04-11 | 2070 | Y | 0.061583 | 34.27%
NC | Rockingham County Combustion Turbine | 55116 | CT1 |  | 2023 | 1139 | 1013.71 | 151513.3 |  | 0.487 | 0.001 | 96408.36 | 0.0591 | 38.431 | 0.0532 | 1620858.749 | Pipeline Natural Gas | Diesel Oil | Combustion turbine |  | Dry Low NOx Burners,Water Injection |  |  | ARP, CSNOX, CSSO2G1, SIPNOX | 55116 CT1 | 2000-05-30 | 1920 |  | 0.5073 | 9.637%
NC | Rockingham County Combustion Turbine | 55116 | CT2 |  | 2023 | 1514 | 1360 | 206249.29 |  | 0.655 | 0.001 | 129713.731 | 0.0591 | 52.223 | 0.0537 | 2181882.877 | Pipeline Natural Gas | Diesel Oil | Combustion turbine |  | Dry Low NOx Burners,Water Injection |  |  | ARP, CSNOX, CSSO2G1, SIPNOX | 55116 CT2 | 2000-06-12 | 1920 |  | 0.50641 | 12.97%
NC | Rockingham County Combustion Turbine | 55116 | CT3 |  | 2023 | 1134 | 999.28 | 147318.5 |  | 0.473 | 0.001 | 93781.158 | 0.059 | 37.516 | 0.0547 | 1577973.803 | Pipeline Natural Gas | Diesel Oil | Combustion turbine |  | Dry Low NOx Burners,Water Injection |  |  | ARP, CSNOX, CSSO2G1, SIPNOX | 55116 CT3 | 2000-06-27 | 1920 |  | 0.50932 | 9.382%
NC | Rockingham County Combustion Turbine | 55116 | CT4 |  | 2023 | 997 | 887.85 | 132017.48 |  | 0.427 | 0.001 | 84645.124 | 0.0592 | 34.46 | 0.0549 | 1420816.308 | Pipeline Natural Gas | Diesel Oil | Combustion turbine |  | Dry Low NOx Burners,Water Injection |  |  | ARP, CSNOX, CSSO2G1, SIPNOX | 55116 CT4 | 2000-07-05 | 1920 |  | 0.52205 | 8.448%
NC | Rockingham County Combustion Turbine | 55116 | CT5 |  | 2023 | 1164 | 1030.56 | 154524.79 |  | 0.493 | 0.001 | 97751.892 | 0.0591 | 39.239 | 0.0534 | 1644865.625 | Pipeline Natural Gas | Diesel Oil | Combustion turbine |  | Dry Low NOx Burners,Water Injection |  |  | ARP, CSNOX, CSSO2G1, SIPNOX | 55116 CT5 | 2000-07-18 | 1920 |  | 0.50787 | 9.78%
LA | R S Cogen LLC | 55117 | RS-5 |  | 2023 | 6528 | 6519.07 | 1150276.71 |  | 3.299 | 0.001 | 653569.195 | 0.059 | 305.118 | 0.0547 | 10997540.569 | Pipeline Natural Gas |  | Combined cycle |  | Dry Low NOx Burners,Selective Catalytic Reduction |  |  | ARP, CSOSG2E | 55117 RS-5 | 2002-05-31 | 2155 | Y | 0.53051 | 58.26%
LA | R S Cogen LLC | 55117 | RS-6 |  | 2023 | 6292 | 6287.99 | 1017752.03 |  | 3.184 | 0.001 | 630667.854 | 0.059 | 355.896 | 0.0671 | 10612253.122 | Pipeline Natural Gas |  | Combined cycle |  | Dry Low NOx Burners,Selective Catalytic Reduction |  |  | ARP, CSOSG2E | 55117 RS-6 | 2002-06-06 | 2155 | Y | 0.69938 | 56.22%
TX | SRO Cogen Limited Partnership | 55120 | CTG-1 |  | 2023 | 6421 | 6416.32 | 1404564.7 |  | 3.273 | 0.001 | 708758.018 | 0.0653 | 81.777 | 0.0156 | 10910934.562 | Pipeline Natural Gas | Process Gas | Combined cycle |  | Dry Low NOx Burners,Selective Catalytic Reduction |  |  | ARP, CSOSG2 | 55120 CTG-1 | 2001-07-18 | 2250 | Y | 0.11644 | 55.36%
TX | SRO Cogen Limited Partnership | 55120 | CTG-2 |  | 2023 | 6133 | 6125.02 | 1274980.13 |  | 2.988 | 0.001 | 646225.034 | 0.0652 | 89.565 | 0.0185 | 9960933.394 | Pipeline Natural Gas | Process Gas | Combined cycle |  | Dry Low NOx Burners,Selective Catalytic Reduction |  |  | ARP, CSOSG2 | 55120 CTG-2 | 2001-08-11 | 2170 | Y | 0.1405 | 52.4%
TX | Magic Valley Generating Station | 55123 | CTG-1 |  | 2023 | 5084 | 5043.6 | 1516571.11 |  | 3.015 | 0.001 | 597241.328 | 0.059 | 79.859 | 0.0176 | 10049661.417 | Pipeline Natural Gas |  | Combined cycle |  | Selective Catalytic Reduction |  |  | ARP, CSOSG2 | 55123 CTG-1 | 2001-07-29 | 2700 | Y | 0.10532 | 42.49%
TX | Magic Valley Generating Station | 55123 | CTG-2 |  | 2023 | 5557 | 5511.58 | 1647587.54 |  | 3.301 | 0.001 | 653911.155 | 0.059 | 99.963 | 0.0204 | 11003215.015 | Pipeline Natural Gas |  | Combined cycle |  | Selective Catalytic Reduction |  |  | ARP, CSOSG2 | 55123 CTG-2 | 2001-07-25 | 2700 | Y | 0.12134 | 46.52%
AZ | Griffith Energy Project | 55124 | P1 |  | 2023 | 7518 | 7501.39 | 1849298.81 |  | 3.913 | 0.001 | 775136.432 | 0.059 | 57.509 | 0.0092 | 13043253.311 | Pipeline Natural Gas |  | Combined cycle |  | Dry Low NOx Burners,Selective Catalytic Reduction |  |  | ARP | 55124 P1 | 2001-04-16 | 2506 | Y | 0.062195 | 59.42%
AZ | Griffith Energy Project | 55124 | P2 |  | 2023 | 7848 | 7823.24 | 1925122.25 |  | 4.065 | 0.001 | 805140.931 | 0.059 | 61.018 | 0.0095 | 13548127.239 | Pipeline Natural Gas |  | Combined cycle |  | Dry Low NOx Burners,Selective Catalytic Reduction |  |  | ARP | 55124 P2 | 2001-03-08 | 2506 | Y | 0.063391 | 61.72%
CT | Milford Power Company LLC | 55126 | CT01 |  | 2023 | 7778 | 7716.97 | 1803093.72 |  | 3.962 | 0.001 | 784881.828 | 0.059 | 47.993 | 0.011 | 13207193.543 | Pipeline Natural Gas | Diesel Oil | Combined cycle |  | Water Injection,Selective Catalytic Reduction |  |  | ARP, RGGI, SIPNOX | 55126 CT01 | 2002-05-29 | 2180 | Y | 0.053234 | 69.16%
CT | Milford Power Company LLC | 55126 | CT02 |  | 2023 | 7958 | 7899.51 | 1848695.03 |  | 3.965 | 0.001 | 785385.457 | 0.059 | 45.875 | 0.0099 | 13215649.186 | Pipeline Natural Gas | Diesel Oil | Combined cycle |  | Water Injection,Selective Catalytic Reduction |  |  | ARP, RGGI, SIPNOX | 55126 CT02 | 2002-03-08 | 2180 | Y | 0.04963 | 69.2%
CO | Manchief Generating Station | 55127 | CT1 |  | 2023 | 1527 | 1469.15 | 157611.26 |  | 0.507 | 0.001 | 100384.724 | 0.0591 | 46.158 | 0.0571 | 1689132.4 | Pipeline Natural Gas |  | Combustion turbine |  | Dry Low NOx Burners |  |  | ARP | 55127 CT1 | 2000-07-14 | 1520 |  | 0.58572 | 12.69%
CO | Manchief Generating Station | 55127 | CT2 |  | 2023 | 1909 | 1845.94 | 202384.63 |  | 0.639 | 0.001 | 126534.401 | 0.0591 | 48.397 | 0.048 | 2129223.399 | Pipeline Natural Gas |  | Combustion turbine |  | Dry Low NOx Burners |  |  | ARP | 55127 CT2 | 2000-07-21 | 1553 |  | 0.47827 | 15.65%
GA | Walton County Power | 55128 | T1 |  | 2023 | 630 | 577.68 | 83970.24 |  | 0.259 | 0.001 | 51267.568 | 0.059 | 19.995 | 0.0505 | 862647.019 | Pipeline Natural Gas |  | Combustion turbine |  | Dry Low NOx Burners |  |  | ARP, CSNOX, CSOSG1, CSSO2G2 | 55128 T1 | 2001-04-23 | 1809 |  | 0.47624 | 5.444%
GA | Walton County Power | 55128 | T2 |  | 2023 | 658 | 592.69 | 85410.11 |  | 0.261 | 0.001 | 51774.042 | 0.059 | 27.373 | 0.0672 | 871195.38 | Pipeline Natural Gas |  | Combustion turbine |  | Dry Low NOx Burners |  |  | ARP, CSNOX, CSOSG1, CSSO2G2 | 55128 T2 | 2001-05-05 | 1809 |  | 0.64098 | 5.498%
GA | Walton County Power | 55128 | T3 |  | 2023 | 625 | 566.68 | 82773.68 |  | 0.253 | 0.001 | 50210.747 | 0.059 | 21.165 | 0.053 | 844919.107 | Pipeline Natural Gas |  | Combustion turbine |  | Dry Low NOx Burners |  |  | ARP, CSNOX, CSOSG1, CSSO2G2 | 55128 T3 | 2001-05-25 | 1809 |  | 0.51139 | 5.332%
AZ | Desert Basin Generating Station | 55129 | DBG1 |  | 2023 | 6306 | 6194.21 | 1574077.52 |  | 3.536 | 0.001 | 700455.378 | 0.059 | 62.717 | 0.0159 | 11786569.896 | Pipeline Natural Gas |  | Combined cycle |  | Selective Catalytic Reduction |  |  | ARP | 55129 DBG1 | 2001-09-15 | 2500 | Y | 0.079687 | 53.82%
AZ | Desert Basin Generating Station | 55129 | DBG2 |  | 2023 | 5870 | 5748.12 | 1465379.24 |  | 3.305 | 0.001 | 654744.822 | 0.059 | 58.285 | 0.017 | 11017253.54 | Pipeline Natural Gas |  | Combined cycle |  | Selective Catalytic Reduction |  |  | ARP | 55129 DBG2 | 2001-09-15 | 2500 | Y | 0.079549 | 50.31%
AZ | Desert Basin Generating Station | 55129 | DBG4 |  | 2023 | 366 | 252.6 | 9456.61 |  | 0.027 | 0.001 | 5277.876 | 0.0592 | 0.755 | 0.0347 | 88820.335 | Pipeline Natural Gas |  | Combustion turbine |  | Water Injection,Selective Catalytic Reduction |  |  | ARP | 55129 DBG4 | 2022-08-18 | 435.2 | Y | 0.15968 | 2.33%
AZ | Desert Basin Generating Station | 55129 | DBG5 |  | 2023 | 381 | 265.97 | 9989.28 |  | 0.028 | 0.001 | 5620.417 | 0.0593 | 0.815 | 0.0333 | 94575.799 | Pipeline Natural Gas |  | Combustion turbine |  | Water Injection,Selective Catalytic Reduction |  |  | ARP | 55129 DBG5 | 2022-07-29 | 435.2 | Y | 0.16317 | 2.481%
IL | Kendall Energy Facility | 55131 | GTG-1 |  | 2023 | 6364 | 6232.09 | 1438974.17 |  | 3.231 | 0.001 | 640116.656 | 0.059 | 70.217 | 0.0195 | 10771163.196 | Pipeline Natural Gas |  | Combined cycle |  | Dry Low NOx Burners,Selective Catalytic Reduction,Steam Injection |  |  | ARP, CSNOX, CSOSG3, CSSO2G1 | 55131 GTG-1 | 2001-11-21 | 2500 | Y | 0.097593 | 49.18%
IL | Kendall Energy Facility | 55131 | GTG-2 |  | 2023 | 6791 | 6595.75 | 1581741.01 |  | 3.432 | 0.001 | 679814.629 | 0.059 | 66.899 | 0.0173 | 11439184.35 | Pipeline Natural Gas |  | Combined cycle |  | Dry Low NOx Burners,Selective Catalytic Reduction,Steam Injection |  |  | ARP, CSNOX, CSOSG3, CSSO2G1 | 55131 GTG-2 | 2002-01-28 | 2500 | Y | 0.084589 | 52.23%
IL | Kendall Energy Facility | 55131 | GTG-3 |  | 2023 | 6267 | 6152.52 | 1493373.46 |  | 3.276 | 0.001 | 649020.614 | 0.059 | 75.349 | 0.0181 | 10921085.054 | Pipeline Natural Gas |  | Combined cycle |  | Dry Low NOx Burners,Selective Catalytic Reduction,Steam Injection |  |  | ARP, CSNOX, CSOSG3, CSSO2G1 | 55131 GTG-3 | 2002-02-13 | 2500 | Y | 0.10091 | 49.87%
IL | Kendall Energy Facility | 55131 | GTG-4 |  | 2023 | 6555 | 6372.91 | 1516953.03 |  | 3.376 | 0.001 | 668656.17 | 0.059 | 75.877 | 0.0211 | 11251412.569 | Pipeline Natural Gas |  | Combined cycle |  | Dry Low NOx Burners,Selective Catalytic Reduction,Steam Injection |  |  | ARP, CSNOX, CSOSG3, CSSO2G1 | 55131 GTG-4 | 2002-03-13 | 2500 | Y | 0.10004 | 51.38%
TX | Tenaska Gateway Generating Station | 55132 | OGTDB1 |  | 2023 | 4535 | 4423.37 | 977220.61 |  | 2.157 | 0.001 | 427336.966 | 0.059 | 131.293 | 0.0412 | 7190765.449 | Pipeline Natural Gas | Diesel Oil | Combined cycle |  | Dry Low NOx Burners |  |  | ARP, CSOSG2 | 55132 OGTDB1 | 2001-04-10 | 2405 |  | 0.26871 | 34.13%
TX | Tenaska Gateway Generating Station | 55132 | OGTDB2 |  | 2023 | 5008 | 4930.28 | 1131378.65 |  | 2.408 | 0.001 | 476985.601 | 0.059 | 147.827 | 0.0403 | 8026151.619 | Pipeline Natural Gas | Diesel Oil | Combined cycle |  | Dry Low NOx Burners |  |  | ARP, CSOSG2 | 55132 OGTDB2 | 2001-04-22 | 2405 |  | 0.26132 | 38.1%
TX | Tenaska Gateway Generating Station | 55132 | OGTDB3 |  | 2023 | 5053 | 4967.04 | 1130666.87 |  | 2.455 | 0.001 | 486394.077 | 0.059 | 139.868 | 0.0365 | 8184452.71 | Pipeline Natural Gas | Diesel Oil | Combined cycle |  | Dry Low NOx Burners |  |  | ARP, CSOSG2 | 55132 OGTDB3 | 2001-04-30 | 2405 |  | 0.24741 | 38.85%
WI | Neenah Energy Facility | 55135 | CT01 |  | 2023 | 2327 | 2129.4 | 294700.99 |  | 0.995 | 0.0009 | 196354.1 | 0.059 | 73.167 | 0.1208 | 3327841.9 | Pipeline Natural Gas |  | Combustion turbine |  | Dry Low NOx Burners |  |  | ARP, CSNOX, CSOSG3, CSSO2G1 | 55135 CT01 | 2000-04-01 | 1897 |  | 0.49655 | 20.03%
WI | Neenah Energy Facility | 55135 | CT02 |  | 2023 | 2471 | 2261.94 | 318016.61 |  | 1.067 | 0.0009 | 208860.6 | 0.059 | 78.802 | 0.1194 | 3540096.4 | Pipeline Natural Gas |  | Combustion turbine |  | Dry Low NOx Burners |  |  | ARP, CSNOX, CSOSG3, CSSO2G1 | 55135 CT02 | 2000-04-01 | 1897 |  | 0.49558 | 21.3%
TX | Rio Nogales Power Project, LP | 55137 | CTG-1 |  | 2023 | 6378 | 6362.8 | 1548195 |  | 3.05 | 0.001 | 604099.665 | 0.059 | 85.915 | 0.0173 | 10165163.616 | Pipeline Natural Gas |  | Combined cycle |  | Dry Low NOx Burners |  |  | ARP, CSOSG2 | 55137 CTG-1 | 2002-04-01 | 2090 |  | 0.11099 | 55.52%
TX | Rio Nogales Power Project, LP | 55137 | CTG-2 |  | 2023 | 6539 | 6530.37 | 1571393.13 |  | 3.107 | 0.001 | 615422.015 | 0.059 | 104.355 | 0.0202 | 10355668.086 | Pipeline Natural Gas |  | Combined cycle |  | Dry Low NOx Burners |  |  | ARP, CSOSG2 | 55137 CTG-2 | 2002-04-01 | 2105 |  | 0.13282 | 56.16%
TX | Rio Nogales Power Project, LP | 55137 | CTG-3 |  | 2023 | 6549 | 6539.8 | 1584070.89 |  | 3.164 | 0.001 | 626833.591 | 0.059 | 88.104 | 0.0169 | 10547678.311 | Pipeline Natural Gas |  | Combined cycle |  | Dry Low NOx Burners |  |  | ARP, CSOSG2 | 55137 CTG-3 | 2002-04-01 | 2105 |  | 0.11124 | 57.2%
AL | Walton Discover Power Facility | 55138 | 1A |  | 2023 | 6 | 3.55 | 70.58 |  | 0 | 0.001 |  |  | 0.141 | 0.4388 | 960.453 | Pipeline Natural Gas |  | Combustion turbine |  | Water Injection |  |  | CSNOX, CSOSG2, CSSO2G2 | 55138 1A | 1999-06-22 | 415 |  | 3.9955 | 0.02642%
AL | Walton Discover Power Facility | 55138 | 1B |  | 2023 | 6 | 3.48 | 75.2 |  | 0 | 0.001 |  |  | 0.38 | 0.9223 | 1034.455 | Pipeline Natural Gas |  | Combustion turbine |  | Water Injection |  |  | CSNOX, CSOSG2, CSSO2G2 | 55138 1B | 1999-06-22 | 415 |  | 10.1064 | 0.02846%
AL | Walton Discover Power Facility | 55138 | 2A |  | 2023 | 7 | 1.83 | 21.88 |  | 0 | 0.001 |  |  | 0.282 | 1.2509 | 347.572 | Pipeline Natural Gas |  | Combustion turbine |  | Water Injection |  |  | CSNOX, CSOSG2, CSSO2G2 | 55138 2A | 1999-06-19 | 415 |  | 25.777 | 0.009561%
AL | Walton Discover Power Facility | 55138 | 2B |  | 2023 | 6 | 2.33 | 32.79 |  | 0 | 0.001 |  |  | 0.075 | 0.6705 | 509.428 | Pipeline Natural Gas |  | Combustion turbine |  | Water Injection |  |  | CSNOX, CSOSG2, CSSO2G2 | 55138 2B | 1999-06-19 | 415 |  | 4.5746 | 0.01401%
TX | Wolf Hollow Generating Station | 55139 | CTG1 |  | 2023 | 5220 | 5180.46 | 1620382.69 |  | 3.548 | 0.001 | 702882.234 | 0.059 | 143.971 | 0.0276 | 11827332.57 | Pipeline Natural Gas |  | Combined cycle |  | Selective Catalytic Reduction |  |  | ARP, CSOSG2 | 55139 CTG1 | 2003-04-27 | 3055.6 | Y | 0.1777 | 44.19%
TX | Wolf Hollow Generating Station | 55139 | CTG2 |  | 2023 | 5128 | 5077.55 | 1600783.66 |  | 3.469 | 0.001 | 687159.369 | 0.059 | 145.519 | 0.0278 | 11562770.292 | Pipeline Natural Gas |  | Combined cycle |  | Selective Catalytic Reduction |  |  | ARP, CSOSG2 | 55139 CTG2 | 2003-04-29 | 3511.5 | Y | 0.18181 | 37.59%
GA | Hawk Road Energy Facility | 55141 | CT1 |  | 2023 | 1978 | 1755.4 | 261088.07 |  | 0.885 | 0.001 | 175248.638 | 0.0588 | 63.475 | 0.0498 | 2948903.51 | Pipeline Natural Gas |  | Combustion turbine |  | Dry Low NOx Burners |  |  | ARP, CSNOX, CSOSG1, CSSO2G2 | 55141 CT1 | 2001-02-12 | 2076 |  | 0.48623 | 16.22%
GA | Hawk Road Energy Facility | 55141 | CT2 |  | 2023 | 462 | 393.27 | 58233.89 |  | 0.197 | 0.001 | 38941.828 | 0.059 | 16.302 | 0.0572 | 655248.413 | Pipeline Natural Gas |  | Combustion turbine |  | Dry Low NOx Burners |  |  | ARP, CSNOX, CSOSG1, CSSO2G2 | 55141 CT2 | 2001-02-12 | 2076 |  | 0.55988 | 3.603%
GA | Hawk Road Energy Facility | 55141 | CT3 |  | 2023 | 1893 | 1684.54 | 251144.14 |  | 0.851 | 0.001 | 168632.55 | 0.059 | 67.478 | 0.0536 | 2837554.861 | Pipeline Natural Gas |  | Combustion turbine |  | Dry Low NOx Burners |  |  | ARP, CSNOX, CSOSG1, CSSO2G2 | 55141 CT3 | 2001-02-12 | 2171 |  | 0.53736 | 14.92%
TX | Hays Energy Facility | 55144 | STK1 |  | 2023 | 5340 | 5222.53 | 1144955.99 |  | 2.542 | 0.001 | 503625.614 | 0.059 | 55.33 | 0.019 | 8474690.855 | Pipeline Natural Gas |  | Combined cycle |  | Selective Catalytic Reduction |  |  | ARP, CSOSG2 | 55144 STK1 | 2001-06-15 | 2140 | Y | 0.09665 | 45.21%
TX | Hays Energy Facility | 55144 | STK2 |  | 2023 | 5493 | 5378.1 | 1167304.57 |  | 2.57 | 0.001 | 508995.19 | 0.059 | 54.37 | 0.0181 | 8564822.114 | Pipeline Natural Gas |  | Combined cycle |  | Selective Catalytic Reduction |  |  | ARP, CSOSG2 | 55144 STK2 | 2001-06-15 | 2140 | Y | 0.093155 | 45.69%
TX | Hays Energy Facility | 55144 | STK3 |  | 2023 | 5885 | 5776.86 | 1325160.62 |  | 2.954 | 0.001 | 585149.543 | 0.059 | 60.274 | 0.0173 | 9846313.538 | Pipeline Natural Gas |  | Combined cycle |  | Selective Catalytic Reduction |  |  | ARP, CSOSG2 | 55144 STK3 | 2001-07-01 | 2140 | Y | 0.090969 | 52.52%
TX | Hays Energy Facility | 55144 | STK4 |  | 2023 | 5517 | 5396.72 | 1165539.7 |  | 2.551 | 0.001 | 505293.08 | 0.059 | 57.238 | 0.0187 | 8502256.515 | Pipeline Natural Gas |  | Combined cycle |  | Selective Catalytic Reduction |  |  | ARP, CSOSG2 | 55144 STK4 | 2001-07-01 | 2140 | Y | 0.098217 | 45.35%
OK | Green Country Energy, LLC | 55146 | CTGEN1 |  | 2023 | 5526 | 5356.56 | 1226972.47 |  | 2.636 | 0.001 | 522174.244 | 0.059 | 147.017 | 0.0583 | 8786590.959 | Pipeline Natural Gas |  | Combined cycle |  | Selective Catalytic Reduction |  |  | ARP, CSOSG2 | 55146 CTGEN1 | 2001-10-28 | 2335 | Y | 0.23964 | 42.96%
OK | Green Country Energy, LLC | 55146 | CTGEN2 |  | 2023 | 5386 | 5211.95 | 1197625.32 |  | 2.524 | 0.001 | 499999.316 | 0.059 | 137.036 | 0.0584 | 8413390.499 | Pipeline Natural Gas |  | Combined cycle |  | Selective Catalytic Reduction |  |  | ARP, CSOSG2 | 55146 CTGEN2 | 2001-11-07 | 2335 | Y | 0.22885 | 41.13%
OK | Green Country Energy, LLC | 55146 | CTGEN3 |  | 2023 | 6639 | 6461.78 | 1513433.14 |  | 3.231 | 0.001 | 639931.882 | 0.059 | 165.176 | 0.0489 | 10768118.712 | Pipeline Natural Gas |  | Combined cycle |  | Selective Catalytic Reduction |  |  | ARP, CSOSG2 | 55146 CTGEN3 | 2001-12-04 | 2335 | Y | 0.21828 | 52.64%
IN | Worthington Generation | 55148 | 1 |  | 2023 | 681 | 586.52 | 17240.59 |  | 0.056 | 0.001 | 11109.304 | 0.0593 | 7.964 | 0.0846 | 186920.58 | Pipeline Natural Gas |  | Combustion turbine |  | Water Injection |  |  | ARP, CSNOX, CSOSG3, CSSO2G1 | 55148 1 | 2000-06-01 | 508 |  | 0.92387 | 4.2%
IN | Worthington Generation | 55148 | 2 |  | 2023 | 606 | 523.67 | 15561.81 |  | 0.051 | 0.001 | 10060.821 | 0.0593 | 7.418 | 0.0865 | 169310.186 | Pipeline Natural Gas |  | Combustion turbine |  | Water Injection |  |  | ARP, CSNOX, CSOSG3, CSSO2G1 | 55148 2 | 2000-06-01 | 508 |  | 0.95336 | 3.805%
IN | Worthington Generation | 55148 | 3 |  | 2023 | 549 | 469.42 | 13625.11 |  | 0.046 | 0.001 | 9020.146 | 0.0592 | 6.384 | 0.0836 | 151799.612 | Pipeline Natural Gas |  | Combustion turbine |  | Water Injection |  |  | ARP, CSNOX, CSOSG3, CSSO2G1 | 55148 3 | 2000-06-01 | 508 |  | 0.93709 | 3.411%
IN | Worthington Generation | 55148 | 4 |  | 2023 | 575 | 495.26 | 13947.22 |  | 0.046 | 0.001 | 9135.742 | 0.0593 | 5.763 | 0.0745 | 153729.25 | Pipeline Natural Gas |  | Combustion turbine |  | Water Injection |  |  | ARP, CSNOX, CSOSG3, CSSO2G1 | 55148 4 | 2000-06-01 | 508 |  | 0.8264 | 3.455%
CT | Lake Road Generating Company | 55149 | LRG1 |  | 2023 | 8260 | 8247.83 | 1212156.87 |  | 3.968 | 0.001 | 786065.467 | 0.059 | 46.161 | 0.0075 | 13227032.852 | Pipeline Natural Gas | Diesel Oil | Combined cycle |  | Dry Low NOx Burners,Water Injection,Selective Catalytic Reduction |  |  | ARP, RGGI, SIPNOX | 55149 LRG1 | 2001-08-01 | 2276 | Y | 0.076163 | 66.34%
CT | Lake Road Generating Company | 55149 | LRG2 |  | 2023 | 8061 | 8048.83 | 1238207.74 |  | 4.042 | 0.001 | 800657.208 | 0.059 | 47.027 | 0.0076 | 13472615.796 | Pipeline Natural Gas | Diesel Oil | Combined cycle |  | Dry Low NOx Burners,Water Injection,Selective Catalytic Reduction |  |  | ARP, RGGI, SIPNOX | 55149 LRG2 | 2001-11-08 | 2276 | Y | 0.07596 | 67.57%
CT | Lake Road Generating Company | 55149 | LRG3 |  | 2023 | 8560 | 8554.94 | 1267473.28 |  | 3.992 | 0.001 | 790775.752 | 0.059 | 41.152 | 0.0064 | 13306338.011 | Pipeline Natural Gas | Diesel Oil | Combined cycle |  | Dry Low NOx Burners,Water Injection,Selective Catalytic Reduction |  |  | ARP, RGGI, SIPNOX | 55149 LRG3 | 2001-12-01 | 2276 | Y | 0.064935 | 66.74%
CA | La Paloma Generating Plant | 55151 | CTG-1 |  | 2023 | 3116 | 2967.73 | 541438.75 |  | 1.202 | 0.001 | 238044.533 | 0.059 | 16.248 | 0.0148 | 4005545.949 | Pipeline Natural Gas |  | Combined cycle |  | Dry Low NOx Burners,Selective Catalytic Reduction |  |  | ARP | 55151 CTG-1 | 2002-03-24 | 2200 | Y | 0.060018 | 20.78%
CA | La Paloma Generating Plant | 55151 | CTG-2 |  | 2023 | 3579 | 3440.41 | 641196.94 |  | 1.417 | 0.001 | 280719.199 | 0.059 | 18.248 | 0.0135 | 4723720.397 | Pipeline Natural Gas |  | Combined cycle |  | Dry Low NOx Burners,Selective Catalytic Reduction |  |  | ARP | 55151 CTG-2 | 2002-06-07 | 2200 | Y | 0.056919 | 24.51%
CA | La Paloma Generating Plant | 55151 | CTG-3 |  | 2023 | 3822 | 3672.83 | 647676.32 |  | 1.433 | 0.001 | 283865.189 | 0.059 | 16.839 | 0.0109 | 4776644.687 | Pipeline Natural Gas |  | Combined cycle |  | Dry Low NOx Burners,Selective Catalytic Reduction |  |  | ARP | 55151 CTG-3 | 2002-07-25 | 2200 | Y | 0.051998 | 24.79%
CA | La Paloma Generating Plant | 55151 | CTG-4 |  | 2023 | 3046 | 2911.52 | 540921.78 |  | 1.191 | 0.001 | 235826.464 | 0.059 | 11.986 | 0.012 | 3968295.049 | Pipeline Natural Gas |  | Combined cycle |  | Dry Low NOx Burners,Selective Catalytic Reduction |  |  | ARP | 55151 CTG-4 | 2002-09-16 | 2200 | Y | 0.044317 | 20.59%
TX | Guadalupe Generating Station | 55153 | CTG-1 |  | 2023 | 7645 | 7596.54 | 1819396.15 |  | 4.075 | 0.001 | 807141.152 | 0.059 | 229.041 | 0.0345 | 13581767.108 | Pipeline Natural Gas |  | Combined cycle |  | Dry Low NOx Burners |  |  | ARP, CSOSG2 | 55153 CTG-1 | 2000-12-20 | 2225 |  | 0.25178 | 69.68%
TX | Guadalupe Generating Station | 55153 | CTG-2 |  | 2023 | 7782 | 7733.7 | 1900800.91 |  | 4.158 | 0.001 | 823588.553 | 0.059 | 233.622 | 0.0345 | 13858436.478 | Pipeline Natural Gas |  | Combined cycle |  | Dry Low NOx Burners |  |  | ARP, CSOSG2 | 55153 CTG-2 | 2000-12-20 | 2225 |  | 0.24581 | 71.1%
TX | Guadalupe Generating Station | 55153 | CTG-3 |  | 2023 | 7486 | 7443.79 | 1785426.31 |  | 3.984 | 0.001 | 789107.101 | 0.059 | 215.759 | 0.033 | 13278231.11 | Pipeline Natural Gas |  | Combined cycle |  | Dry Low NOx Burners |  |  | ARP, CSOSG2 | 55153 CTG-3 | 2000-12-20 | 2225 |  | 0.24169 | 68.12%
TX | Guadalupe Generating Station | 55153 | CTG-4 |  | 2023 | 6882 | 6839.37 | 1668056.48 |  | 3.689 | 0.001 | 730781.806 | 0.059 | 214.489 | 0.0354 | 12296814.361 | Pipeline Natural Gas |  | Combined cycle |  | Dry Low NOx Burners |  |  | ARP, CSOSG2 | 55153 CTG-4 | 2000-12-20 | 2225 |  | 0.25717 | 63.09%
TX | Lost Pines 1 | 55154 | 1 |  | 2023 | 6836 | 6769.84 | 1074255.78 |  | 3.484 | 0.001 | 690142.74 | 0.059 | 73.503 | 0.0137 | 11612954.139 | Pipeline Natural Gas |  | Combined cycle |  | Selective Catalytic Reduction |  |  | ARP, CSOSG2 | 55154 1 | 2001-03-13 | 1990 | Y | 0.13684 | 66.62%
TX | Lost Pines 1 | 55154 | 2 |  | 2023 | 6729 | 6678.46 | 1067281.38 |  | 3.452 | 0.001 | 683853.819 | 0.059 | 71.269 | 0.0132 | 11507093.638 | Pipeline Natural Gas |  | Combined cycle |  | Selective Catalytic Reduction |  |  | ARP, CSOSG2 | 55154 2 | 2001-03-13 | 1990 | Y | 0.13355 | 66.01%
KY | Bluegrass Generating Station | 55164 | GTG1 |  | 2023 | 143 | 118.73 | 14784.51 |  | 0.053 | 0.001 | 10384.971 | 0.0598 | 5.892 | 0.0761 | 173277.52 | Pipeline Natural Gas | Diesel Oil | Combustion turbine |  | Dry Low NOx Burners,Selective Catalytic Reduction |  |  | ARP, CSNOX, CSOSG2E, CSSO2G1 | 55164 GTG1 | 2002-03-11 | 2076 | Y | 0.79705 | 0.9528%
KY | Bluegrass Generating Station | 55164 | GTG2 |  | 2023 | 105 | 83.19 | 11057.99 |  | 0.039 | 0.001 | 7609.332 | 0.0598 | 4.346 | 0.0814 | 127441.601 | Pipeline Natural Gas | Diesel Oil | Combustion turbine |  | Dry Low NOx Burners,Selective Catalytic Reduction |  |  | ARP, CSNOX, CSOSG2E, CSSO2G1 | 55164 GTG2 | 2002-02-19 | 2076 | Y | 0.78604 | 0.7008%
KY | Bluegrass Generating Station | 55164 | GTG3 |  | 2023 | 114 | 91.53 | 11001.85 |  | 0.039 | 0.001 | 7711.997 | 0.0596 | 4.397 | 0.0756 | 129365.185 | Pipeline Natural Gas | Diesel Oil | Combustion turbine |  | Dry Low NOx Burners |  |  | ARP, CSNOX, CSOSG2E, CSSO2G1 | 55164 GTG3 | 2002-04-03 | 2076 |  | 0.79932 | 0.7114%
LA | Calcasieu Plant | 55165 | GTG1 |  | 2023 | 319 | 295.99 | 40314.31 |  | 0.14 | 0.001 | 27740.86 | 0.059 | 20.987 | 0.0905 | 466792.412 | Pipeline Natural Gas |  | Combustion turbine |  | Dry Low NOx Burners |  |  | ARP, CSOSG2E | 55165 GTG1 | 2000-05-17 | 1950 |  | 1.0412 | 2.733%
LA | Calcasieu Plant | 55165 | GTG2 |  | 2023 | 473 | 438.17 | 64881.82 |  | 0.217 | 0.001 | 42960.659 | 0.059 | 30.031 | 0.085 | 722906.587 | Pipeline Natural Gas |  | Combustion turbine |  | Dry Low NOx Burners |  |  | ARP, CSOSG2E | 55165 GTG2 | 2001-04-13 | 2100 |  | 0.92571 | 3.93%
SC | Broad River Energy Center | 55166 | CT-1 |  | 2023 | 452 | 378.79 | 58280.51 |  | 0.223 | 0.0013 | 35994.053 | 0.0592 | 24.637 | 0.0924 | 604933.687 | Pipeline Natural Gas | Diesel Oil | Combustion turbine |  | Dry Low NOx Burners |  |  | ARP, CSNOX, CSSO2G2, SIPNOX | 55166 CT-1 | 2000-05-07 | 2137.5 |  | 0.84546 | 3.231%
SC | Broad River Energy Center | 55166 | CT-2 |  | 2023 | 413 | 346.32 | 51877.37 |  | 0.164 | 0.0011 | 31869.882 | 0.0591 | 16.605 | 0.0826 | 536212.552 | Pipeline Natural Gas | Diesel Oil | Combustion turbine |  | Dry Low NOx Burners |  |  | ARP, CSNOX, CSSO2G2, SIPNOX | 55166 CT-2 | 2000-05-14 | 2137.5 |  | 0.64016 | 2.864%
SC | Broad River Energy Center | 55166 | CT-3 |  | 2023 | 561 | 471.07 | 71698.37 |  | 0.236 | 0.0015 | 43836.08 | 0.0593 | 43.362 | 0.1243 | 737348.551 | Pipeline Natural Gas | Diesel Oil | Combustion turbine |  | Dry Low NOx Burners |  |  | ARP, CSNOX, CSSO2G2, SIPNOX | 55166 CT-3 | 2000-05-21 | 2137.5 |  | 1.2096 | 3.938%
SC | Broad River Energy Center | 55166 | CT-4 |  | 2023 | 429 | 362.18 | 55178.27 |  | 0.193 | 0.0014 | 33965.92 | 0.0592 | 24.532 | 0.0933 | 571163.502 | Pipeline Natural Gas | Diesel Oil | Combustion turbine |  | Dry Low NOx Burners |  |  | ARP, CSNOX, CSSO2G2, SIPNOX | 55166 CT-4 | 2001-03-30 | 2137.5 |  | 0.88919 | 3.05%
SC | Broad River Energy Center | 55166 | CT-5 |  | 2023 | 388 | 329.72 | 51690.27 |  | 0.19 | 0.0012 | 31680.508 | 0.0591 | 19.31 | 0.0821 | 532567.036 | Pipeline Natural Gas | Diesel Oil | Combustion turbine |  | Dry Low NOx Burners |  |  | ARP, CSNOX, CSSO2G2, SIPNOX | 55166 CT-5 | 2001-03-30 | 2137.5 |  | 0.74714 | 2.844%
TX | Bastrop Clean Energy Center | 55168 | CTG-1A |  | 2023 | 6242 | 6170.1 | 1556262.41 |  | 3.304 | 0.001 | 654507.453 | 0.059 | 145.591 | 0.0279 | 11013405.996 | Pipeline Natural Gas |  | Combined cycle |  | Dry Low NOx Burners |  |  | ARP, CSOSG2 | 55168 CTG-1A | 2002-03-31 | 2450 |  | 0.1871 | 51.32%
TX | Bastrop Clean Energy Center | 55168 | CTG-1B |  | 2023 | 6086 | 6015.89 | 1544775.95 |  | 3.224 | 0.001 | 638613.567 | 0.059 | 138.906 | 0.0267 | 10745875.968 | Pipeline Natural Gas |  | Combined cycle |  | Dry Low NOx Burners |  |  | ARP, CSOSG2 | 55168 CTG-1B | 2002-01-01 | 2450 |  | 0.17984 | 50.07%
NH | Granite Ridge Energy | 55170 | 1 |  | 2023 | 5324 | 5195.99 | 1033558.91 |  | 3.313 | 0.001 | 656261.132 | 0.059 | 53.126 | 0.0123 | 11042821.342 | Pipeline Natural Gas |  | Combined cycle |  | Dry Low NOx Burners,Ammonia Injection |  |  | ARP, NHNOX, RGGI | 55170 1 | 2003-02-19 | 2849 |  | 0.1028 | 44.25%
NH | Granite Ridge Energy | 55170 | 2 |  | 2023 | 6253 | 6146.43 | 1232874.24 |  | 3.911 | 0.001 | 774820.316 | 0.059 | 60.463 | 0.0118 | 13037840.817 | Pipeline Natural Gas |  | Combined cycle |  | Dry Low NOx Burners,Ammonia Injection |  |  | ARP, NHNOX, RGGI | 55170 2 | 2003-02-19 | 2849 |  | 0.098085 | 52.24%
TX | Bosque County Power Plant | 55172 | GT-1 |  | 2023 | 7386 | 7332.33 | 1755777.03 |  | 3.57 | 0.001 | 707147.162 | 0.059 | 63.779 | 0.0131 | 11899082.813 | Pipeline Natural Gas |  | Combined cycle |  | Selective Catalytic Reduction,Dry Low NOx Burners |  |  | ARP, CSOSG2 | 55172 GT-1 | 2000-06-01 | 2136 | Y | 0.07265 | 63.59%
TX | Bosque County Power Plant | 55172 | GT-2 |  | 2023 | 7419 | 7368.26 | 1775813.16 |  | 3.642 | 0.001 | 721514.327 | 0.059 | 70.341 | 0.0134 | 12140805.174 | Pipeline Natural Gas |  | Combined cycle |  | Selective Catalytic Reduction,Dry Low NOx Burners |  |  | ARP, CSOSG2 | 55172 GT-2 | 2000-06-01 | 2136 | Y | 0.079221 | 64.88%
TX | Bosque County Power Plant | 55172 | GT-3 |  | 2023 | 6305 | 6257.67 | 954694.56 |  | 2.984 | 0.001 | 591064.12 | 0.059 | 167.049 | 0.0377 | 9945825.631 | Pipeline Natural Gas |  | Combined cycle |  | Dry Low NOx Burners |  |  | ARP, CSOSG2 | 55172 GT-3 | 2001-01-24 | 1910 |  | 0.34995 | 59.44%
LA | Acadia Power Station | 55173 | CT1 |  | 2023 | 6942 | 6923.1 | 1415830.51 |  | 3.2 | 0.001 | 633793.436 | 0.059 | 40.178 | 0.0078 | 10664813.909 | Pipeline Natural Gas |  | Combined cycle |  | Selective Catalytic Reduction |  |  | ARP, CSOSG2E | 55173 CT1 | 2002-08-01 | 2500 | Y | 0.056755 | 48.7%
LA | Acadia Power Station | 55173 | CT2 |  | 2023 | 7081 | 7061.01 | 1452445.98 |  | 3.226 | 0.001 | 639075.812 | 0.059 | 45.698 | 0.0088 | 10753751.067 | Pipeline Natural Gas |  | Combined cycle |  | Selective Catalytic Reduction |  |  | ARP, CSOSG2E | 55173 CT2 | 2002-08-01 | 2500 | Y | 0.062926 | 49.1%
LA | Acadia Power Station | 55173 | CT3 |  | 2023 | 6398 | 6385.16 | 1520829.01 |  | 3.348 | 0.001 | 663273.31 | 0.059 | 50.376 | 0.0092 | 11160919.265 | Pipeline Natural Gas |  | Combined cycle |  | Selective Catalytic Reduction |  |  | ARP, CSOSG2E | 55173 CT3 | 2002-08-01 | 2500 | Y | 0.066248 | 50.96%
LA | Acadia Power Station | 55173 | CT4 |  | 2023 | 6035 | 6016.9 | 1450599.38 |  | 3.18 | 0.001 | 629977.668 | 0.059 | 51.588 | 0.0099 | 10600591.816 | Pipeline Natural Gas |  | Combined cycle |  | Selective Catalytic Reduction |  |  | ARP, CSOSG2E | 55173 CT4 | 2002-08-01 | 2500 | Y | 0.071126 | 48.4%
TX | Eastman Cogeneration Facility | 55176 | 1 |  | 2023 | 7297 | 7278.71 | 1274026.45 |  | 3.661 | 0.001 | 725181.069 | 0.059 | 185.029 | 0.0302 | 12202540.001 | Pipeline Natural Gas | Other Gas, Process Gas | Combined cycle |  | Dry Low NOx Burners |  |  | ARP, CSOSG2 | 55176 1 | 2001-04-20 | 2335 |  | 0.29046 | 59.66%
TX | Eastman Cogeneration Facility | 55176 | 2 |  | 2023 | 8034 | 8029.19 | 1414502.01 |  | 4.012 | 0.001 | 794724.505 | 0.059 | 202.066 | 0.0301 | 13372741.461 | Pipeline Natural Gas | Other Gas, Process Gas | Combined cycle |  | Dry Low NOx Burners |  |  | ARP, CSOSG2 | 55176 2 | 2001-07-26 | 2335 |  | 0.28571 | 65.38%
AZ | South Point Energy Center, LLC | 55177 | A |  | 2023 | 6858 | 6787.11 | 1361497.13 |  | 3.036 | 0.001 | 601468.75 | 0.059 | 47.48 | 0.01 | 10120850.904 | Pipeline Natural Gas |  | Combined cycle |  | Dry Low NOx Burners,Selective Catalytic Reduction |  |  | ARP | 55177 A | 2001-03-01 | 2150 | Y | 0.069747 | 53.74%
AZ | South Point Energy Center, LLC | 55177 | B |  | 2023 | 6975 | 6922.68 | 1393253.42 |  | 3.123 | 0.001 | 618603.015 | 0.059 | 47.78 | 0.0097 | 10409073.19 | Pipeline Natural Gas |  | Combined cycle |  | Dry Low NOx Burners,Selective Catalytic Reduction |  |  | ARP | 55177 B | 2001-03-01 | 2150 | Y | 0.068588 | 55.27%
MO | Dogwood Energy Facility | 55178 | CT-1 |  | 2023 | 4983 | 4818.43 | 1311950.34 |  | 2.841 | 0.001 | 562838.421 | 0.059 | 71.878 | 0.0183 | 9470654.326 | Pipeline Natural Gas |  | Combined cycle |  | Dry Low NOx Burners,Selective Catalytic Reduction |  |  | ARP, CSNOX, CSOSG2, CSSO2G1 | 55178 CT-1 | 2001-05-31 | 2600 | Y | 0.10957 | 41.58%
MO | Dogwood Energy Facility | 55178 | CT-2 |  | 2023 | 5270 | 5139.43 | 1377532.74 |  | 2.986 | 0.001 | 591546.996 | 0.059 | 75.631 | 0.0179 | 9953996.175 | Pipeline Natural Gas |  | Combined cycle |  | Dry Low NOx Burners,Selective Catalytic Reduction |  |  | ARP, CSNOX, CSOSG2, CSSO2G1 | 55178 CT-2 | 2001-05-31 | 2600 | Y | 0.10981 | 43.7%
ID | Rathdrum Power, LLC | 55179 | CTGEN1 |  | 2023 | 7861 | 7829.01 | 1834721.5 |  | 3.858 | 0.001 | 764141.996 | 0.059 | 76.954 | 0.0132 | 12858151.534 | Pipeline Natural Gas |  | Combined cycle |  | Dry Low NOx Burners,Selective Catalytic Reduction |  |  | ARP | 55179 CTGEN1 | 2001-07-23 | 2040 | Y | 0.083886 | 71.95%
CA | Sunrise Power Company | 55182 | CTG1 |  | 2023 | 6151 | 5952.38 | 1417686.4 |  | 2.941 | 0.001 | 582653.339 | 0.059 | 25.044 | 0.0068 | 9804216.125 | Pipeline Natural Gas |  | Combined cycle |  | Selective Catalytic Reduction,Dry Low NOx Burners |  |  | ARP | 55182 CTG1 | 2001-06-28 | 2175 | Y | 0.035331 | 51.46%
CA | Sunrise Power Company | 55182 | CTG2 |  | 2023 | 6462 | 6293.27 | 1499217.22 |  | 3.075 | 0.001 | 609107.375 | 0.059 | 25.446 | 0.0067 | 10249470.61 | Pipeline Natural Gas |  | Combined cycle |  | Selective Catalytic Reduction,Dry Low NOx Burners |  |  | ARP | 55182 CTG2 | 2001-06-29 | 2200 | Y | 0.033946 | 53.18%
IL | Nelson Energy Center | 55183 | 1 |  | 2023 | 6272 | 6114.41 | 1539200.42 |  | 3.201 | 0.001 | 634023.886 | 0.059 | 84.951 | 0.0242 | 10668678.447 | Pipeline Natural Gas |  | Combined cycle |  | Dry Low NOx Burners,Selective Catalytic Reduction |  |  | ARP, CSNOX, CSOSG3, CSSO2G1 | 55183 1 | 2015-01-30 | 2516 | Y | 0.11038 | 48.41%
IL | Nelson Energy Center | 55183 | 2 |  | 2023 | 5946 | 5806.01 | 1441073.86 |  | 2.998 | 0.001 | 593784.904 | 0.059 | 80.807 | 0.0241 | 9991613.95 | Pipeline Natural Gas |  | Combined cycle |  | Dry Low NOx Burners,Selective Catalytic Reduction |  |  | ARP, CSNOX, CSOSG3, CSSO2G1 | 55183 2 | 2015-03-26 | 2516 | Y | 0.11215 | 45.33%
TX | Channelview Cogeneration Facility | 55187 | CHV1 |  | 2023 | 4257 | 4255.8 | 1171477.18 |  | 2.419 | 0.001 | 479180.51 | 0.059 | 42.085 | 0.0105 | 8063203.52 | Pipeline Natural Gas |  | Combined cycle |  | Selective Catalytic Reduction |  |  | ARP, CSOSG2 | 55187 CHV1 | 2002-03-20 | 2707 | Y | 0.071849 | 34%
TX | Channelview Cogeneration Facility | 55187 | CHV2 |  | 2023 | 8070 | 8066.92 | 2191110.7 |  | 4.558 | 0.001 | 902815.804 | 0.059 | 80.411 | 0.0106 | 15191552.724 | Pipeline Natural Gas |  | Combined cycle |  | Selective Catalytic Reduction |  |  | ARP, CSOSG2 | 55187 CHV2 | 2002-02-20 | 2707 | Y | 0.073397 | 64.06%
TX | Channelview Cogeneration Facility | 55187 | CHV3 |  | 2023 | 8386 | 8378.6 | 2339161.47 |  | 4.933 | 0.001 | 977156.554 | 0.059 | 86.006 | 0.0106 | 16442593.739 | Pipeline Natural Gas |  | Combined cycle |  | Selective Catalytic Reduction |  |  | ARP, CSOSG2 | 55187 CHV3 | 2001-11-01 | 2707 | Y | 0.073536 | 69.34%
TX | Channelview Cogeneration Facility | 55187 | CHV4 |  | 2023 | 7448 | 7444.28 | 2000245.91 |  | 4.156 | 0.001 | 823283.639 | 0.059 | 77.718 | 0.0113 | 13853232.876 | Pipeline Natural Gas |  | Combined cycle |  | Selective Catalytic Reduction |  |  | ARP, CSOSG2 | 55187 CHV4 | 2001-07-27 | 2707 | Y | 0.077708 | 58.42%
IL | Cordova Energy Company | 55188 | 1 |  | 2023 | 1327 | 1312.32 | 281450.84 |  | 0.573 | 0.001 | 113439.338 | 0.059 | 12.837 | 0.0148 | 1908736.559 | Pipeline Natural Gas |  | Combined cycle |  | Dry Low NOx Burners,Selective Catalytic Reduction |  |  | ARP, CSNOX, CSOSG3, CSSO2G1 | 55188 1 | 2001-06-19 | 2152.2 | Y | 0.09122 | 10.12%
IL | Cordova Energy Company | 55188 | 2 |  | 2023 | 2369 | 2332.65 | 508535.99 |  | 1.049 | 0.001 | 207769.944 | 0.059 | 24.585 | 0.0155 | 3496014.15 | Pipeline Natural Gas |  | Combined cycle |  | Dry Low NOx Burners,Selective Catalytic Reduction |  |  | ARP, CSNOX, CSOSG3, CSSO2G1 | 55188 2 | 2001-06-19 | 2152.2 | Y | 0.096689 | 18.54%
FL | Osceola | 55192 | OSC1 |  | 2023 | 0 | 0 | [9 empty] | Pipeline Natural Gas | Diesel Oil | Combustion turbine |  | Dry Low NOx Burners,Water Injection |  |  | ARP | 55192 OSC1 | 2001-10-16 | 1942 |  |  | 0%
FL | Osceola | 55192 | OSC2 |  | 2023 | 105 | 81.39 | 10510.58 |  | 4.618 | 0.0912 | 6299.292 | 0.0642 | 1.954 | 0.0476 | 102653.655 | Pipeline Natural Gas | Diesel Oil | Combustion turbine |  | Dry Low NOx Burners,Water Injection |  |  | ARP | 55192 OSC2 | 2001-10-21 | 1942 |  | 0.37182 | 0.6034%
FL | Osceola | 55192 | OSC3 |  | 2023 | 0 | 0 | [9 empty] | Pipeline Natural Gas | Diesel Oil | Combustion turbine |  | Dry Low NOx Burners,Water Injection |  |  | ARP | 55192 OSC3 | 2002-04-17 | 1942 |  |  | 0%
PA | Ontelaunee Energy Center | 55193 | CT1 |  | 2023 | 7777 | 7766.28 | 2103656.75 |  | 4.417 | 0.001 | 875017.969 | 0.059 | 52.533 | 0.0073 | 14723849.048 | Pipeline Natural Gas |  | Combined cycle |  | Dry Low NOx Burners,Selective Catalytic Reduction |  |  | ARP, CSNOX, CSOSG3, CSSO2G1, RGGI | 55193 CT1 | 2002-11-13 | 2160 | Y | 0.049944 | 77.82%
PA | Ontelaunee Energy Center | 55193 | CT2 |  | 2023 | 7806 | 7793.24 | 2100638.7 |  | 4.35 | 0.001 | 861691.376 | 0.059 | 47.981 | 0.0067 | 14499544.818 | Pipeline Natural Gas |  | Combined cycle |  | Dry Low NOx Burners,Selective Catalytic Reduction |  |  | ARP, CSNOX, CSOSG3, CSSO2G1, RGGI | 55193 CT2 | 2002-11-13 | 2160 | Y | 0.045682 | 76.63%
PA | Springdale Generating Station (55196) | 55196 | 1 |  | 2023 | 1558 | 1406.14 | 62765.62 |  | 0.187 | 0.001 | 37000.099 | 0.0592 | 23.934 | 0.0843 | 622592.188 | Pipeline Natural Gas |  | Combustion turbine |  | Water Injection |  |  | ARP, CSNOX, CSOSG3, CSSO2G1, RGGI | 55196 1 | 1999-11-15 | 490 |  | 0.76265 | 14.5%
PA | Springdale Generating Station (55196) | 55196 | 2 |  | 2023 | 1795 | 1619.03 | 71116.21 |  | 0.211 | 0.001 | 41727.77 | 0.0592 | 27.081 | 0.0844 | 702170.184 | Pipeline Natural Gas |  | Combustion turbine |  | Water Injection |  |  | ARP, CSNOX, CSOSG3, CSSO2G1, RGGI | 55196 2 | 1999-11-15 | 490 |  | 0.7616 | 16.36%
MS | Caledonia | 55197 | AA-001 |  | 2023 | 5497 | 5468.78 | 1312139.55 |  | 2.735 | 0.001 | 541835.405 | 0.059 | 48.554 | 0.0118 | 9117422.177 | Pipeline Natural Gas |  | Combined cycle |  | Dry Low NOx Burners,Selective Catalytic Reduction |  |  | ARP, CSOSG2 | 55197 AA-001 | 2003-03-19 | 2136 | Y | 0.074007 | 48.73%
MS | Caledonia | 55197 | AA-002 |  | 2023 | 5887 | 5825.53 | 1409351.6 |  | 2.965 | 0.001 | 587292.071 | 0.059 | 55.908 | 0.0132 | 9882298.569 | Pipeline Natural Gas |  | Combined cycle |  | Dry Low NOx Burners,Selective Catalytic Reduction |  |  | ARP, CSOSG2 | 55197 AA-002 | 2003-04-09 | 2042 | Y | 0.079339 | 55.25%
MS | Caledonia | 55197 | AA-003 |  | 2023 | 5274 | 5223.18 | 1269054.02 |  | 2.623 | 0.001 | 519590.575 | 0.0591 | 46.805 | 0.0122 | 8743066.169 | Pipeline Natural Gas |  | Combined cycle |  | Dry Low NOx Burners,Selective Catalytic Reduction |  |  | ARP, CSOSG2 | 55197 AA-003 | 2003-04-18 | 2108 | Y | 0.073764 | 47.35%
KY | Riverside Generating Company | 55198 | GTG101 |  | 2023 | 687 | 615.72 | 90065.37 |  | 0.309 | 0.001 | 61255.703 | 0.059 | 28.751 | 0.0598 | 1030755.762 | Pipeline Natural Gas |  | Combustion turbine |  | Dry Low NOx Burners |  |  | ARP, CSNOX, CSOSG2E, CSSO2G1 | 55198 GTG101 | 2001-06-12 | 2133 |  | 0.63845 | 5.516%
KY | Riverside Generating Company | 55198 | GTG201 |  | 2023 | 783 | 704.39 | 106073 |  | 0.36 | 0.001 | 71387.708 | 0.059 | 34.057 | 0.0603 | 1201231.28 | Pipeline Natural Gas |  | Combustion turbine |  | Dry Low NOx Burners |  |  | ARP, CSNOX, CSOSG2E, CSSO2G1 | 55198 GTG201 | 2001-07-04 | 2133 |  | 0.64214 | 6.429%
KY | Riverside Generating Company | 55198 | GTG301 |  | 2023 | 664 | 595.23 | 89626.8 |  | 0.306 | 0.001 | 60551.976 | 0.059 | 28.155 | 0.0584 | 1018914.091 | Pipeline Natural Gas |  | Combustion turbine |  | Dry Low NOx Burners |  |  | ARP, CSNOX, CSOSG2E, CSSO2G1 | 55198 GTG301 | 2001-07-07 | 2133 |  | 0.62827 | 5.453%
KY | Riverside Generating Company | 55198 | GTG401 |  | 2023 | 719 | 645.02 | 96583.41 |  | 0.332 | 0.001 | 65842.254 | 0.059 | 30.533 | 0.0578 | 1107912.578 | Pipeline Natural Gas |  | Combustion turbine |  | Dry Low NOx Burners,Water Injection,Selective Catalytic Reduction |  |  | ARP, CSNOX, CSOSG2E, CSSO2G1 | 55198 GTG401 | 2002-03-20 | 2133 | Y | 0.63226 | 5.929%
KY | Riverside Generating Company | 55198 | GTG501 |  | 2023 | 601 | 525.01 | 79472.26 |  | 0.27 | 0.001 | 53561.29 | 0.059 | 25.87 | 0.0624 | 901295.178 | Pipeline Natural Gas |  | Combustion turbine |  | Dry Low NOx Burners,Water Injection,Selective Catalytic Reduction |  |  | ARP, CSNOX, CSOSG2E, CSSO2G1 | 55198 GTG501 | 2002-04-09 | 2133 | Y | 0.65104 | 4.824%
IL | Elwood Energy Facility | 55199 | 1 |  | 2023 | 813 | 750.31 | 111241.8 |  | 0.383 | 0.001 | 75928.612 | 0.059 | 21.295 | 0.0396 | 1277653.12 | Pipeline Natural Gas |  | Combustion turbine |  | Dry Low NOx Burners |  |  | ARP, CSNOX, CSOSG3, CSSO2G1 | 55199 1 | 1999-05-28 | 2060 |  | 0.38286 | 7.08%
IL | Elwood Energy Facility | 55199 | 2 |  | 2023 | 753 | 692.36 | 102827.53 |  | 0.35 | 0.001 | 69247.065 | 0.059 | 22.349 | 0.0453 | 1165219.201 | Pipeline Natural Gas |  | Combustion turbine |  | Dry Low NOx Burners |  |  | ARP, CSNOX, CSOSG3, CSSO2G1 | 55199 2 | 1999-05-28 | 2060 |  | 0.43469 | 6.457%
IL | Elwood Energy Facility | 55199 | 3 |  | 2023 | 916 | 849.76 | 126736.56 |  | 0.43 | 0.001 | 85233.196 | 0.059 | 25.742 | 0.0414 | 1434214.811 | Pipeline Natural Gas |  | Combustion turbine |  | Dry Low NOx Burners |  |  | ARP, CSNOX, CSOSG3, CSSO2G1 | 55199 3 | 1999-05-28 | 2060 |  | 0.40623 | 7.948%
IL | Elwood Energy Facility | 55199 | 4 |  | 2023 | 800 | 735.24 | 108824.08 |  | 0.371 | 0.001 | 73510.455 | 0.059 | 21.199 | 0.0412 | 1236948.5 | Pipeline Natural Gas |  | Combustion turbine |  | Dry Low NOx Burners |  |  | ARP, CSNOX, CSOSG3, CSSO2G1 | 55199 4 | 1999-05-28 | 2060 |  | 0.3896 | 6.855%
IL | Elwood Energy Facility | 55199 | 5 |  | 2023 | 1057 | 980.53 | 144497.16 |  | 0.465 | 0.001 | 92195.647 | 0.059 | 24.834 | 0.0375 | 1551458.446 | Pipeline Natural Gas |  | Combustion turbine |  | Dry Low NOx Burners |  |  | ARP, CSNOX, CSOSG3, CSSO2G1 | 55199 5 | 2001-04-21 | 2083 |  | 0.34373 | 8.503%
IL | Elwood Energy Facility | 55199 | 6 |  | 2023 | 517 | 465.97 | 63865.31 |  | 0.211 | 0.001 | 41842.961 | 0.059 | 11.561 | 0.0415 | 704107.915 | Pipeline Natural Gas |  | Combustion turbine |  | Dry Low NOx Burners |  |  | ARP, CSNOX, CSOSG3, CSSO2G1 | 55199 6 | 2001-05-04 | 2083 |  | 0.36204 | 3.859%
IL | Elwood Energy Facility | 55199 | 7 |  | 2023 | 966 | 888.3 | 132590.81 |  | 0.416 | 0.001 | 82308.936 | 0.059 | 20.586 | 0.036 | 1385083.314 | Pipeline Natural Gas |  | Combustion turbine |  | Dry Low NOx Burners |  |  | ARP, CSNOX, CSOSG3, CSSO2G1 | 55199 7 | 2001-05-18 | 2083 |  | 0.31052 | 7.591%
IL | Elwood Energy Facility | 55199 | 8 |  | 2023 | 663 | 604.6 | 86740.85 |  | 0.281 | 0.001 | 55576.436 | 0.059 | 14.057 | 0.0369 | 935250.066 | Pipeline Natural Gas |  | Combustion turbine |  | Dry Low NOx Burners |  |  | ARP, CSNOX, CSOSG3, CSSO2G1 | 55199 8 | 2001-05-22 | 2083 |  | 0.32411 | 5.125%
IL | Elwood Energy Facility | 55199 | 9 |  | 2023 | 545 | 493.9 | 70279.62 |  | 0.219 | 0.001 | 43372.907 | 0.0591 | 10.857 | 0.0365 | 729882.207 | Pipeline Natural Gas |  | Combustion turbine |  | Dry Low NOx Burners |  |  | ARP, CSNOX, CSOSG3, CSSO2G1 | 55199 9 | 2001-04-18 | 2083 |  | 0.30897 | 4%
CO | Arapahoe Combustion Turbine Facility | 55200 | CT5 |  | 2023 | 3563 | 3440.27 | 118333.3 |  | 0.299 | 0.001 | 59292.328 | 0.0593 | 14.937 | 0.0322 | 997695.371 | Pipeline Natural Gas |  | Combined cycle |  | Selective Catalytic Reduction |  |  | ARP | 55200 CT5 | 2000-05-25 | 555 | Y | 0.25246 | 20.52%
CO | Arapahoe Combustion Turbine Facility | 55200 | CT6 |  | 2023 | 3540 | 3413.38 | 118567.34 |  | 0.298 | 0.001 | 59017.199 | 0.0593 | 13.596 | 0.0304 | 993075.291 | Pipeline Natural Gas |  | Combined cycle |  | Selective Catalytic Reduction |  |  | ARP | 55200 CT6 | 2000-05-25 | 555 | Y | 0.22934 | 20.43%
IL | Gibson City Energy Center, LLC | 55201 | GCTG1 |  | 2023 | 476 | 433 | 37241.71 |  | 0.131 | 0.001 | 25963.509 | 0.059 | 16.42 | 0.0807 | 436887.412 | Pipeline Natural Gas | Diesel Oil | Combustion turbine |  | Dry Low NOx Burners,Water Injection |  |  | ARP, CSNOX, CSOSG3, CSSO2G1 | 55201 GCTG1 | 2000-06-27 | 1657 |  | 0.88181 | 3.01%
IL | Gibson City Energy Center, LLC | 55201 | GCTG2 |  | 2023 | 492 | 446.29 | 38317.03 |  | 0.137 | 0.001 | 27160.252 | 0.059 | 14.934 | 0.072 | 457008.859 | Pipeline Natural Gas | Diesel Oil | Combustion turbine |  | Dry Low NOx Burners,Water Injection |  |  | ARP, CSNOX, CSOSG3, CSSO2G1 | 55201 GCTG2 | 2000-07-22 | 1400 |  | 0.7795 | 3.726%
IL | Pinckneyville Power Plant | 55202 | CT01 |  | 2023 | 342 | 279.69 | 11942.49 |  | 0.034 | 0.001 | 6689.325 | 0.0592 | 5.3 | 0.1026 | 112560.321 | Pipeline Natural Gas |  | Combustion turbine |  | Water Injection |  |  | ARP, CSNOX, CSOSG3, CSSO2G1 | 55202 CT01 | 2000-06-04 | 444 |  | 0.88759 | 2.894%
IL | Pinckneyville Power Plant | 55202 | CT02 |  | 2023 | 334 | 275.99 | 11730.31 |  | 0.032 | 0.001 | 6422.209 | 0.0593 | 5.067 | 0.1033 | 108071.744 | Pipeline Natural Gas |  | Combustion turbine |  | Water Injection |  |  | ARP, CSNOX, CSOSG3, CSSO2G1 | 55202 CT02 | 2000-06-06 | 444 |  | 0.86392 | 2.779%
IL | Pinckneyville Power Plant | 55202 | CT03 |  | 2023 | 343 | 281.13 | 12020.89 |  | 0.034 | 0.001 | 6648.836 | 0.0592 | 5.253 | 0.1049 | 111873.632 | Pipeline Natural Gas |  | Combustion turbine |  | Water Injection |  |  | ARP, CSNOX, CSOSG3, CSSO2G1 | 55202 CT03 | 2000-06-15 | 444 |  | 0.87398 | 2.876%
IL | Pinckneyville Power Plant | 55202 | CT04 |  | 2023 | 319 | 263.94 | 11221.25 |  | 0.032 | 0.001 | 6423.518 | 0.0592 | 5.04 | 0.1017 | 108098.133 | Pipeline Natural Gas |  | Combustion turbine |  | Water Injection |  |  | ARP, CSNOX, CSOSG3, CSSO2G1 | 55202 CT04 | 2000-06-22 | 444 |  | 0.8983 | 2.779%
IL | Pinckneyville Power Plant | 55202 | CT05 |  | 2023 | 6 | 3.31 | 103.1 |  | 0 | 0.0008 | 66.842 | 0.0605 | 0.017 | 0.0275 | 1124.68 | Pipeline Natural Gas |  | Combustion turbine |  | Dry Low NOx Burners |  |  | ARP, CSNOX, CSOSG3, CSSO2G1 | 55202 CT05 | 2001-05-28 | 553 |  | 0.32978 | 0.02322%
IL | Pinckneyville Power Plant | 55202 | CT06 |  | 2023 | 5 | 3.36 | 114.37 |  | 0 | 0.001 | 72.238 | 0.0592 | 0.014 | 0.025 | 1215.516 | Pipeline Natural Gas |  | Combustion turbine |  | Dry Low NOx Burners |  |  | ARP, CSNOX, CSOSG3, CSSO2G1 | 55202 CT06 | 2001-06-06 | 553 |  | 0.24482 | 0.02509%
IL | Pinckneyville Power Plant | 55202 | CT07 |  | 2023 | 5 | 3.38 | 108.92 |  | 0 | 0.001 | 77.933 | 0.0592 | 0.021 | 0.0344 | 1310.328 | Pipeline Natural Gas |  | Combustion turbine |  | Dry Low NOx Burners |  |  | ARP, CSNOX, CSOSG3, CSSO2G1 | 55202 CT07 | 2001-06-23 | 553 |  | 0.3856 | 0.02705%
IL | Pinckneyville Power Plant | 55202 | CT08 |  | 2023 | 5 | 3.4 | 107 |  | 0 | 0.001 | 70.31 | 0.0592 | 0.028 | 0.0436 | 1183.105 | Pipeline Natural Gas |  | Combustion turbine |  | Dry Low NOx Burners |  |  | ARP, CSNOX, CSOSG3, CSSO2G1 | 55202 CT08 | 2001-07-23 | 553 |  | 0.52336 | 0.02442%
IL | Kinmundy Power Plant | 55204 | KCTG1 |  | 2023 | 44 | 36.9 | 2792.61 |  | 0.01 | 0.001 | 1956.297 | 0.059 | 1.106 | 0.0813 | 32913.461 | Pipeline Natural Gas | Diesel Oil | Combustion turbine |  | Dry Low NOx Burners,Water Injection |  |  | ARP, CSNOX, CSOSG3, CSSO2G1 | 55204 KCTG1 | 2001-04-04 | 1459 |  | 0.79209 | 0.2575%
IL | Kinmundy Power Plant | 55204 | KCTG2 |  | 2023 | 40 | 31.23 | 2349.75 |  | 0.009 | 0.001 | 1654.316 | 0.059 | 1.011 | 0.0879 | 27833.515 | Pipeline Natural Gas | Diesel Oil | Combustion turbine |  | Dry Low NOx Burners,Water Injection |  |  | ARP, CSNOX, CSOSG3, CSSO2G1 | 55204 KCTG2 | 2001-05-24 | 1459 |  | 0.86052 | 0.2178%
TX | Corpus Christi Energy Center | 55206 | CU1 |  | 2023 | 6557 | 6530.19 | 1415486.81 |  | 3.232 | 0.001 | 640146.863 | 0.059 | 189.782 | 0.0355 | 10771678.021 | Pipeline Natural Gas |  | Combined cycle |  | Dry Low NOx Burners |  |  | ARP, CSOSG2 | 55206 CU1 | 2001-10-01 | 2500 |  | 0.26815 | 49.19%
TX | Corpus Christi Energy Center | 55206 | CU2 |  | 2023 | 7863 | 7847.58 | 1734844.48 |  | 3.981 | 0.001 | 788525.663 | 0.059 | 256.645 | 0.0386 | 13268546.773 | Pipeline Natural Gas |  | Combined cycle |  | Dry Low NOx Burners |  |  | ARP, CSOSG2 | 55206 CU2 | 2001-10-01 | 2510 |  | 0.29587 | 60.35%
CO | Valmont Combustion Turbine Facility | 55207 | CT7 |  | 2023 | 661 | 559.49 | 12317.1 |  | 0.043 | 0.001 | 8420.358 | 0.0566 | 7.671 | 0.1197 | 141691.721 | Pipeline Natural Gas |  | Combustion turbine |  | Water Injection |  |  | ARP | 55207 CT7 | 2000-05-26 | 425 |  | 1.2456 | 3.806%
CO | Valmont Combustion Turbine Facility | 55207 | CT8 |  | 2023 | 666 | 563.98 | 10763.74 |  | 0.042 | 0.001 | 8263.159 | 0.0593 | 7.231 | 0.1159 | 139057.024 | Pipeline Natural Gas |  | Combustion turbine |  | Water Injection |  |  | ARP | 55207 CT8 | 2001-07-07 | 425 |  | 1.3436 | 3.735%
NM | Afton Generating Station | 55210 | 1 |  | 2023 | 7753 | 7594.39 | 1488127.8 |  | 3.189 | 0.001 | 631597.332 | 0.059 | 83.354 | 0.0203 | 10627917.972 | Pipeline Natural Gas | Diesel Oil | Combined cycle |  | Selective Catalytic Reduction,Dry Low NOx Burners,Water Injection |  |  | ARP | 55210 1 | 2002-10-14 | 1853.8 | Y | 0.11203 | 65.45%
MA | Bellingham Power Generation LLC | 55211 | 1 |  | 2023 | 8010 | 7987.24 | 1003031.38 |  | 3.368 | 0.001 | 667211.982 | 0.059 | 36.284 | 0.0079 | 11227142.176 | Pipeline Natural Gas |  | Combined cycle |  | Dry Low NOx Burners,Selective Catalytic Reduction |  |  | ARP, RGGI, SIPNOX | 55211 1 | 2002-06-19 | 2184 | Y | 0.072349 | 58.68%
MA | Bellingham Power Generation LLC | 55211 | 2 |  | 2023 | 8001 | 7970.7 | 1002130.55 |  | 3.399 | 0.001 | 673262.844 | 0.059 | 38.483 | 0.0091 | 11328903.174 | Pipeline Natural Gas |  | Combined cycle |  | Dry Low NOx Burners,Selective Catalytic Reduction |  |  | ARP, RGGI, SIPNOX | 55211 2 | 2002-08-24 | 2184 | Y | 0.076802 | 59.21%
MA | Blackstone Power Generation LLC | 55212 | 1 |  | 2023 | 7182 | 7147.37 | 900721.58 |  | 2.902 | 0.001 | 574869.396 | 0.059 | 33.519 | 0.0095 | 9673435.292 | Pipeline Natural Gas |  | Combined cycle |  | Dry Low NOx Burners,Selective Catalytic Reduction |  |  | ARP, RGGI, SIPNOX | 55212 1 | 2001-04-25 | 2184 | Y | 0.074427 | 50.56%
MA | Blackstone Power Generation LLC | 55212 | 2 |  | 2023 | 7453 | 7412.55 | 937773.28 |  | 3.104 | 0.001 | 614903.92 | 0.059 | 36.401 | 0.0101 | 10346978.983 | Pipeline Natural Gas |  | Combined cycle |  | Dry Low NOx Burners,Selective Catalytic Reduction |  |  | ARP, RGGI, SIPNOX | 55212 2 | 2001-05-28 | 2184 | Y | 0.077633 | 54.08%
TX | Odessa Ector Generating Station | 55215 | GT1 |  | 2023 | 7103 | 7030.56 | 1820168.29 |  | 3.628 | 0.001 | 718560.263 | 0.059 | 162.245 | 0.0297 | 12091119.448 | Pipeline Natural Gas |  | Combined cycle |  | Dry Low NOx Burners |  |  | ARP, CSOSG2 | 55215 GT1 | 2001-04-25 | 2185 |  | 0.17827 | 63.17%
TX | Odessa Ector Generating Station | 55215 | GT2 |  | 2023 | 7608 | 7525.15 | 1961123.76 |  | 3.969 | 0.001 | 786162.668 | 0.059 | 187.117 | 0.0303 | 13228703.051 | Pipeline Natural Gas |  | Combined cycle |  | Dry Low NOx Burners |  |  | ARP, CSOSG2 | 55215 GT2 | 2001-04-25 | 2185 |  | 0.19083 | 69.11%
TX | Odessa Ector Generating Station | 55215 | GT3 |  | 2023 | 6211 | 6177.54 | 1589425.88 |  | 3.205 | 0.001 | 634837.425 | 0.059 | 142.993 | 0.0281 | 10682431.176 | Pipeline Natural Gas |  | Combined cycle |  | Dry Low NOx Burners |  |  | ARP, CSOSG2 | 55215 GT3 | 2001-07-20 | 2185 |  | 0.17993 | 55.81%
TX | Odessa Ector Generating Station | 55215 | GT4 |  | 2023 | 6880 | 6838.01 | 1782631.3 |  | 3.584 | 0.001 | 709997.786 | 0.059 | 154.666 | 0.0267 | 11947142.654 | Pipeline Natural Gas |  | Combined cycle |  | Dry Low NOx Burners |  |  | ARP, CSOSG2 | 55215 GT4 | 2001-07-17 | 2185 |  | 0.17353 | 62.42%
IL | Morris Cogeneration, LLC | 55216 | CTG1 |  | 2023 | 5066 | 5058.3 | 169914.79 |  | 0.648 | 0.001 |  |  | 33.12 | 0.0306 | 2158166.265 | Pipeline Natural Gas |  | Combined cycle |  | Dry Low NOx Burners |  |  | CSNOX, CSOSG3, CSSO2G1, SIPNOX | 55216 CTG1 | 1998-11-01 | 944 |  | 0.38984 | 26.1%
IL | Morris Cogeneration, LLC | 55216 | CTG2 |  | 2023 | 5212 | 5201.22 | 174210.75 |  | 0.647 | 0.001 |  |  | 35.665 | 0.0331 | 2155732.682 | Pipeline Natural Gas |  | Combined cycle |  | Dry Low NOx Burners |  |  | CSNOX, CSOSG3, CSSO2G1, SIPNOX | 55216 CTG2 | 1998-11-01 | 944 |  | 0.40945 | 26.07%
IL | Morris Cogeneration, LLC | 55216 | CTG3 |  | 2023 | 6000 | 5982.86 | 203231.38 |  | 0.746 | 0.001 |  |  | 46.489 | 0.0375 | 2486533.389 | Pipeline Natural Gas |  | Combined cycle |  | Dry Low NOx Burners |  |  | CSNOX, CSOSG3, CSSO2G1, SIPNOX | 55216 CTG3 | 1998-11-01 | 944 |  | 0.4575 | 30.07%
CA | Los Medanos Energy Center, LLC | 55217 | X724 |  | 2023 | 6618 | 6575.81 | 1800848.43 |  | 3.697 | 0.001 | 732252.264 | 0.059 | 45.304 | 0.0084 | 12321560.081 | Pipeline Natural Gas |  | Combined cycle |  | Selective Catalytic Reduction |  |  | ARP | 55217 X724 | 2001-05-06 | 2225.1 | Y | 0.050314 | 63.21%
CA | Los Medanos Energy Center, LLC | 55217 | X725 |  | 2023 | 6357 | 6326.01 | 1660076.98 |  | 3.432 | 0.001 | 679877.467 | 0.059 | 41.341 | 0.008 | 11440185.114 | Pipeline Natural Gas |  | Combined cycle |  | Selective Catalytic Reduction |  |  | ARP | 55217 X725 | 2001-05-06 | 2225.1 | Y | 0.049806 | 58.69%
MS | Hinds Energy Facility | 55218 | 2 |  | 2023 | 212 | 177.93 | 4385.95 |  | 0.014 | 0.001 | 2782.499 | 0.0593 | 1.174 | 0.051 | 46814.752 | Pipeline Natural Gas |  | Combustion turbine |  | Dry Low NOx Burners |  |  | ARP, CSOSG2 | 55218 2 | 2019-09-08 | 350 |  | 0.53535 | 1.527%
MS | Hinds Energy Facility | 55218 | H01 |  | 2023 | 7273 | 7264.04 | 1692125.83 |  | 3.636 | 0.001 | 720173.477 | 0.059 | 70.588 | 0.012 | 12118304.712 | Pipeline Natural Gas |  | Combined cycle |  | Dry Low NOx Burners,Selective Catalytic Reduction |  |  | ARP, CSOSG2 | 55218 H01 | 2001-03-16 | 1875 | Y | 0.083431 | 73.78%
MS | Hinds Energy Facility | 55218 | H02 |  | 2023 | 6979 | 6964.98 | 1603883.89 |  | 3.384 | 0.001 | 670261.151 | 0.059 | 66.204 | 0.0123 | 11278383.824 | Pipeline Natural Gas |  | Combined cycle |  | Dry Low NOx Burners,Selective Catalytic Reduction |  |  | ARP, CSOSG2 | 55218 H02 | 2001-03-08 | 1830 | Y | 0.082555 | 70.35%
MS | Attala Generating Plant | 55220 | A01 |  | 2023 | 6344 | 6327.72 | 1479328.55 |  | 2.975 | 0.001 | 589365.176 | 0.059 | 55.407 | 0.012 | 9917140.399 | Pipeline Natural Gas |  | Combined cycle |  | Dry Low NOx Burners,Selective Catalytic Reduction |  |  | ARP, CSOSG2 | 55220 A01 | 2001-03-22 | 2230 | Y | 0.074908 | 50.77%
MS | Attala Generating Plant | 55220 | A02 |  | 2023 | 6442 | 6427.95 | 1504351.54 |  | 3.24 | 0.001 | 641792.886 | 0.059 | 58.457 | 0.0116 | 10799407.361 | Pipeline Natural Gas |  | Combined cycle |  | Dry Low NOx Burners,Selective Catalytic Reduction |  |  | ARP, CSOSG2 | 55220 A02 | 2001-03-29 | 2200 | Y | 0.077717 | 56.04%
AR | Oswald Generating Station | 55221 | G1 |  | 2023 | 1959 | 1772.12 | 84451.31 |  | 0.193 | 0.001 | 38173.347 | 0.0593 | 31.112 | 0.1743 | 642116.469 | Pipeline Natural Gas |  | Combined cycle |  | Steam Injection |  |  | ARP, CSOSG2 | 55221 G1 | 2002-04-22 | 567 |  | 0.7368 | 12.93%
AR | Oswald Generating Station | 55221 | G2 |  | 2023 | 3006 | 2747.04 | 133217.06 |  | 0.295 | 0.001 | 58448.207 | 0.0593 | 48.261 | 0.1679 | 982984.964 | Pipeline Natural Gas |  | Combined cycle |  | Steam Injection |  |  | ARP, CSOSG2 | 55221 G2 | 2002-04-15 | 567 |  | 0.72455 | 19.79%
AR | Oswald Generating Station | 55221 | G3 |  | 2023 | 702 | 636.85 | 31017.91 |  | 0.069 | 0.001 | 13738.252 | 0.0596 | 11.393 | 0.1744 | 229904.935 | Pipeline Natural Gas |  | Combined cycle |  | Steam Injection |  |  | ARP, CSOSG2 | 55221 G3 | 2002-04-08 | 567 |  | 0.73461 | 4.629%
AR | Oswald Generating Station | 55221 | G4 |  | 2023 | 2988 | 2760.47 | 138994.9 |  | 0.306 | 0.001 | 60657.987 | 0.0593 | 54.004 | 0.1656 | 1019361.969 | Pipeline Natural Gas |  | Combined cycle |  | Steam Injection |  |  | ARP, CSOSG2 | 55221 G4 | 2002-04-03 | 567 |  | 0.77706 | 20.52%
AR | Oswald Generating Station | 55221 | G5 |  | 2023 | 2863 | 2615.07 | 129352.92 |  | 0.282 | 0.001 | 56000.506 | 0.0594 | 44.066 | 0.163 | 941002.999 | Pipeline Natural Gas |  | Combined cycle |  | Steam Injection |  |  | ARP, CSOSG2 | 55221 G5 | 2002-03-28 | 567 |  | 0.68133 | 18.95%
AR | Oswald Generating Station | 55221 | G6 |  | 2023 | 2870 | 2618.15 | 126471.77 |  | 0.284 | 0.001 | 56303.521 | 0.0593 | 43.057 | 0.1615 | 946169.886 | Pipeline Natural Gas |  | Combined cycle |  | Steam Injection |  |  | ARP, CSOSG2 | 55221 G6 | 2002-03-23 | 567 |  | 0.6809 | 19.05%
AR | Oswald Generating Station | 55221 | G7 |  | 2023 | 3147 | 2941.17 | 269689 |  | 0.724 | 0.001 | 143639.987 | 0.0591 | 101.54 | 0.1446 | 2414708.208 | Pipeline Natural Gas |  | Combined cycle |  | Dry Low NOx Burners |  |  | ARP, CSOSG2 | 55221 G7 | 2002-04-18 | 1260 |  | 0.75302 | 21.88%
IL | Lincoln Generating Facility | 55222 | CTG-1 |  | 2023 | 38 | 30 | 1745.66 |  | 0.007 | 0.001 | 1445.047 | 0.0591 | 0.321 | 0.0254 | 24312.856 | Pipeline Natural Gas |  | Combustion turbine |  | Dry Low NOx Burners |  |  | ARP, CSNOX, CSOSG3, CSSO2G1 | 55222 CTG-1 | 2000-05-31 | 1184 |  | 0.36777 | 0.2344%
IL | Lincoln Generating Facility | 55222 | CTG-2 |  | 2023 | 39 | 31.1 | 1835.89 |  | 0.008 | 0.001 | 1524.778 | 0.0591 | 0.355 | 0.0267 | 25663.222 | Pipeline Natural Gas |  | Combustion turbine |  | Dry Low NOx Burners |  |  | ARP, CSNOX, CSOSG3, CSSO2G1 | 55222 CTG-2 | 2000-05-31 | 1184 |  | 0.38673 | 0.2474%
IL | Lincoln Generating Facility | 55222 | CTG-3 |  | 2023 | 31 | 26.05 | 1502.01 |  | 0.006 | 0.001 | 1233.293 | 0.0591 | 0.29 | 0.0269 | 20755.985 | Pipeline Natural Gas |  | Combustion turbine |  | Dry Low NOx Burners |  |  | ARP, CSNOX, CSOSG3, CSSO2G1 | 55222 CTG-3 | 2000-05-31 | 1184 |  | 0.38615 | 0.2001%
IL | Lincoln Generating Facility | 55222 | CTG-4 |  | 2023 | 29 | 22.67 | 1222.69 |  | 0.005 | 0.001 | 1035.345 | 0.059 | 0.228 | 0.0246 | 17423.652 | Pipeline Natural Gas |  | Combustion turbine |  | Dry Low NOx Burners |  |  | ARP, CSNOX, CSOSG3, CSSO2G1 | 55222 CTG-4 | 2000-05-31 | 1184 |  | 0.37295 | 0.168%
IL | Lincoln Generating Facility | 55222 | CTG-5 |  | 2023 | 41 | 35.51 | 1888.12 |  | 0.008 | 0.001 | 1603.268 | 0.059 | 0.338 | 0.0245 | 26975.546 | Pipeline Natural Gas |  | Combustion turbine |  | Dry Low NOx Burners |  |  | ARP, CSNOX, CSOSG3, CSSO2G1 | 55222 CTG-5 | 2000-05-31 | 1184 |  | 0.35803 | 0.2601%
IL | Lincoln Generating Facility | 55222 | CTG-6 |  | 2023 | 44 | 37.96 | 2050.37 |  | 0.009 | 0.001 | 1710.795 | 0.059 | 0.313 | 0.0216 | 28789.765 | Pipeline Natural Gas |  | Combustion turbine |  | Dry Low NOx Burners |  |  | ARP, CSNOX, CSOSG3, CSSO2G1 | 55222 CTG-6 | 2000-05-31 | 1184 |  | 0.30531 | 0.2776%
IL | Lincoln Generating Facility | 55222 | CTG-7 |  | 2023 | 20 | 16.7 | 923.96 |  | 0.004 | 0.001 | 779.006 | 0.0591 | 0.149 | 0.0227 | 13110.043 | Pipeline Natural Gas |  | Combustion turbine |  | Dry Low NOx Burners |  |  | ARP, CSNOX, CSOSG3, CSSO2G1 | 55222 CTG-7 | 2000-05-31 | 1184 |  | 0.32252 | 0.1264%
IL | Lincoln Generating Facility | 55222 | CTG-8 |  | 2023 | 25 | 19.31 | 1076.78 |  | 0.004 | 0.001 | 890.524 | 0.059 | 0.185 | 0.0245 | 14983.408 | Pipeline Natural Gas |  | Combustion turbine |  | Dry Low NOx Burners |  |  | ARP, CSNOX, CSOSG3, CSSO2G1 | 55222 CTG-8 | 2000-05-31 | 1184 |  | 0.34362 | 0.1445%
TX | Ennis Power Company, LLC | 55223 | GT-1 |  | 2023 | 4881 | 4792.83 | 1475763.39 |  | 3.294 | 0.001 | 652589.624 | 0.059 | 154.747 | 0.0318 | 10981124.31 | Pipeline Natural Gas |  | Combined cycle |  | Selective Catalytic Reduction |  |  | ARP, CSOSG2 | 55223 GT-1 | 2001-09-22 | 2797 | Y | 0.20972 | 44.82%
IN | Wheatland Generating Facility LLC | 55224 | EU-01 |  | 2023 | 302 | 273.47 | 25589.58 |  | 0.1 | 0.001 | 19735.86 | 0.059 | 27.924 | 0.168 | 332089.312 | Pipeline Natural Gas |  | Combustion turbine |  | Water Injection |  |  | ARP, CSNOX, CSOSG3, CSSO2G1 | 55224 EU-01 | 2000-06-01 | 1600 |  | 2.1825 | 2.369%
IN | Wheatland Generating Facility LLC | 55224 | EU-02 |  | 2023 | 344 | 310.69 | 28651.69 |  | 0.113 | 0.001 | 22366.711 | 0.059 | 33.226 | 0.178 | 376364.555 | Pipeline Natural Gas |  | Combustion turbine |  | Water Injection |  |  | ARP, CSNOX, CSOSG3, CSSO2G1 | 55224 EU-02 | 2000-06-01 | 1600 |  | 2.3193 | 2.685%
IN | Wheatland Generating Facility LLC | 55224 | EU-03 |  | 2023 | 342 | 309.27 | 28551.41 |  | 0.114 | 0.001 | 22543.251 | 0.059 | 34.606 | 0.1835 | 379327.644 | Pipeline Natural Gas |  | Combustion turbine |  | Water Injection |  |  | ARP, CSNOX, CSOSG3, CSSO2G1 | 55224 EU-03 | 2000-06-01 | 1600 |  | 2.4241 | 2.706%
IN | Wheatland Generating Facility LLC | 55224 | EU-04 |  | 2023 | 101 | 88.16 | 7484.11 |  | 0.03 | 0.001 | 6029.915 | 0.059 | 7.525 | 0.1579 | 101463.986 | Pipeline Natural Gas |  | Combustion turbine |  | Water Injection |  |  | ARP, CSNOX, CSOSG3, CSSO2G1 | 55224 EU-04 | 2000-06-01 | 1600 |  | 2.0109 | 0.7239%
OK | Oneta Energy Center | 55225 | CTG-1 |  | 2023 | 6436 | 6186.14 | 1467160.73 |  | 3.229 | 0.001 | 639717.78 | 0.059 | 207.208 | 0.0459 | 10764444.875 | Pipeline Natural Gas |  | Combined cycle |  | Dry Low NOx Burners |  |  | ARP, CSOSG2 | 55225 CTG-1 | 2002-06-01 | 4585 |  | 0.28246 | 26.8%
OK | Oneta Energy Center | 55225 | CTG-2 |  | 2023 | 6575 | 6293.43 | 1502502.54 |  | 3.248 | 0.001 | 643382.394 | 0.059 | 196.132 | 0.0422 | 10826163.811 | Pipeline Natural Gas |  | Combined cycle |  | Dry Low NOx Burners |  |  | ARP, CSOSG2 | 55225 CTG-2 | 2002-06-01 | 4585 |  | 0.26107 | 26.95%
OK | Oneta Energy Center | 55225 | CTG-3 |  | 2023 | 6008 | 5763.84 | 1385257.11 |  | 2.995 | 0.001 | 593295.672 | 0.059 | 180.662 | 0.0432 | 9983279.381 | Pipeline Natural Gas |  | Combined cycle |  | Dry Low NOx Burners |  |  | ARP, CSOSG2 | 55225 CTG-3 | 2002-11-01 | 4585 |  | 0.26084 | 24.86%
OK | Oneta Energy Center | 55225 | CTG-4 |  | 2023 | 6275 | 6037 | 1434222.33 |  | 3.199 | 0.001 | 633644.791 | 0.059 | 177.795 | 0.0405 | 10662295.224 | Pipeline Natural Gas |  | Combined cycle |  | Dry Low NOx Burners |  |  | ARP, CSOSG2 | 55225 CTG-4 | 2002-11-07 | 4585 |  | 0.24793 | 26.55%
TX | Freestone Power Generation | 55226 | GT1 |  | 2023 | 8046 | 8012.91 | 1957245.87 |  | 3.974 | 0.001 | 787234.471 | 0.059 | 190.139 | 0.0293 | 13246705.565 | Pipeline Natural Gas |  | Combined cycle |  | Dry Low NOx Burners |  |  | ARP, CSOSG2 | 55226 GT1 | 2002-03-30 | 2050 |  | 0.19429 | 73.76%
TX | Freestone Power Generation | 55226 | GT2 |  | 2023 | 7746 | 7699.29 | 1904859.12 |  | 3.903 | 0.001 | 773050.469 | 0.059 | 192.403 | 0.0304 | 13008089.81 | Pipeline Natural Gas |  | Combined cycle |  | Dry Low NOx Burners |  |  | ARP, CSOSG2 | 55226 GT2 | 2002-03-30 | 2050 |  | 0.20201 | 72.44%
TX | Freestone Power Generation | 55226 | GT3 |  | 2023 | 8239 | 8212.93 | 2058154.92 |  | 4.163 | 0.001 | 824703.194 | 0.059 | 214.635 | 0.0313 | 13877267.778 | Pipeline Natural Gas |  | Combined cycle |  | Dry Low NOx Burners |  |  | ARP, CSOSG2 | 55226 GT3 | 2002-05-15 | 2050 |  | 0.20857 | 77.28%
TX | Freestone Power Generation | 55226 | GT4 |  | 2023 | 7672 | 7619.42 | 1844781.33 |  | 3.827 | 0.001 | 758019.352 | 0.059 | 193.712 | 0.0311 | 12755211.265 | Pipeline Natural Gas |  | Combined cycle |  | Dry Low NOx Burners |  |  | ARP, CSOSG2 | 55226 GT4 | 2002-05-15 | 2050 |  | 0.21001 | 71.03%
OH | Greenville Electric Gen Station | 55228 | G1CT1 |  | 2023 | 704 | 544.16 | 8743.25 |  | 0.027 | 0.0008 | 5046 | 0.0591 | 3.755 | 0.1177 | 85407 | Pipeline Natural Gas | Diesel Oil | Combustion turbine |  | Water Injection |  |  | ARP, CSNOX, CSOSG3, CSSO2G1 | 55228 G1CT1 | 2000-06-08 | 325 |  | 0.85895 | 3%
OH | Greenville Electric Gen Station | 55228 | G1CT2 |  | 2023 | 698 | 539.87 | 8554.14 |  | 0.031 | 0.0008 | 6066 | 0.0588 | 4.545 | 0.1191 | 102614.7 | Pipeline Natural Gas | Diesel Oil | Combustion turbine |  | Water Injection |  |  | ARP, CSNOX, CSOSG3, CSSO2G1 | 55228 G1CT2 | 2000-06-08 | 325 |  | 1.0626 | 3.604%
OH | Greenville Electric Gen Station | 55228 | G2CT1 |  | 2023 | 720 | 560.67 | 8901.99 |  | 0.033 | 0.0009 | 5861.5 | 0.059 | 4.407 | 0.1184 | 99343.4 | Pipeline Natural Gas | Diesel Oil | Combustion turbine |  | Water Injection |  |  | ARP, CSNOX, CSOSG3, CSSO2G1 | 55228 G2CT1 | 2000-06-09 | 325 |  | 0.99012 | 3.489%
OH | Greenville Electric Gen Station | 55228 | G2CT2 |  | 2023 | 722 | 564.07 | 9039.96 |  | 0.033 | 0.0009 | 6035.5 | 0.059 | 4.571 | 0.1126 | 102220.4 | Pipeline Natural Gas | Diesel Oil | Combustion turbine |  | Water Injection |  |  | ARP, CSNOX, CSOSG3, CSSO2G1 | 55228 G2CT2 | 2000-06-09 | 325 |  | 1.0113 | 3.59%
OH | Greenville Electric Gen Station | 55228 | G3CT1 |  | 2023 | 693 | 540.67 | 8632.37 |  | 0.03 | 0.0009 | 5751.1 | 0.0593 | 4.305 | 0.1188 | 97435 | Pipeline Natural Gas | Diesel Oil | Combustion turbine |  | Water Injection |  |  | ARP, CSNOX, CSOSG3, CSSO2G1 | 55228 G3CT1 | 2000-06-11 | 325 |  | 0.99741 | 3.422%
OH | Greenville Electric Gen Station | 55228 | G3CT2 |  | 2023 | 704 | 547.71 | 8998.94 |  | 0.033 | 0.0009 | 5796.9 | 0.0592 | 4.402 | 0.1167 | 98214.7 | Pipeline Natural Gas | Diesel Oil | Combustion turbine |  | Water Injection |  |  | ARP, CSNOX, CSOSG3, CSSO2G1 | 55228 G3CT2 | 2000-06-11 | 325 |  | 0.97834 | 3.45%
OH | Greenville Electric Gen Station | 55228 | G4CT1 |  | 2023 | 686 | 532.92 | 8334.2 |  | 0.03 | 0.0008 | 5558.1 | 0.0591 | 4.085 | 0.1169 | 94199.1 | Pipeline Natural Gas | Diesel Oil | Combustion turbine |  | Water Injection |  |  | ARP, CSNOX, CSOSG3, CSSO2G1 | 55228 G4CT1 | 2000-06-19 | 325 |  | 0.9803 | 3.309%
OH | Greenville Electric Gen Station | 55228 | G4CT2 |  | 2023 | 682 | 530.06 | 8619.8 |  | 0.03 | 0.0008 | 5696 | 0.0591 | 4.231 | 0.1147 | 96496.6 | Pipeline Natural Gas | Diesel Oil | Combustion turbine |  | Water Injection |  |  | ARP, CSNOX, CSOSG3, CSSO2G1 | 55228 G4CT2 | 2000-06-19 | 325 |  | 0.98169 | 3.389%
IN | Montpelier Electric Gen Station | 55229 | G1CT1 |  | 2023 | 1259 | 1116.04 | 22279.73 |  | 0.285 | 0.0036 | 15060.5 | 0.059 | 19.762 | 0.2239 | 254931.1 | Pipeline Natural Gas | Diesel Oil | Combustion turbine |  | Water Injection |  |  | ARP, CSNOX, CSOSG3, CSSO2G1 | 55229 G1CT1 | 2001-06-01 | 305.7 |  | 1.774 | 9.52%
IN | Montpelier Electric Gen Station | 55229 | G1CT2 |  | 2023 | 772 | 698.2 | 14556.21 |  | 0.37 | 0.0053 | 9268.1 | 0.0591 | 11.104 | 0.1881 | 156587.1 | Pipeline Natural Gas | Diesel Oil | Combustion turbine |  | Water Injection |  |  | ARP, CSNOX, CSOSG3, CSSO2G1 | 55229 G1CT2 | 2001-06-01 | 306.1 |  | 1.5257 | 5.84%
IN | Montpelier Electric Gen Station | 55229 | G2CT1 |  | 2023 | 36 | 23.36 | 330.61 |  | 0.001 | 0.0005 | 238.7 | 0.0604 | 0.456 | 0.4253 | 4050.8 | Pipeline Natural Gas | Diesel Oil | Combustion turbine |  | Water Injection |  |  | ARP, CSNOX, CSOSG3, CSSO2G1 | 55229 G2CT1 | 2001-06-01 | 380.5 |  | 2.7585 | 0.1215%
IN | Montpelier Electric Gen Station | 55229 | G2CT2 |  | 2023 | 1528 | 1356.67 | 31279.69 |  | 0.101 | 0.0012 | 19461.4 | 0.0586 | 25.202 | 0.2257 | 329748.8 | Pipeline Natural Gas | Diesel Oil | Combustion turbine |  | Water Injection |  |  | ARP, CSNOX, CSOSG3, CSSO2G1 | 55229 G2CT2 | 2001-06-01 | 381.1 |  | 1.6114 | 9.877%
IN | Montpelier Electric Gen Station | 55229 | G3CT1 |  | 2023 | 1972 | 1746.19 | 35379.26 |  | 3.729 | 0.0171 | 23858.8 | 0.0595 | 46.663 | 0.3115 | 398963.8 | Pipeline Natural Gas | Diesel Oil | Combustion turbine |  | Water Injection |  |  | ARP, CSNOX, CSOSG3, CSSO2G1 | 55229 G3CT1 | 2001-06-01 | 305.5 |  | 2.6379 | 14.91%
IN | Montpelier Electric Gen Station | 55229 | G3CT2 |  | 2023 | 1850 | 1633.03 | 33302.61 |  | 0.491 | 0.0026 | 22714.8 | 0.059 | 26.547 | 0.2216 | 384604.7 | Pipeline Natural Gas | Diesel Oil | Combustion turbine |  | Water Injection |  |  | ARP, CSNOX, CSOSG3, CSSO2G1 | 55229 G3CT2 | 2001-06-01 | 306.3 |  | 1.5943 | 14.33%
IN | Montpelier Electric Gen Station | 55229 | G4CT1 |  | 2023 | 607 | 516.69 | 11476.64 |  | 0.019 | 0.0015 | 4007.3 | 0.057 | 5.558 | 0.2654 | 68117.7 | Pipeline Natural Gas | Diesel Oil | Combustion turbine |  | Water Injection |  |  | ARP, CSNOX, CSOSG3, CSSO2G1 | 55229 G4CT1 | 2001-06-01 | 305.2 |  | 0.96858 | 2.548%
IN | Montpelier Electric Gen Station | 55229 | G4CT2 |  | 2023 | 503 | 424.93 | 9949.75 |  | 0.032 | 0.0006 | 6335.8 | 0.0592 | 7.897 | 0.2551 | 107384.6 | Pipeline Natural Gas | Diesel Oil | Combustion turbine |  | Water Injection |  |  | ARP, CSNOX, CSOSG3, CSSO2G1 | 55229 G4CT2 | 2001-06-01 | 306.9 |  | 1.5874 | 3.994%
TX | Jack County Generation Facility | 55230 | CT-1 |  | 2023 | 7014 | 6942.52 | 1587713.57 |  | 3.407 | 0.001 | 674815.514 | 0.059 | 91.193 | 0.0177 | 11355104.19 | Pipeline Natural Gas |  | Combined cycle |  | Dry Low NOx Burners,Ammonia Injection,Selective Catalytic Reduction |  |  | ARP, CSOSG2 | 55230 CT-1 | 2005-10-01 | 2981 | Y | 0.11487 | 43.48%
TX | Jack County Generation Facility | 55230 | CT-2 |  | 2023 | 7243 | 7201.54 | 1653951.19 |  | 3.566 | 0.001 | 706442.496 | 0.059 | 96.889 | 0.0178 | 11887267.821 | Pipeline Natural Gas |  | Combined cycle |  | Dry Low NOx Burners,Ammonia Injection,Selective Catalytic Reduction |  |  | ARP, CSOSG2 | 55230 CT-2 | 2005-10-01 | 2981 | Y | 0.11716 | 45.52%
TX | Jack County Generation Facility | 55230 | CT-3 |  | 2023 | 7148 | 7120.87 | 1659349.56 |  | 3.398 | 0.001 | 673028.051 | 0.059 | 33.2 | 0.0069 | 11324889.939 | Pipeline Natural Gas |  | Combined cycle |  | Dry Low NOx Burners,Ammonia Injection,Selective Catalytic Reduction |  |  | ARP, CSOSG2 | 55230 CT-3 | 2011-03-16 | 2600 | Y | 0.040016 | 49.72%
TX | Jack County Generation Facility | 55230 | CT-4 |  | 2023 | 6808 | 6729.72 | 1560089.45 |  | 3.184 | 0.001 | 630673.631 | 0.059 | 32.777 | 0.0077 | 10612373.889 | Pipeline Natural Gas |  | Combined cycle |  | Dry Low NOx Burners,Ammonia Injection,Selective Catalytic Reduction |  |  | ARP, CSOSG2 | 55230 CT-4 | 2011-03-15 | 2500 | Y | 0.042019 | 48.46%
PA | Liberty Electric Power Plant | 55231 | 1 |  | 2023 | 7278 | 7257.67 | 1885842.56 |  | 4.102 | 0.001 | 812536.902 | 0.059 | 62.991 | 0.0095 | 13672616.897 | Pipeline Natural Gas |  | Combined cycle |  | Dry Low NOx Burners,Selective Catalytic Reduction |  |  | ARP, CSNOX, CSOSG3, CSSO2G1, RGGI | 55231 1 | 2002-03-27 | 2245 | Y | 0.066804 | 69.52%
PA | Liberty Electric Power Plant | 55231 | 2 |  | 2023 | 8379 | 8366.63 | 2197347.14 |  | 4.745 | 0.001 | 939842.672 | 0.059 | 77.716 | 0.0098 | 15814891.751 | Pipeline Natural Gas |  | Combined cycle |  | Dry Low NOx Burners,Selective Catalytic Reduction |  |  | ARP, CSNOX, CSOSG3, CSSO2G1, RGGI | 55231 2 | 2002-04-17 | 2245 | Y | 0.070736 | 80.42%
KY | Marshall County | 55232 | CT1 |  | 2023 | 283 | 241.4 | 16457.29 |  | 0.083 | 0.0013 | 12065.01 | 0.0594 | 2.699 | 0.0297 | 202246.669 | Pipeline Natural Gas | Diesel Oil | Combustion turbine |  | Water Injection,Dry Low NOx Burners |  |  | ARP, CSNOX, CSOSG2E, CSSO2G1 | 55232 CT1 | 2002-05-20 | 1192 |  | 0.328 | 1.937%
KY | Marshall County | 55232 | CT2 |  | 2023 | 283 | 243.4 | 16224.13 |  | 0.083 | 0.0013 | 11922.487 | 0.0604 | 2.578 | 0.029 | 199789.603 | Pipeline Natural Gas | Diesel Oil | Combustion turbine |  | Water Injection,Dry Low NOx Burners |  |  | ARP, CSNOX, CSOSG2E, CSSO2G1 | 55232 CT2 | 2002-05-17 | 1192 |  | 0.3178 | 1.913%
KY | Marshall County | 55232 | CT3 |  | 2023 | 296 | 254.03 | 17813.64 |  | 0.08 | 0.0012 | 12871.392 | 0.0593 | 2.757 | 0.0291 | 216076.687 | Pipeline Natural Gas | Diesel Oil | Combustion turbine |  | Water Injection,Dry Low NOx Burners |  |  | ARP, CSNOX, CSOSG2E, CSSO2G1 | 55232 CT3 | 2002-05-25 | 1192 |  | 0.30954 | 2.069%
KY | Marshall County | 55232 | CT4 |  | 2023 | 302 | 261.25 | 17748.15 |  | 0.085 | 0.0012 | 13065.256 | 0.0596 | 2.671 | 0.0285 | 219163.73 | Pipeline Natural Gas | Diesel Oil | Combustion turbine |  | Water Injection,Dry Low NOx Burners |  |  | ARP, CSNOX, CSOSG2E, CSSO2G1 | 55232 CT4 | 2002-05-25 | 1192 |  | 0.30099 | 2.099%
KY | Marshall County | 55232 | CT5 |  | 2023 | 308 | 269.18 | 18499.65 |  | 0.091 | 0.0014 | 13315.307 | 0.0597 | 2.914 | 0.03 | 223180.165 | Pipeline Natural Gas | Diesel Oil | Combustion turbine |  | Water Injection,Dry Low NOx Burners |  |  | ARP, CSNOX, CSOSG2E, CSSO2G1 | 55232 CT5 | 2002-06-11 | 1192 |  | 0.31503 | 2.137%
KY | Marshall County | 55232 | CT6 |  | 2023 | 322 | 281.47 | 19417.23 |  | 0.101 | 0.0013 | 14108.209 | 0.0598 | 3.421 | 0.0322 | 236324.483 | Pipeline Natural Gas | Diesel Oil | Combustion turbine |  | Water Injection,Dry Low NOx Burners |  |  | ARP, CSNOX, CSOSG2E, CSSO2G1 | 55232 CT6 | 2002-06-11 | 1192 |  | 0.35237 | 2.263%
KY | Marshall County | 55232 | CT7 |  | 2023 | 274 | 240.1 | 16647.16 |  | 0.087 | 0.0013 | 12270.123 | 0.06 | 2.658 | 0.0298 | 205599.182 | Pipeline Natural Gas | Diesel Oil | Combustion turbine |  | Water Injection,Dry Low NOx Burners |  |  | ARP, CSNOX, CSOSG2E, CSSO2G1 | 55232 CT7 | 2002-08-02 | 1192 |  | 0.31933 | 1.969%
KY | Marshall County | 55232 | CT8 |  | 2023 | 274 | 239.36 | 16825.74 |  | 0.087 | 0.0013 | 12539.213 | 0.0594 | 2.733 | 0.0297 | 210166.803 | Pipeline Natural Gas | Diesel Oil | Combustion turbine |  | Water Injection,Dry Low NOx Burners |  |  | ARP, CSNOX, CSOSG2E, CSSO2G1 | 55232 CT8 | 2002-08-07 | 1192 |  | 0.32486 | 2.013%
PA | Handsome Lake Energy | 55233 | EU-1A | CP100 | 2023 | 1034 | 908.1 | 15718.43 |  | 0.05 | 0.0007 | 9067.5 | 0.059 | 14.23 | 0.2488 | 153567.3 | Pipeline Natural Gas |  | Combustion turbine |  | Water Injection |  |  | ARP, CSNOX, CSOSG3, CSSO2G1, RGGI | 55233 EU-1A | 2001-07-25 | 260 |  | 1.8106 | 6.743%
PA | Handsome Lake Energy | 55233 | EU-1B | CP100 | 2023 | 1035 | 904.62 | 15625.53 |  | 0.05 | 0.0007 | 9005.8 | 0.0589 | 13.943 | 0.2484 | 152521.7 | Pipeline Natural Gas |  | Combustion turbine |  | Water Injection |  |  | ARP, CSNOX, CSOSG3, CSSO2G1, RGGI | 55233 EU-1B | 2001-07-25 | 260 |  | 1.7846 | 6.697%
PA | Handsome Lake Energy | 55233 | EU-2A | CP100 | 2023 | 924 | 793.71 | 13023.04 |  | 0.042 | 0.0007 | 7474 | 0.0587 | 12.346 | 0.2627 | 126569.3 | Pipeline Natural Gas |  | Combustion turbine |  | Water Injection |  |  | ARP, CSNOX, CSOSG3, CSSO2G1, RGGI | 55233 EU-2A | 2001-07-18 | 260 |  | 1.896 | 5.557%
PA | Handsome Lake Energy | 55233 | EU-2B | CP100 | 2023 | 933 | 806.72 | 13332.35 |  | 0.043 | 0.0007 | 7687.1 | 0.0587 | 11.385 | 0.2461 | 130193.3 | Pipeline Natural Gas |  | Combustion turbine |  | Water Injection |  |  | ARP, CSNOX, CSOSG3, CSSO2G1, RGGI | 55233 EU-2B | 2001-07-18 | 260 |  | 1.7079 | 5.716%
PA | Handsome Lake Energy | 55233 | EU-3A | CP100 | 2023 | 939 | 826.87 | 13945.9 |  | 0.045 | 0.0007 | 8034.4 | 0.0588 | 12.074 | 0.2396 | 136085.5 | Pipeline Natural Gas |  | Combustion turbine |  | Water Injection |  |  | ARP, CSNOX, CSOSG3, CSSO2G1, RGGI | 55233 EU-3A | 2001-07-11 | 260 |  | 1.7315 | 5.975%
PA | Handsome Lake Energy | 55233 | EU-3B | CP100 | 2023 | 940 | 826.68 | 13951.01 |  | 0.045 | 0.0007 | 8038 | 0.0588 | 11.912 | 0.2387 | 136147.4 | Pipeline Natural Gas |  | Combustion turbine |  | Water Injection |  |  | ARP, CSNOX, CSOSG3, CSSO2G1, RGGI | 55233 EU-3B | 2001-07-11 | 260 |  | 1.7077 | 5.978%
PA | Handsome Lake Energy | 55233 | EU-4A | CP100 | 2023 | 866 | 745.73 | 15049.55 |  | 0.046 | 0.0007 | 8738.6 | 0.0589 | 13.064 | 0.2548 | 147998.9 | Pipeline Natural Gas |  | Combustion turbine |  | Water Injection |  |  | ARP, CSNOX, CSOSG3, CSSO2G1, RGGI | 55233 EU-4A | 2001-07-02 | 260 |  | 1.7361 | 6.498%
PA | Handsome Lake Energy | 55233 | EU-4B | CP100 | 2023 | 684 | 579.42 | 11502.7 |  | 0.038 | 0.0007 | 6906.4 | 0.0589 | 10.96 | 0.2748 | 116959.4 | Pipeline Natural Gas |  | Combustion turbine |  | Water Injection |  |  | ARP, CSNOX, CSOSG3, CSSO2G1, RGGI | 55233 EU-4B | 2001-07-02 | 260 |  | 1.9056 | 5.135%
PA | Handsome Lake Energy | 55233 | EU-5A | CP100 | 2023 | 862 | 739.21 | 12044.66 |  | 0.039 | 0.0007 | 6981.5 | 0.0589 | 10.462 | 0.2499 | 118226.8 | Pipeline Natural Gas |  | Combustion turbine |  | Water Injection |  |  | ARP, CSNOX, CSOSG3, CSSO2G1, RGGI | 55233 EU-5A | 2001-06-30 | 260 |  | 1.7372 | 5.191%
PA | Handsome Lake Energy | 55233 | EU-5B | CP100 | 2023 | 738 | 638.89 | 10117.66 |  | 0.035 | 0.0007 | 6013.3 | 0.0589 | 9.159 | 0.2484 | 101826 | Pipeline Natural Gas |  | Combustion turbine |  | Water Injection |  |  | ARP, CSNOX, CSOSG3, CSSO2G1, RGGI | 55233 EU-5B | 2001-06-30 | 260 |  | 1.8105 | 4.471%
MO | Audrain Power Plant | 55234 | CT1 |  | 2023 | 470 | 395.71 | 25093.19 |  | 0.089 | 0.001 | 17573.929 | 0.059 | 3.42 | 0.0231 | 295721.735 | Pipeline Natural Gas |  | Combustion turbine |  | Dry Low NOx Burners |  |  | ARP, CSNOX, CSOSG2, CSSO2G1 | 55234 CT1 | 2001-04-13 | 971 |  | 0.27258 | 3.477%
MO | Audrain Power Plant | 55234 | CT2 |  | 2023 | 472 | 400.32 | 25303.67 |  | 0.09 | 0.001 | 17790.599 | 0.0591 | 3.823 | 0.0252 | 299358.264 | Pipeline Natural Gas |  | Combustion turbine |  | Dry Low NOx Burners |  |  | ARP, CSNOX, CSOSG2, CSSO2G1 | 55234 CT2 | 2001-04-10 | 971 |  | 0.30217 | 3.519%
MO | Audrain Power Plant | 55234 | CT3 |  | 2023 | 488 | 413.04 | 26302.8 |  | 0.093 | 0.001 | 18491.848 | 0.0592 | 3.731 | 0.0238 | 311173.3 | Pipeline Natural Gas |  | Combustion turbine |  | Dry Low NOx Burners |  |  | ARP, CSNOX, CSOSG2, CSSO2G1 | 55234 CT3 | 2001-04-04 | 971 |  | 0.2837 | 3.658%
MO | Audrain Power Plant | 55234 | CT4 |  | 2023 | 442 | 375.02 | 23835.69 |  | 0.085 | 0.001 | 16802.214 | 0.059 | 3.169 | 0.0223 | 282734.276 | Pipeline Natural Gas |  | Combustion turbine |  | Dry Low NOx Burners |  |  | ARP, CSNOX, CSOSG2, CSSO2G1 | 55234 CT4 | 2001-04-04 | 971 |  | 0.2659 | 3.324%
MO | Audrain Power Plant | 55234 | CT5 |  | 2023 | 483 | 412.8 | 26250.83 |  | 0.093 | 0.001 | 18426.034 | 0.059 | 3.88 | 0.025 | 310065.845 | Pipeline Natural Gas |  | Combustion turbine |  | Dry Low NOx Burners |  |  | ARP, CSNOX, CSOSG2, CSSO2G1 | 55234 CT5 | 2001-04-07 | 971 |  | 0.29561 | 3.645%
MO | Audrain Power Plant | 55234 | CT6 |  | 2023 | 434 | 369.68 | 23683.64 |  | 0.084 | 0.001 | 16631.684 | 0.0588 | 3.888 | 0.0276 | 279860.772 | Pipeline Natural Gas |  | Combustion turbine |  | Dry Low NOx Burners |  |  | ARP, CSNOX, CSOSG2, CSSO2G1 | 55234 CT6 | 2001-04-13 | 971 |  | 0.32833 | 3.29%
MO | Audrain Power Plant | 55234 | CT7 |  | 2023 | 467 | 401.39 | 25551.83 |  | 0.091 | 0.001 | 18037.014 | 0.059 | 4.123 | 0.0269 | 303520.177 | Pipeline Natural Gas |  | Combustion turbine |  | Dry Low NOx Burners |  |  | ARP, CSNOX, CSOSG2, CSSO2G1 | 55234 CT7 | 2001-04-27 | 971 |  | 0.32272 | 3.568%
MO | Audrain Power Plant | 55234 | CT8 |  | 2023 | 460 | 390.21 | 24973.44 |  | 0.087 | 0.001 | 17147.409 | 0.0591 | 3.4 | 0.0234 | 288553.699 | Pipeline Natural Gas |  | Combustion turbine |  | Dry Low NOx Burners |  |  | ARP, CSNOX, CSOSG2, CSSO2G1 | 55234 CT8 | 2001-05-03 | 971 |  | 0.27229 | 3.392%
IL | Lee County Generating Station, LLC | 55236 | CT1 |  | 2023 | 198 | 154.89 | 7558.8 |  | 0.031 | 0.001 | 6236.915 | 0.0592 | 1.589 | 0.0376 | 104941.068 | Pipeline Natural Gas |  | Combustion turbine |  | Dry Low NOx Burners |  |  | ARP, CSNOX, CSOSG3, CSSO2G1 | 55236 CT1 | 2001-04-10 | 1200 |  | 0.42044 | 0.9983%
IL | Lee County Generating Station, LLC | 55236 | CT2 |  | 2023 | 312 | 249.72 | 11713.92 |  | 0.049 | 0.001 | 9752.99 | 0.0595 | 2.676 | 0.0404 | 164118.572 | Pipeline Natural Gas |  | Combustion turbine |  | Dry Low NOx Burners |  |  | ARP, CSNOX, CSOSG3, CSSO2G1 | 55236 CT2 | 2001-04-09 | 1200 |  | 0.45689 | 1.561%
IL | Lee County Generating Station, LLC | 55236 | CT3 |  | 2023 | 213 | 171.68 | 8297.01 |  | 0.035 | 0.001 | 7000.689 | 0.0591 | 2.002 | 0.0413 | 117803.541 | Pipeline Natural Gas |  | Combustion turbine |  | Dry Low NOx Burners |  |  | ARP, CSNOX, CSOSG3, CSSO2G1 | 55236 CT3 | 2001-05-24 | 1200 |  | 0.48258 | 1.121%
IL | Lee County Generating Station, LLC | 55236 | CT4 |  | 2023 | 138 | 109.11 | 5027.86 |  | 0.022 | 0.001 | 4277.479 | 0.0591 | 1.261 | 0.0403 | 71978.86 | Pipeline Natural Gas |  | Combustion turbine |  | Dry Low NOx Burners |  |  | ARP, CSNOX, CSOSG3, CSSO2G1 | 55236 CT4 | 2001-05-25 | 1200 |  | 0.50161 | 0.6847%
IL | Lee County Generating Station, LLC | 55236 | CT5 |  | 2023 | 261 | 209.26 | 10187.04 |  | 0.043 | 0.001 | 8474.047 | 0.0593 | 2.558 | 0.0455 | 142596.821 | Pipeline Natural Gas |  | Combustion turbine |  | Dry Low NOx Burners |  |  | ARP, CSNOX, CSOSG3, CSSO2G1 | 55236 CT5 | 2001-04-12 | 1200 |  | 0.50221 | 1.357%
IL | Lee County Generating Station, LLC | 55236 | CT6 |  | 2023 | 252 | 199.38 | 9647.96 |  | 0.04 | 0.001 | 7968.961 | 0.059 | 2.018 | 0.037 | 134099.5 | Pipeline Natural Gas |  | Combustion turbine |  | Dry Low NOx Burners |  |  | ARP, CSNOX, CSOSG3, CSSO2G1 | 55236 CT6 | 2001-04-16 | 1200 |  | 0.41833 | 1.276%
IL | Lee County Generating Station, LLC | 55236 | CT7 |  | 2023 | 194 | 150.15 | 7373.16 |  | 0.031 | 0.001 | 6061.636 | 0.0584 | 1.792 | 0.0434 | 102007.956 | Pipeline Natural Gas |  | Combustion turbine |  | Dry Low NOx Burners |  |  | ARP, CSNOX, CSOSG3, CSSO2G1 | 55236 CT7 | 2001-04-17 | 1200 |  | 0.48609 | 0.9704%
IL | Lee County Generating Station, LLC | 55236 | CT8 |  | 2023 | 215 | 169.22 | 8030.54 |  | 0.034 | 0.001 | 6729.199 | 0.0591 | 1.966 | 0.0434 | 113227.514 | Pipeline Natural Gas |  | Combustion turbine |  | Dry Low NOx Burners |  |  | ARP, CSNOX, CSOSG3, CSSO2G1 | 55236 CT8 | 2001-04-18 | 1200 |  | 0.48963 | 1.077%
IL | Shelby County | 55237 | SCE1 | CP100 | 2023 | 505 | 387.98 | 16675.68 |  | 0.053 | 0.0007 | 9781.9 | 0.0578 | 9.987 | 0.2845 | 165712.9 | Pipeline Natural Gas |  | Combustion turbine |  | Water Injection |  |  | ARP, CSNOX, CSOSG3, CSSO2G1 | 55237 SCE1 | 2000-07-01 | 444 |  | 1.1978 | 4.261%
IL | Shelby County | 55237 | SCE2 | CP100 | 2023 | 773 | 612.14 | 25758.4 |  | 0.081 | 0.0007 | 15160.8 | 0.0588 | 15.582 | 0.2728 | 256838.5 | Pipeline Natural Gas |  | Combustion turbine |  | Water Injection |  |  | ARP, CSNOX, CSOSG3, CSSO2G1 | 55237 SCE2 | 2000-07-01 | 444 |  | 1.2099 | 6.603%
IL | Shelby County | 55237 | SCE3 | CP100 | 2023 | 565 | 436.1 | 18059.33 |  | 0.058 | 0.0007 | 10588.7 | 0.0588 | 11.546 | 0.2911 | 179455.5 | Pipeline Natural Gas |  | Combustion turbine |  | Water Injection |  |  | ARP, CSNOX, CSOSG3, CSSO2G1 | 55237 SCE3 | 2000-07-01 | 444 |  | 1.2787 | 4.614%
IL | Shelby County | 55237 | SCE4 | CP100 | 2023 | 805 | 650.42 | 27393.79 |  | 0.085 | 0.0007 | 16145.5 | 0.0589 | 16.019 | 0.2562 | 273510.7 | Pipeline Natural Gas |  | Combustion turbine |  | Water Injection |  |  | ARP, CSNOX, CSOSG3, CSSO2G1 | 55237 SCE4 | 2000-07-01 | 444 |  | 1.1695 | 7.032%
IL | Shelby County | 55237 | SCE5 | CP100 | 2023 | 543 | 434.87 | 18275.41 |  | 0.059 | 0.0007 | 10758 | 0.0588 | 11.098 | 0.2661 | 182269.6 | Pipeline Natural Gas |  | Combustion turbine |  | Water Injection |  |  | ARP, CSNOX, CSOSG3, CSSO2G1 | 55237 SCE5 | 2000-07-01 | 444 |  | 1.2145 | 4.686%
IL | Shelby County | 55237 | SCE6 | CP100 | 2023 | 537 | 423.82 | 18082.59 |  | 0.057 | 0.0007 | 10621.9 | 0.0586 | 10.577 | 0.2706 | 179975.6 | Pipeline Natural Gas |  | Combustion turbine |  | Water Injection |  |  | ARP, CSNOX, CSOSG3, CSSO2G1 | 55237 SCE6 | 2000-09-15 | 444 |  | 1.1699 | 4.627%
IL | Shelby County | 55237 | SCE7 | CP100 | 2023 | 806 | 654.09 | 27961.67 |  | 0.09 | 0.0008 | 16591.3 | 0.0587 | 15.727 | 0.249 | 281042.7 | Pipeline Natural Gas |  | Combustion turbine |  | Water Injection |  |  | ARP, CSNOX, CSOSG3, CSSO2G1 | 55237 SCE7 | 2001-01-01 | 444 |  | 1.1249 | 7.226%
IL | Shelby County | 55237 | SCE8 | CP100 | 2023 | 650 | 514.14 | 21984.83 |  | 0.07 | 0.0007 | 12972.2 | 0.0588 | 14.624 | 0.2809 | 219770.7 | Pipeline Natural Gas |  | Combustion turbine |  | Water Injection |  |  | ARP, CSNOX, CSOSG3, CSSO2G1 | 55237 SCE8 | 2001-01-01 | 444 |  | 1.3304 | 5.65%
IL | Rockford Energy Center | 55238 | 1 |  | 2023 | 333 | 297.61 | 45831.4 |  | 0.143 | 0.001 | 27969.676 | 0.0588 | 9.156 | 0.0446 | 470635.545 | Pipeline Natural Gas |  | Combustion turbine |  | Dry Low NOx Burners |  |  | ARP, CSNOX, CSOSG3, CSSO2G1 | 55238 1 | 2000-07-27 | 1800 |  | 0.39955 | 2.985%
IL | Rockford Energy Center | 55238 | 2 |  | 2023 | 452 | 401.06 | 62302.7 |  | 0.194 | 0.001 | 38136.005 | 0.059 | 12.711 | 0.0456 | 641708.26 | Pipeline Natural Gas |  | Combustion turbine |  | Dry Low NOx Burners |  |  | ARP, CSNOX, CSOSG3, CSSO2G1 | 55238 2 | 2000-06-30 | 1760 |  | 0.40804 | 4.162%
NJ | Red Oak Power, LLC | 55239 | 1 |  | 2023 | 4432 | 4393.41 | 874961.87 |  | 2.234 | 0.001 | 442606.04 | 0.059 | 39.188 | 0.0112 | 7447691.042 | Pipeline Natural Gas |  | Combined cycle |  | Dry Low NOx Burners,Ammonia Injection,Selective Catalytic Reduction |  |  | ARP, CSNOX, CSOSG3, CSSO2G1, RGGI | 55239 1 | 2002-06-15 | 2180 | Y | 0.089576 | 39%
NJ | Red Oak Power, LLC | 55239 | 2 |  | 2023 | 4423 | 4407.89 | 868572.66 |  | 2.238 | 0.001 | 443266 | 0.059 | 38.581 | 0.0108 | 7458818.065 | Pipeline Natural Gas |  | Combined cycle |  | Dry Low NOx Burners,Ammonia Injection,Selective Catalytic Reduction |  |  | ARP, CSNOX, CSOSG3, CSSO2G1, RGGI | 55239 2 | 2002-06-15 | 2180 | Y | 0.088838 | 39.06%
NJ | Red Oak Power, LLC | 55239 | 3 |  | 2023 | 4664 | 4634.91 | 910315.61 |  | 2.356 | 0.001 | 466784.108 | 0.059 | 40.593 | 0.0108 | 7854489.145 | Pipeline Natural Gas |  | Combined cycle |  | Dry Low NOx Burners,Ammonia Injection,Selective Catalytic Reduction |  |  | ARP, CSNOX, CSOSG3, CSSO2G1, RGGI | 55239 3 | 2002-06-15 | 2180 | Y | 0.089184 | 41.13%
AL | Hog Bayou Energy Center | 55241 | COG01 |  | 2023 | 7233 | 7218.11 | 1526383.04 |  | 3.424 | 0.001 | 678208.517 | 0.059 | 54.544 | 0.01 | 11412176.299 | Pipeline Natural Gas |  | Combined cycle |  | Dry Low NOx Burners,Water Injection,Selective Catalytic Reduction |  |  | ARP, CSNOX, CSOSG2, CSSO2G2 | 55241 COG01 | 2001-03-07 | 2493 | Y | 0.071468 | 52.26%
FL | Santa Rosa Energy Center | 55242 | CT-1 |  | 2023 | 5502 | 5465.39 | 1171577.99 |  | 2.57 | 0.001 | 509127.095 | 0.059 | 135.454 | 0.0343 | 8567098.296 | Pipeline Natural Gas |  | Combined cycle |  | Dry Low NOx Burners |  |  | ARP | 55242 CT-1 | 2002-05-11 | 1958 |  | 0.23123 | 49.95%
NY | Astoria Gas Turbine Power | 55243 | CT2-1A | CP0002 | 2023 | 27 | 13.95 | 279 |  | 0.03 | 0.0376 | 223.5 | 0.0606 | 0.792 | 0.4441 | 3745.6 | Pipeline Natural Gas | Diesel Oil | Combustion turbine |  |  |  |  | CSNOX, CSSO2G1, RGGI | 55243 CT2-1A | 1970-06-01 | 255 |  | 5.6774 | 0.1677%
NY | Astoria Gas Turbine Power | 55243 | CT2-1B | CP0002 | 2023 | 27 | 13.95 | 279 |  | 0.03 | 0.0376 | 223.5 | 0.0606 | 0.771 | 0.4369 | 3745.6 | Pipeline Natural Gas | Diesel Oil | Combustion turbine |  |  |  |  | CSNOX, CSSO2G1, RGGI | 55243 CT2-1B | 1970-06-01 | 255 |  | 5.5269 | 0.1677%
NY | Astoria Gas Turbine Power | 55243 | CT2-2A | CP0002 | 2023 | 17 | 7.12 | 141.9 |  | 0.033 | 0.0592 | 118.4 | 0.061 | 0.431 | 0.4664 | 1955.7 | Pipeline Natural Gas | Diesel Oil | Combustion turbine |  |  |  |  | CSNOX, CSSO2G1, RGGI | 55243 CT2-2A | 1970-06-01 | 255 |  | 6.0747 | 0.08755%
NY | Astoria Gas Turbine Power | 55243 | CT2-2B | CP0002 | 2023 | 17 | 7.12 | 141.9 |  | 0.033 | 0.0592 | 118.4 | 0.061 | 0.424 | 0.4631 | 1955.7 | Pipeline Natural Gas | Diesel Oil | Combustion turbine |  |  |  |  | CSNOX, CSSO2G1, RGGI | 55243 CT2-2B | 1970-06-01 | 255 |  | 5.976 | 0.08755%
NY | Astoria Gas Turbine Power | 55243 | CT2-3A | CP0002 | 2023 | 23 | 12.07 | 240.9 |  | 0.021 | 0.0222 | 207.5 | 0.0599 | 0.729 | 0.429 | 3486 | Pipeline Natural Gas | Diesel Oil | Combustion turbine |  |  |  |  | CSNOX, CSSO2G1, RGGI | 55243 CT2-3A | 1970-06-01 | 255 |  | 6.0523 | 0.1561%
NY | Astoria Gas Turbine Power | 55243 | CT2-3B | CP0002 | 2023 | 23 | 12.07 | 240.9 |  | 0.021 | 0.0222 | 207.5 | 0.0599 | 0.709 | 0.419 | 3486 | Pipeline Natural Gas | Diesel Oil | Combustion turbine |  |  |  |  | CSNOX, CSSO2G1, RGGI | 55243 CT2-3B | 1970-06-01 | 255 |  | 5.8863 | 0.1561%
NY | Astoria Gas Turbine Power | 55243 | CT2-4A | CP0002 | 2023 | 24 | 11.99 | 239 |  | 0.032 | 0.0213 | 207 | 0.0601 | 0.735 | 0.428 | 3461.3 | Pipeline Natural Gas | Diesel Oil | Combustion turbine |  |  |  |  | CSNOX, CSSO2G1, RGGI | 55243 CT2-4A | 1970-06-01 | 255 |  | 6.1506 | 0.155%
NY | Astoria Gas Turbine Power | 55243 | CT2-4B | CP0002 | 2023 | 24 | 11.99 | 239 |  | 0.032 | 0.0213 | 207 | 0.0601 | 0.717 | 0.4177 | 3461.3 | Pipeline Natural Gas | Diesel Oil | Combustion turbine |  |  |  |  | CSNOX, CSSO2G1, RGGI | 55243 CT2-4B | 1970-06-01 | 255 |  | 6 | 0.155%
NY | Astoria Gas Turbine Power | 55243 | CT3-1A | CP0003 | 2023 | 8 | 2.96 | 58.5 |  | 0.018 | 0.063 | 56 | 0.0621 | 0.206 | 0.4714 | 923.8 | Pipeline Natural Gas | Diesel Oil | Combustion turbine |  |  |  |  | CSNOX, CSSO2G1, RGGI | 55243 CT3-1A | 1970-06-01 | 255 |  | 7.0427 | 0.04136%
NY | Astoria Gas Turbine Power | 55243 | CT3-1B | CP0003 | 2023 | 8 | 2.96 | 58.5 |  | 0.018 | 0.063 | 56 | 0.0621 | 0.203 | 0.468 | 923.8 | Pipeline Natural Gas | Diesel Oil | Combustion turbine |  |  |  |  | CSNOX, CSSO2G1, RGGI | 55243 CT3-1B | 1970-06-01 | 255 |  | 6.9402 | 0.04136%
NY | Astoria Gas Turbine Power | 55243 | CT3-2A | CP0003 | 2023 | 17 | 6.86 | 136.5 |  | 0.149 | 0.0885 | 137.6 | 0.0631 | 0.579 | 0.4963 | 2109.4 | Pipeline Natural Gas | Diesel Oil | Combustion turbine |  |  |  |  | CSNOX, CSSO2G1, RGGI | 55243 CT3-2A | 1970-06-01 | 255 |  | 8.4835 | 0.09443%
NY | Astoria Gas Turbine Power | 55243 | CT3-2B | CP0003 | 2023 | 17 | 6.86 | 136.5 |  | 0.149 | 0.0885 | 137.6 | 0.0631 | 0.591 | 0.4985 | 2109.4 | Pipeline Natural Gas | Diesel Oil | Combustion turbine |  |  |  |  | CSNOX, CSSO2G1, RGGI | 55243 CT3-2B | 1970-06-01 | 255 |  | 8.6593 | 0.09443%
NY | Astoria Gas Turbine Power | 55243 | CT3-3A | CP0003 | 2023 | 28 | 14.57 | 291.05 |  | 0.017 | 0.0363 | 261.2 | 0.0606 | 0.862 | 0.4211 | 4403.9 | Pipeline Natural Gas | Diesel Oil | Combustion turbine |  |  |  |  | CSNOX, CSSO2G1, RGGI | 55243 CT3-3A | 1970-06-01 | 255 |  | 5.9234 | 0.1971%
NY | Astoria Gas Turbine Power | 55243 | CT3-3B | CP0003 | 2023 | 28 | 14.57 | 291.05 |  | 0.017 | 0.0363 | 261.2 | 0.0606 | 0.81 | 0.4015 | 4403.9 | Pipeline Natural Gas | Diesel Oil | Combustion turbine |  |  |  |  | CSNOX, CSSO2G1, RGGI | 55243 CT3-3B | 1970-06-01 | 255 |  | 5.5661 | 0.1971%
NY | Astoria Gas Turbine Power | 55243 | CT3-4A | CP0003 | 2023 | 18 | 9.65 | 192.5 |  | 0.016 | 0.0282 | 175 | 0.0604 | 0.603 | 0.4275 | 2943.3 | Pipeline Natural Gas | Diesel Oil | Combustion turbine |  |  |  |  | CSNOX, CSSO2G1, RGGI | 55243 CT3-4A | 1970-06-01 | 255 |  | 6.2649 | 0.1318%
NY | Astoria Gas Turbine Power | 55243 | CT3-4B | CP0003 | 2023 | 18 | 9.65 | 192.5 |  | 0.016 | 0.0282 | 175 | 0.0604 | 0.595 | 0.4252 | 2943.3 | Pipeline Natural Gas | Diesel Oil | Combustion turbine |  |  |  |  | CSNOX, CSSO2G1, RGGI | 55243 CT3-4B | 1970-06-01 | 255 |  | 6.1818 | 0.1318%
NY | Astoria Gas Turbine Power | 55243 | CT4-1A | CP0004 | 2023 | 24 | 12.6 | 250.2 |  | 0.014 | 0.0423 | 207.3 | 0.0611 | 0.724 | 0.4485 | 3494.2 | Pipeline Natural Gas | Diesel Oil | Combustion turbine |  |  |  |  | CSNOX, CSSO2G1, RGGI | 55243 CT4-1A | 1970-06-01 | 255 |  | 5.7874 | 0.1564%
NY | Astoria Gas Turbine Power | 55243 | CT4-1B | CP0004 | 2023 | 24 | 12.6 | 250.2 |  | 0.014 | 0.0423 | 207.3 | 0.0611 | 0.641 | 0.4069 | 3494.2 | Pipeline Natural Gas | Diesel Oil | Combustion turbine |  |  |  |  | CSNOX, CSSO2G1, RGGI | 55243 CT4-1B | 1970-06-01 | 255 |  | 5.1239 | 0.1564%
NY | Astoria Gas Turbine Power | 55243 | CT4-2A | CP0004 | 2023 | 21 | 11.36 | 225.9 |  | 0.016 | 0.0242 | 185.4 | 0.0597 | 0.598 | 0.3974 | 3120.6 | Pipeline Natural Gas | Diesel Oil | Combustion turbine |  |  |  |  | CSNOX, CSSO2G1, RGGI | 55243 CT4-2A | 1970-06-01 | 255 |  | 5.2944 | 0.1397%
NY | Astoria Gas Turbine Power | 55243 | CT4-2B | CP0004 | 2023 | 21 | 11.36 | 225.9 |  | 0.016 | 0.0242 | 185.4 | 0.0597 | 0.627 | 0.4193 | 3120.6 | Pipeline Natural Gas | Diesel Oil | Combustion turbine |  |  |  |  | CSNOX, CSSO2G1, RGGI | 55243 CT4-2B | 1970-06-01 | 255 |  | 5.5511 | 0.1397%
NY | Astoria Gas Turbine Power | 55243 | CT4-3A | CP0004 | 2023 | 17 | 8.94 | 177.7 |  | 0.019 | 0.0299 | 146.6 | 0.0606 | 0.519 | 0.4367 | 2460.1 | Pipeline Natural Gas | Diesel Oil | Combustion turbine |  |  |  |  | CSNOX, CSSO2G1, RGGI | 55243 CT4-3A | 1970-06-01 | 255 |  | 5.8413 | 0.1101%
NY | Astoria Gas Turbine Power | 55243 | CT4-3B | CP0004 | 2023 | 17 | 8.94 | 177.7 |  | 0.019 | 0.0299 | 146.6 | 0.0606 | 0.505 | 0.4274 | 2460.1 | Pipeline Natural Gas | Diesel Oil | Combustion turbine |  |  |  |  | CSNOX, CSSO2G1, RGGI | 55243 CT4-3B | 1970-06-01 | 255 |  | 5.6837 | 0.1101%
NY | Astoria Gas Turbine Power | 55243 | CT4-4A | CP0004 | 2023 | 22 | 11.48 | 227.7 |  | 0.016 | 0.0231 | 187.9 | 0.0591 | 0.659 | 0.4303 | 3166.3 | Pipeline Natural Gas | Diesel Oil | Combustion turbine |  |  |  |  | CSNOX, CSSO2G1, RGGI | 55243 CT4-4A | 1970-06-01 | 255 |  | 5.7883 | 0.1417%
NY | Astoria Gas Turbine Power | 55243 | CT4-4B | CP0004 | 2023 | 22 | 11.48 | 227.7 |  | 0.016 | 0.0231 | 187.9 | 0.0591 | 0.64 | 0.4196 | 3166.3 | Pipeline Natural Gas | Diesel Oil | Combustion turbine |  |  |  |  | CSNOX, CSSO2G1, RGGI | 55243 CT4-4B | 1970-06-01 | 255 |  | 5.6214 | 0.1417%
GA | Doyle Energy Facility | 55244 | CTG-2 |  | 2023 | 166 | 134.68 | 7565.34 |  | 0.029 | 0.001 | 5801.582 | 0.0587 | 4.369 | 0.0935 | 97625.747 | Pipeline Natural Gas |  | Combustion turbine |  | Dry Low NOx Burners |  |  | ARP, CSNOX, CSOSG1, CSSO2G2 | 55244 CTG-2 | 2000-04-05 | 890 |  | 1.155 | 1.252%
GA | Doyle Energy Facility | 55244 | CTG-3 |  | 2023 | 213 | 176.99 | 10004.08 |  | 0.04 | 0.001 | 7919.423 | 0.0593 | 6.715 | 0.1041 | 133252.769 | Pipeline Natural Gas |  | Combustion turbine |  | Dry Low NOx Burners |  |  | ARP, CSNOX, CSOSG1, CSSO2G2 | 55244 CTG-3 | 2000-05-07 | 907 |  | 1.3425 | 1.677%
GA | Doyle Energy Facility | 55244 | CTG-4 |  | 2023 | 336 | 281.69 | 19551.55 |  | 0.069 | 0.001 | 13697.044 | 0.0591 | 6.226 | 0.0593 | 230474.633 | Pipeline Natural Gas |  | Combustion turbine |  | Dry Low NOx Burners |  |  | ARP, CSNOX, CSOSG1, CSSO2G2 | 55244 CTG-4 | 2000-06-09 | 1090 |  | 0.63688 | 2.414%
GA | Doyle Energy Facility | 55244 | CTG-5 |  | 2023 | 322 | 268.81 | 17702.86 |  | 0.063 | 0.001 | 12505.679 | 0.059 | 5.792 | 0.0594 | 210441.784 | Pipeline Natural Gas |  | Combustion turbine |  | Dry Low NOx Burners |  |  | ARP, CSNOX, CSOSG1, CSSO2G2 | 55244 CTG-5 | 2000-06-16 | 1090 |  | 0.65436 | 2.204%
OH | Darby Electric Generating Station | 55247 | CT1 |  | 2023 | 1465 | 1294.25 | 94986.35 |  | 0.22 | 0.0006 | 43293.396 | 0.059 | 17.197 | 0.109 | 727657.944 | Pipeline Natural Gas | Diesel Oil | Combustion turbine |  | Dry Low NOx Burners,Water Injection |  |  | ARP, CSNOX, CSOSG3, CSSO2G1 | 55247 CT1 | 2001-05-04 | 1115 |  | 0.36209 | 7.45%
OH | Darby Electric Generating Station | 55247 | CT2 |  | 2023 | 1608 | 1417.26 | 102803.92 |  | 0.226 | 0.0006 | 45436.57 | 0.0584 | 14.533 | 0.0963 | 764160.676 | Pipeline Natural Gas | Diesel Oil | Combustion turbine |  | Dry Low NOx Burners,Water Injection |  |  | ARP, CSNOX, CSOSG3, CSSO2G1 | 55247 CT2 | 2001-05-09 | 1115 |  | 0.28273 | 7.824%
OH | Darby Electric Generating Station | 55247 | CT3 |  | 2023 | 1649 | 1442.83 | 103074.27 |  | 0.199 | 0.0005 | 40062.021 | 0.0579 | 12.289 | 0.1105 | 673691.677 | Pipeline Natural Gas | Diesel Oil | Combustion turbine |  | Dry Low NOx Burners,Water Injection |  |  | ARP, CSNOX, CSOSG3, CSSO2G1 | 55247 CT3 | 2001-05-22 | 1115 |  | 0.23845 | 6.897%
OH | Darby Electric Generating Station | 55247 | CT4 |  | 2023 | 1374 | 1218.56 | 86978.85 |  | 0.122 | 0.0004 | 25218.393 | 0.0579 | 9.818 | 0.1316 | 422129.737 | Pipeline Natural Gas | Diesel Oil | Combustion turbine |  | Dry Low NOx Burners,Water Injection |  |  | ARP, CSNOX, CSOSG3, CSSO2G1 | 55247 CT4 | 2001-05-22 | 1115 |  | 0.22576 | 4.322%
OH | Darby Electric Generating Station | 55247 | CT5 |  | 2023 | 1414 | 1253.39 | 89936.66 |  | 0.163 | 0.0005 | 33556.206 | 0.0575 | 11.27 | 0.1105 | 564566.008 | Pipeline Natural Gas | Diesel Oil | Combustion turbine |  | Dry Low NOx Burners,Water Injection |  |  | ARP, CSNOX, CSOSG3, CSSO2G1 | 55247 CT5 | 2002-05-24 | 1115 |  | 0.25062 | 5.78%
OH | Darby Electric Generating Station | 55247 | CT6 |  | 2023 | 1407 | 1247.08 | 88225.71 |  | 0.16 | 0.0005 | 33010.294 | 0.0575 | 11.389 | 0.1132 | 555093.009 | Pipeline Natural Gas | Diesel Oil | Combustion turbine |  | Dry Low NOx Burners,Water Injection |  |  | ARP, CSNOX, CSOSG3, CSSO2G1 | 55247 CT6 | 2002-05-22 | 1115 |  | 0.25818 | 5.683%
OH | Tait Electric Generating Station | 55248 | CT4 |  | 2023 | 3551 | 3193.24 | 212897.66 |  | 0.938 | 0.0016 | 159891.6 | 0.0591 | 86.825 | 0.1564 | 2710187.8 | Pipeline Natural Gas | Diesel Oil | Combustion turbine |  | Water Injection,Dry Low NOx Burners |  |  | ARP, CSNOX, CSOSG3, CSSO2G1 | 55248 CT4 | 2002-05-09 | 1160 |  | 0.81565 | 26.67%
OH | Tait Electric Generating Station | 55248 | CT5 |  | 2023 | 3599 | 3240.92 | 222400.79 |  | 2.981 | 0.0026 | 169157.3 | 0.059 | 95.357 | 0.1561 | 2864074.7 | Pipeline Natural Gas | Diesel Oil | Combustion turbine |  | Water Injection,Dry Low NOx Burners |  |  | ARP, CSNOX, CSOSG3, CSSO2G1 | 55248 CT5 | 2002-05-01 | 1160 |  | 0.85752 | 28.19%
OH | Tait Electric Generating Station | 55248 | CT6 |  | 2023 | 3913 | 3520.03 | 237069.34 |  | 1.002 | 0.001 | 179788.2 | 0.059 | 115.486 | 0.1655 | 3047335.1 | Pipeline Natural Gas | Diesel Oil | Combustion turbine |  | Water Injection,Dry Low NOx Burners |  |  | ARP, CSNOX, CSOSG3, CSSO2G1 | 55248 CT6 | 2002-04-24 | 1160 |  | 0.97428 | 29.99%
OH | Tait Electric Generating Station | 55248 | CT7 |  | 2023 | 3866 | 3482.84 | 231641.58 |  | 0.897 | 0.001 | 168368.5 | 0.059 | 91.947 | 0.1523 | 2852796.3 | Pipeline Natural Gas | Diesel Oil | Combustion turbine |  | Water Injection,Dry Low NOx Burners |  |  | ARP, CSNOX, CSOSG3, CSSO2G1 | 55248 CT7 | 2002-04-17 | 1160 |  | 0.79387 | 28.07%
IL | University Park Energy | 55250 | UP1 | CP100 | 2023 | 208 | 185.69 | 4590.17 |  | 0.016 | 0.0009 | 2712.92 | 0.0593 | 3.567 | 0.2268 | 45669.592 | Pipeline Natural Gas |  | Combustion turbine |  | Water Injection |  |  | ARP, CSNOX, CSOSG3, CSSO2G1 | 55250 UP1 | 2001-05-14 | 300 |  | 1.5542 | 1.738%
IL | University Park Energy | 55250 | UP10 | CP100 | 2023 | 260 | 227.25 | 5519.5 |  | 0.02 | 0.0008 | 3316.433 | 0.0593 | 4.9 | 0.2559 | 55822.124 | Pipeline Natural Gas |  | Combustion turbine |  | Water Injection |  |  | ARP, CSNOX, CSOSG3, CSSO2G1 | 55250 UP10 | 2001-05-25 | 300 |  | 1.7755 | 2.124%
IL | University Park Energy | 55250 | UP11 | CP100 | 2023 | 308 | 273.49 | 7032.74 |  | 0.025 | 0.0008 | 4228.18 | 0.0593 | 5.875 | 0.2406 | 71153.884 | Pipeline Natural Gas |  | Combustion turbine |  | Water Injection |  |  | ARP, CSNOX, CSOSG3, CSSO2G1 | 55250 UP11 | 2001-07-14 | 300 |  | 1.6708 | 2.708%
IL | University Park Energy | 55250 | UP12 | CP100 | 2023 | 313 | 279.34 | 6779.44 |  | 0.024 | 0.0008 | 4078.986 | 0.059 | 6.775 | 0.2621 | 68641.242 | Pipeline Natural Gas |  | Combustion turbine |  | Water Injection |  |  | ARP, CSNOX, CSOSG3, CSSO2G1 | 55250 UP12 | 2001-07-14 | 300 |  | 1.9987 | 2.612%
IL | University Park Energy | 55250 | UP2 | CP100 | 2023 | 208 | 183.49 | 4462.81 |  | 0.016 | 0.0009 | 2634.333 | 0.0593 | 4.57 | 0.272 | 44327.976 | Pipeline Natural Gas |  | Combustion turbine |  | Water Injection |  |  | ARP, CSNOX, CSOSG3, CSSO2G1 | 55250 UP2 | 2001-05-14 | 300 |  | 2.048 | 1.687%
IL | University Park Energy | 55250 | UP3 | CP100 | 2023 | 373 | 331.25 | 8224.03 |  | 0.03 | 0.0008 | 4959.588 | 0.0593 | 6.761 | 0.2355 | 83470.382 | Pipeline Natural Gas |  | Combustion turbine |  | Water Injection |  |  | ARP, CSNOX, CSOSG3, CSSO2G1 | 55250 UP3 | 2001-05-05 | 300 |  | 1.6442 | 3.176%
IL | University Park Energy | 55250 | UP4 | CP100 | 2023 | 366 | 327.97 | 8054.76 |  | 0.029 | 0.0008 | 4856.494 | 0.0593 | 7.069 | 0.2385 | 81735.788 | Pipeline Natural Gas |  | Combustion turbine |  | Water Injection |  |  | ARP, CSNOX, CSOSG3, CSSO2G1 | 55250 UP4 | 2001-05-05 | 300 |  | 1.7552 | 3.11%
IL | University Park Energy | 55250 | UP5 | CP100 | 2023 | 438 | 399.67 | 10509.62 |  | 0.037 | 0.0009 | 6238.211 | 0.0593 | 9.048 | 0.2283 | 105001.938 | Pipeline Natural Gas |  | Combustion turbine |  | Water Injection |  |  | ARP, CSNOX, CSOSG3, CSSO2G1 | 55250 UP5 | 2001-05-11 | 300 |  | 1.7219 | 3.996%
IL | University Park Energy | 55250 | UP6 | CP100 | 2023 | 440 | 401.64 | 9963.64 |  | 0.036 | 0.0009 | 5928.697 | 0.0593 | 9.508 | 0.2418 | 99785.994 | Pipeline Natural Gas |  | Combustion turbine |  | Water Injection |  |  | ARP, CSNOX, CSOSG3, CSSO2G1 | 55250 UP6 | 2001-05-11 | 300 |  | 1.9085 | 3.797%
IL | University Park Energy | 55250 | UP7 | CP100 | 2023 | 321 | 286.85 | 7246.53 |  | 0.025 | 0.0008 | 4291.881 | 0.0589 | 6.025 | 0.2354 | 72246.666 | Pipeline Natural Gas |  | Combustion turbine |  | Water Injection |  |  | ARP, CSNOX, CSOSG3, CSSO2G1 | 55250 UP7 | 2001-05-12 | 300 |  | 1.6629 | 2.749%
IL | University Park Energy | 55250 | UP8 | CP100 | 2023 | 316 | 285.27 | 6876.99 |  | 0.025 | 0.0008 | 4076.391 | 0.0593 | 6.554 | 0.2513 | 68632.359 | Pipeline Natural Gas |  | Combustion turbine |  | Water Injection |  |  | ARP, CSNOX, CSOSG3, CSSO2G1 | 55250 UP8 | 2001-05-12 | 300 |  | 1.9061 | 2.612%
IL | University Park Energy | 55250 | UP9 | CP100 | 2023 | 253 | 224 | 5537.87 |  | 0.02 | 0.0008 | 3329.796 | 0.0593 | 6.733 | 0.3089 | 56053.972 | Pipeline Natural Gas |  | Combustion turbine |  | Water Injection |  |  | ARP, CSNOX, CSOSG3, CSSO2G1 | 55250 UP9 | 2001-05-25 | 300 |  | 2.4316 | 2.133%
TN | Gleason Combustion Turbine Plant | 55251 | CTG-1 |  | 2023 | 833 | 757.1 | 124367.94 |  | 0.405 | 0.001 | 80206.173 | 0.059 | 49.831 | 0.0746 | 1349620.787 | Pipeline Natural Gas |  | Combustion turbine |  | Dry Low NOx Burners |  |  | ARP, CSNOX, CSOSG2, CSSO2G1 | 55251 CTG-1 | 2000-06-06 | 2110 |  | 0.80135 | 7.302%
TN | Gleason Combustion Turbine Plant | 55251 | CTG-2 |  | 2023 | 825 | 745.48 | 121881.44 |  | 0.397 | 0.001 | 78661.954 | 0.059 | 51.625 | 0.0764 | 1323661.062 | Pipeline Natural Gas |  | Combustion turbine |  | Dry Low NOx Burners |  |  | ARP, CSNOX, CSOSG2, CSSO2G1 | 55251 CTG-2 | 2000-05-24 | 2110 |  | 0.84713 | 7.161%
TN | Gleason Combustion Turbine Plant | 55251 | CTG-3 |  | 2023 | 556 | 510.08 | 77949.75 |  | 0.259 | 0.001 | 51311.453 | 0.059 | 28.41 | 0.0664 | 863414.184 | Pipeline Natural Gas |  | Combustion turbine |  | Dry Low NOx Burners |  |  | ARP, CSNOX, CSOSG2, CSSO2G1 | 55251 CTG-3 | 2000-05-18 | 2100 |  | 0.72893 | 4.693%
IL | Crete Energy Park | 55253 | GT1 |  | 2023 | 303 | 252.12 | 13586.36 |  | 0.056 | 0.001 | 11091.954 | 0.059 | 2.297 | 0.0242 | 186630.31 | Pipeline Natural Gas |  | Combustion turbine |  | Dry Low NOx Burners |  |  | ARP, CSNOX, CSOSG3, CSSO2G1 | 55253 GT1 | 2002-04-11 | 1100 |  | 0.33813 | 1.937%
IL | Crete Energy Park | 55253 | GT2 |  | 2023 | 373 | 315.08 | 17177.82 |  | 0.07 | 0.001 | 13792.459 | 0.059 | 2.846 | 0.0242 | 232072.903 | Pipeline Natural Gas |  | Combustion turbine |  | Dry Low NOx Burners |  |  | ARP, CSNOX, CSOSG3, CSSO2G1 | 55253 GT2 | 2002-04-06 | 1100 |  | 0.33136 | 2.408%
IL | Crete Energy Park | 55253 | GT3 |  | 2023 | 272 | 223.9 | 12325.7 |  | 0.05 | 0.001 | 9850.729 | 0.0591 | 2.24 | 0.0266 | 165759.326 | Pipeline Natural Gas |  | Combustion turbine |  | Dry Low NOx Burners |  |  | ARP, CSNOX, CSOSG3, CSSO2G1 | 55253 GT3 | 2002-03-28 | 1100 |  | 0.36347 | 1.72%
IL | Crete Energy Park | 55253 | GT4 |  | 2023 | 251 | 209.5 | 11014.03 |  | 0.048 | 0.001 | 9465.556 | 0.059 | 2.219 | 0.0275 | 159275.575 | Pipeline Natural Gas |  | Combustion turbine |  | Dry Low NOx Burners |  |  | ARP, CSNOX, CSOSG3, CSSO2G1 | 55253 GT4 | 2002-03-26 | 1100 |  | 0.40294 | 1.653%
IN | Whiting Clean Energy, Inc. | 55259 | CT1 |  | 2023 | 8112 | 8109.96 | 1131585.43 |  | 4.052 | 0.001 | 802554.137 | 0.059 | 54.228 | 0.0081 | 13504441.947 | Pipeline Natural Gas |  | Combined cycle |  | Dry Low NOx Burners,Selective Catalytic Reduction |  |  | ARP, CSNOX, CSOSG3, CSSO2G1 | 55259 CT1 | 2001-07-21 | 2994 | Y | 0.095844 | 51.49%
IN | Whiting Clean Energy, Inc. | 55259 | CT2 |  | 2023 | 7913 | 7911.35 | 1135842.77 |  | 3.91 | 0.001 | 774508.534 | 0.059 | 52.285 | 0.0081 | 13032657.77 | Pipeline Natural Gas |  | Combined cycle |  | Dry Low NOx Burners,Selective Catalytic Reduction |  |  | ARP, CSNOX, CSOSG3, CSSO2G1 | 55259 CT2 | 2001-07-13 | 2994 | Y | 0.092064 | 49.69%
OH | AMP-Ohio Gas Turbines Bowling Green | 55262 | CT1 |  | 2023 | 75 | 50.25 | 1003.69 |  | 0.007 | 0.0008 | 1447.2 | 0.0589 | 1.841 | 0.1499 | 24540 | Pipeline Natural Gas |  | Combustion turbine |  | Selective Catalytic Reduction |  |  | ARP, CSNOX, CSOSG3, CSSO2G1 | 55262 CT1 | 2001-02-08 | 507 | Y | 3.6685 | 0.5525%
OH | AMP-Ohio Gas Turbines Galion | 55263 | CT1 |  | 2023 | 54 | 39.34 | 703.22 |  | 0.007 | 0.0008 | 1477.7 | 0.059 | 1.878 | 0.15 | 25040.4 | Pipeline Natural Gas |  | Combustion turbine |  | Selective Catalytic Reduction |  |  | ARP, CSNOX, CSOSG3, CSSO2G1 | 55263 CT1 | 2001-06-07 | 507 | Y | 5.3411 | 0.5638%
OH | AMP-Ohio Gas Turbines Napoleon | 55264 | CT1 |  | 2023 | 75 | 56.18 | 1124.14 |  | 0.008 | 0.0009 | 1524.6 | 0.059 | 1.939 | 0.15 | 25850.8 | Pipeline Natural Gas |  | Combustion turbine |  | Selective Catalytic Reduction |  |  | ARP, CSNOX, CSOSG3, CSSO2G1 | 55264 CT1 | 2001-03-06 | 507 | Y | 3.4497 | 0.5821%
GA | Edward L Addison Generating Plant | 55267 | 1 |  | 2023 | 128 | 101.09 | 13559.56 |  | 0.054 | 0.001 | 9505.159 | 0.0619 | 4.289 | 0.0647 | 152037.263 | Pipeline Natural Gas | Diesel Oil | Combustion turbine |  | Dry Low NOx Burners |  |  | ARP, CSNOX, CSOSG1, CSSO2G2 | 55267 1 | 2000-03-16 | 1923 |  | 0.63262 | 0.9025%
GA | Edward L Addison Generating Plant | 55267 | 2 |  | 2023 | 774 | 656.31 | 91053.78 |  | 0.306 | 0.001 | 59541.102 | 0.0595 | 19.791 | 0.0523 | 997592.963 | Pipeline Natural Gas | Diesel Oil | Combustion turbine |  | Dry Low NOx Burners |  |  | ARP, CSNOX, CSOSG1, CSSO2G2 | 55267 2 | 2000-05-01 | 1922 |  | 0.43471 | 5.925%
GA | Edward L Addison Generating Plant | 55267 | 3 |  | 2023 | 127 | 104.61 | 14235.38 |  | 0.051 | 0.001 | 9546.906 | 0.0611 | 3.57 | 0.0579 | 156831.222 | Pipeline Natural Gas | Diesel Oil | Combustion turbine |  | Dry Low NOx Burners |  |  | ARP, CSNOX, CSOSG1, CSSO2G2 | 55267 3 | 2000-04-10 | 1855 |  | 0.50157 | 0.9651%
GA | Edward L Addison Generating Plant | 55267 | 4 |  | 2023 | 738 | 617.41 | 84281.99 |  | 0.289 | 0.001 | 55945.059 | 0.0599 | 19.51 | 0.0555 | 935018.489 | Pipeline Natural Gas | Diesel Oil | Combustion turbine |  | Dry Low NOx Burners |  |  | ARP, CSNOX, CSOSG1, CSSO2G2 | 55267 4 | 2000-04-29 | 1831 |  | 0.46297 | 5.829%
MS | Southaven Combined Cycle Plant | 55269 | AA-001 |  | 2023 | 7179 | 7149.34 | 1703487.52 |  | 3.48 | 0.001 | 689240.444 | 0.059 | 66.561 | 0.0124 | 11597854.293 | Pipeline Natural Gas |  | Combined cycle |  | Dry Low NOx Burners,Selective Catalytic Reduction |  |  | ARP, CSOSG2 | 55269 AA-001 | 2003-03-14 | 3630 | Y | 0.078147 | 36.47%
MS | Southaven Combined Cycle Plant | 55269 | AA-002 |  | 2023 | 5745 | 5654.62 | 1326003.13 |  | 2.763 | 0.001 | 547405.71 | 0.059 | 54.251 | 0.0139 | 9211165.371 | Pipeline Natural Gas |  | Combined cycle |  | Dry Low NOx Burners,Selective Catalytic Reduction |  |  | ARP, CSOSG2 | 55269 AA-002 | 2003-03-29 | 3630 | Y | 0.081826 | 28.97%
MS | Southaven Combined Cycle Plant | 55269 | AA-003 |  | 2023 | 6753 | 6659.53 | 1579824.88 |  | 3.094 | 0.001 | 612962.402 | 0.059 | 65.379 | 0.0148 | 10314306.887 | Pipeline Natural Gas |  | Combined cycle |  | Dry Low NOx Burners,Selective Catalytic Reduction |  |  | ARP, CSOSG2 | 55269 AA-003 | 2003-05-03 | 3630 | Y | 0.082767 | 32.44%
MI | Jackson Generating Station | 55270 | 7EA |  | 2023 | 4691 | 4517.61 | 552533.75 |  | 1.272 | 0.001 | 251891.164 | 0.059 | 60.042 | 0.0327 | 4238519.408 | Pipeline Natural Gas |  | Combined cycle |  | Dry Low NOx Burners |  |  | ARP, CSNOX, CSOSG3, CSSO2G1 | 55270 7EA | 2002-05-07 | 1300 |  | 0.21733 | 37.22%
MI | Jackson Generating Station | 55270 | LM1 |  | 2023 | 4783 | 4544.62 | 244513.19 |  | 0.607 | 0.001 | 120135.234 | 0.0592 | 79.463 | 0.0887 | 2021408.226 | Pipeline Natural Gas |  | Combined cycle |  | Steam Injection |  |  | ARP, CSNOX, CSOSG3, CSSO2G1 | 55270 LM1 | 2002-04-27 | 650 |  | 0.64997 | 35.5%
MI | Jackson Generating Station | 55270 | LM2 |  | 2023 | 4781 | 4547.56 | 239932.87 |  | 0.591 | 0.001 | 116985.634 | 0.0592 | 77.114 | 0.0842 | 1968466.736 | Pipeline Natural Gas |  | Combined cycle |  | Steam Injection |  |  | ARP, CSNOX, CSOSG3, CSSO2G1 | 55270 LM2 | 2002-04-29 | 650 |  | 0.6428 | 34.57%
MI | Jackson Generating Station | 55270 | LM3 |  | 2023 | 4882 | 4639.06 | 249196.1 |  | 0.624 | 0.001 | 123545.776 | 0.0592 | 82.154 | 0.0883 | 2078899.381 | Pipeline Natural Gas |  | Combined cycle |  | Steam Injection |  |  | ARP, CSNOX, CSOSG3, CSSO2G1 | 55270 LM3 | 2002-04-30 | 650 |  | 0.65935 | 36.51%
MI | Jackson Generating Station | 55270 | LM4 |  | 2023 | 4823 | 4593.94 | 252458.11 |  | 0.651 | 0.001 | 128944.519 | 0.0592 | 82.271 | 0.0828 | 2169750.898 | Pipeline Natural Gas |  | Combined cycle |  | Steam Injection |  |  | ARP, CSNOX, CSOSG3, CSSO2G1 | 55270 LM4 | 2002-05-04 | 672 |  | 0.65176 | 36.86%
MI | Jackson Generating Station | 55270 | LM5 |  | 2023 | 4471 | 4233.04 | 230744.61 |  | 0.584 | 0.001 | 115581.598 | 0.0592 | 75.097 | 0.0872 | 1944851.24 | Pipeline Natural Gas |  | Combined cycle |  | Steam Injection |  |  | ARP, CSNOX, CSOSG3, CSSO2G1 | 55270 LM5 | 2002-05-08 | 650 |  | 0.65091 | 34.16%
MI | Jackson Generating Station | 55270 | LM6 |  | 2023 | 4815 | 4575.75 | 250426.74 |  | 0.631 | 0.001 | 125047.93 | 0.0592 | 79.024 | 0.0815 | 2104185.736 | Pipeline Natural Gas |  | Combined cycle |  | Steam Injection |  |  | ARP, CSNOX, CSOSG3, CSSO2G1 | 55270 LM6 | 2002-05-10 | 672 |  | 0.63111 | 35.74%
AL | Tenaska Lindsay Hill Generating Station | 55271 | CT1 |  | 2023 | 5275 | 5206.66 | 1154604.76 |  | 2.471 | 0.001 | 489447.826 | 0.059 | 33.845 | 0.0099 | 8235788.143 | Pipeline Natural Gas | Diesel Oil | Combined cycle |  | Dry Low NOx Burners,Water Injection,Selective Catalytic Reduction |  |  | ARP, CSNOX, CSOSG2, CSSO2G2 | 55271 CT1 | 2002-01-15 | 2543.2 | Y | 0.058626 | 36.97%
AL | Tenaska Lindsay Hill Generating Station | 55271 | CT2 |  | 2023 | 4422 | 4342.05 | 973753.34 |  | 2.109 | 0.001 | 417832.842 | 0.059 | 27.318 | 0.0103 | 7030690.414 | Pipeline Natural Gas | Diesel Oil | Combined cycle |  | Dry Low NOx Burners,Water Injection,Selective Catalytic Reduction |  |  | ARP, CSNOX, CSOSG2, CSSO2G2 | 55271 CT2 | 2002-01-23 | 2551 | Y | 0.056109 | 31.46%
AL | Tenaska Lindsay Hill Generating Station | 55271 | CT3 |  | 2023 | 2863 | 2823.44 | 639222.55 |  | 1.363 | 0.001 | 269975.467 | 0.059 | 17.815 | 0.01 | 4542700.743 | Pipeline Natural Gas | Diesel Oil | Combined cycle |  | Dry Low NOx Burners,Water Injection,Selective Catalytic Reduction |  |  | ARP, CSNOX, CSOSG2, CSSO2G2 | 55271 CT3 | 2002-01-28 | 2405 | Y | 0.05574 | 21.56%
WV | Ceredo Generating Station | 55276 | 1 | CP01 | 2023 | 1158 | 1045.42 | 71339.43 |  | 0.271 | 0.0009 | 52848.8 | 0.0585 | 38.376 | 0.1671 | 895763.2 | Pipeline Natural Gas |  | Combustion turbine |  | Combustion Modification/Fuel Reburning |  |  | ARP, CSNOX, CSOSG2E, CSSO2G1 | 55276 1 | 2001-04-07 | 1114 |  | 1.0759 | 9.179%
WV | Ceredo Generating Station | 55276 | 2 | CP01 | 2023 | 1291 | 1161.41 | 79036.17 |  | 0.305 | 0.0009 | 58510.7 | 0.058 | 39.016 | 0.1598 | 991735.4 | Pipeline Natural Gas |  | Combustion turbine |  | Combustion Modification/Fuel Reburning |  |  | ARP, CSNOX, CSOSG2E, CSSO2G1 | 55276 2 | 2001-04-08 | 1114 |  | 0.98729 | 10.16%
WV | Ceredo Generating Station | 55276 | 3 | CP01 | 2023 | 1243 | 1120.44 | 77532.09 |  | 0.299 | 0.0009 | 57384.7 | 0.0584 | 38.741 | 0.1583 | 972636.6 | Pipeline Natural Gas |  | Combustion turbine |  | Combustion Modification/Fuel Reburning |  |  | ARP, CSNOX, CSOSG2E, CSSO2G1 | 55276 3 | 2001-04-11 | 1114 |  | 0.99935 | 9.967%
WV | Ceredo Generating Station | 55276 | 4 | CP01 | 2023 | 1290 | 1158.99 | 78882.75 |  | 0.304 | 0.0009 | 58382.4 | 0.0585 | 38.835 | 0.1585 | 989608.9 | Pipeline Natural Gas |  | Combustion turbine |  | Combustion Modification/Fuel Reburning |  |  | ARP, CSNOX, CSOSG2E, CSSO2G1 | 55276 4 | 2001-04-13 | 1114 |  | 0.98463 | 10.14%
WV | Ceredo Generating Station | 55276 | 5 | CP01 | 2023 | 1223 | 1098.22 | 75236.25 |  | 0.291 | 0.0009 | 55680.5 | 0.0584 | 36.004 | 0.1568 | 943807 | Pipeline Natural Gas |  | Combustion turbine |  | Combustion Modification/Fuel Reburning |  |  | ARP, CSNOX, CSOSG2E, CSSO2G1 | 55276 5 | 2001-04-26 | 1114 |  | 0.95709 | 9.672%
WV | Ceredo Generating Station | 55276 | 6 | CP01 | 2023 | 1292 | 1159.79 | 79713.52 |  | 0.308 | 0.0009 | 58994.7 | 0.0581 | 38.496 | 0.1577 | 999918.8 | Pipeline Natural Gas |  | Combustion turbine |  | Combustion Modification/Fuel Reburning |  |  | ARP, CSNOX, CSOSG2E, CSSO2G1 | 55276 6 | 2001-04-29 | 1114 |  | 0.96586 | 10.25%
IL | Aurora | 55279 | AGS01 |  | 2023 | 442 | 392.63 | 54145.4 |  | 0.181 | 0.001 | 35813.084 | 0.059 | 12.476 | 0.0495 | 602621.149 | Pipeline Natural Gas |  | Combustion turbine |  | Dry Low NOx Burners |  |  | ARP, CSNOX, CSOSG3, CSSO2G1 | 55279 AGS01 | 2002-04-22 | 2050 |  | 0.46083 | 3.356%
IL | Aurora | 55279 | AGS02 |  | 2023 | 670 | 600.28 | 84653.78 |  | 0.242 | 0.001 | 48031.487 | 0.059 | 13.752 | 0.0423 | 808220.185 | Pipeline Natural Gas |  | Combustion turbine |  | Dry Low NOx Burners |  |  | ARP, CSNOX, CSOSG3, CSSO2G1 | 55279 AGS02 | 2001-05-01 | 2050 |  | 0.3249 | 4.501%
IL | Aurora | 55279 | AGS03 |  | 2023 | 599 | 543.84 | 79007.47 |  | 0.215 | 0.001 | 42609.495 | 0.059 | 15.901 | 0.0505 | 716983.496 | Pipeline Natural Gas |  | Combustion turbine |  | Dry Low NOx Burners |  |  | ARP, CSNOX, CSOSG3, CSSO2G1 | 55279 AGS03 | 2001-05-01 | 2050 |  | 0.40252 | 3.993%
IL | Aurora | 55279 | AGS04 |  | 2023 | 455 | 408 | 56078.22 |  | 0.159 | 0.001 | 31530.006 | 0.059 | 10.538 | 0.047 | 530558.467 | Pipeline Natural Gas |  | Combustion turbine |  | Dry Low NOx Burners |  |  | ARP, CSNOX, CSOSG3, CSSO2G1 | 55279 AGS04 | 2001-04-07 | 2050 |  | 0.37583 | 2.954%
IL | Aurora | 55279 | AGS05 |  | 2023 | 301 | 261.81 | 11431.06 |  | 0.032 | 0.001 | 6271.216 | 0.0592 | 3.961 | 0.086 | 105531.638 | Pipeline Natural Gas |  | Combustion turbine |  | Water Injection |  |  | ARP, CSNOX, CSOSG3, CSSO2G1 | 55279 AGS05 | 2001-04-21 | 510 |  | 0.69302 | 2.362%
IL | Aurora | 55279 | AGS06 |  | 2023 | 773 | 694.77 | 30570.51 |  | 0.084 | 0.001 | 16592.551 | 0.0592 | 10.622 | 0.0845 | 279205.422 | Pipeline Natural Gas |  | Combustion turbine |  | Water Injection |  |  | ARP, CSNOX, CSOSG3, CSSO2G1 | 55279 AGS06 | 2001-04-21 | 510 |  | 0.69492 | 6.25%
IL | Aurora | 55279 | AGS07 |  | 2023 | 757 | 675.29 | 29521.08 |  | 0.081 | 0.001 | 16139.607 | 0.0592 | 10.39 | 0.0845 | 271584.792 | Pipeline Natural Gas |  | Combustion turbine |  | Water Injection |  |  | ARP, CSNOX, CSOSG3, CSSO2G1 | 55279 AGS07 | 2001-04-26 | 510 |  | 0.7039 | 6.079%
IL | Aurora | 55279 | AGS08 |  | 2023 | 542 | 479.49 | 21015.94 |  | 0.059 | 0.001 | 11678.919 | 0.0593 | 7.454 | 0.0836 | 196514.575 | Pipeline Natural Gas |  | Combustion turbine |  | Water Injection |  |  | ARP, CSNOX, CSOSG3, CSSO2G1 | 55279 AGS08 | 2001-05-04 | 510 |  | 0.70937 | 4.399%
IL | Aurora | 55279 | AGS09 |  | 2023 | 761 | 684.03 | 30132.86 |  | 0.084 | 0.001 | 16700.509 | 0.0592 | 10.596 | 0.0831 | 280996.887 | Pipeline Natural Gas |  | Combustion turbine |  | Water Injection |  |  | ARP, CSNOX, CSOSG3, CSSO2G1 | 55279 AGS09 | 2001-05-14 | 510 |  | 0.70329 | 6.29%
IL | Aurora | 55279 | AGS10 |  | 2023 | 649 | 583.51 | 25655.57 |  | 0.073 | 0.001 | 14433.351 | 0.0592 | 8.686 | 0.0782 | 242884.271 | Pipeline Natural Gas |  | Combustion turbine |  | Water Injection |  |  | ARP, CSNOX, CSOSG3, CSSO2G1 | 55279 AGS10 | 2001-05-23 | 510 |  | 0.67712 | 5.437%
IL | Southeast Chicago Energy Project | 55281 | CTG10 | CP1 | 2023 | 0 | 0 | [9 empty] | Pipeline Natural Gas |  | Combustion turbine |  | Dry Low NOx Burners |  |  | ARP, CSNOX, CSOSG3, CSSO2G1 | 55281 CTG10 | 2002-07-01 | 500.1 |  |  | 0%
IL | Southeast Chicago Energy Project | 55281 | CTG11 | CP1 | 2023 | 0 | 0 | [9 empty] | Pipeline Natural Gas |  | Combustion turbine |  | Dry Low NOx Burners |  |  | ARP, CSNOX, CSOSG3, CSSO2G1 | 55281 CTG11 | 2002-07-01 | 500.1 |  |  | 0%
IL | Southeast Chicago Energy Project | 55281 | CTG12 | CP1 | 2023 | 0 | 0 | [9 empty] | Pipeline Natural Gas |  | Combustion turbine |  | Dry Low NOx Burners |  |  | ARP, CSNOX, CSOSG3, CSSO2G1 | 55281 CTG12 | 2002-07-01 | 500.1 |  |  | 0%
IL | Southeast Chicago Energy Project | 55281 | CTG5 | CP1 | 2023 | 0 | 0 | [9 empty] | Pipeline Natural Gas |  | Combustion turbine |  | Dry Low NOx Burners |  |  | ARP, CSNOX, CSOSG3, CSSO2G1 | 55281 CTG5 | 2002-07-01 | 500.1 |  |  | 0%
IL | Southeast Chicago Energy Project | 55281 | CTG6 | CP1 | 2023 | 0 | 0 | [9 empty] | Pipeline Natural Gas |  | Combustion turbine |  | Dry Low NOx Burners |  |  | ARP, CSNOX, CSOSG3, CSSO2G1 | 55281 CTG6 | 2002-07-01 | 500.1 |  |  | 0%
IL | Southeast Chicago Energy Project | 55281 | CTG7 | CP1 | 2023 | 0 | 0 | [9 empty] | Pipeline Natural Gas |  | Combustion turbine |  | Dry Low NOx Burners |  |  | ARP, CSNOX, CSOSG3, CSSO2G1 | 55281 CTG7 | 2002-07-01 | 500.1 |  |  | 0%
IL | Southeast Chicago Energy Project | 55281 | CTG8 | CP1 | 2023 | 0 | 0 | [9 empty] | Pipeline Natural Gas |  | Combustion turbine |  | Dry Low NOx Burners |  |  | ARP, CSNOX, CSOSG3, CSSO2G1 | 55281 CTG8 | 2002-07-01 | 500.1 |  |  | 0%
IL | Southeast Chicago Energy Project | 55281 | CTG9 | CP1 | 2023 | 0 | 0 | [9 empty] | Pipeline Natural Gas |  | Combustion turbine |  | Dry Low NOx Burners |  |  | ARP, CSNOX, CSOSG3, CSSO2G1 | 55281 CTG9 | 2002-07-01 | 500.1 |  |  | 0%
AZ | Arlington Valley Energy Facility | 55282 | CTG1 |  | 2023 | 7295 | 7257.16 | 1806747.41 |  | 3.848 | 0.001 | 762140.515 | 0.059 | 55.408 | 0.0096 | 12824480.503 | Pipeline Natural Gas |  | Combined cycle |  | Dry Low NOx Burners,Selective Catalytic Reduction |  |  | ARP | 55282 CTG1 | 2002-03-19 | 2195 | Y | 0.061335 | 66.7%
AZ | Arlington Valley Energy Facility | 55282 | CTG2 |  | 2023 | 7304 | 7269.67 | 1809949.22 |  | 3.858 | 0.001 | 764262.912 | 0.059 | 48.942 | 0.0083 | 12860257.923 | Pipeline Natural Gas |  | Combined cycle |  | Dry Low NOx Burners,Selective Catalytic Reduction |  |  | ARP | 55282 CTG2 | 2002-04-04 | 2575 | Y | 0.054081 | 57.01%
CO | Front Range Power Plant | 55283 | 1 |  | 2023 | 6697 | 6687.29 | 1027517.65 |  | 2.397 | 0.001 | 474871.336 | 0.059 | 119.234 | 0.0296 | 7990651.248 | Pipeline Natural Gas |  | Combined cycle |  | Dry Low NOx Burners |  |  | ARP | 55283 1 | 2002-12-06 | 2100 |  | 0.23208 | 43.44%
CO | Front Range Power Plant | 55283 | 2 |  | 2023 | 6896 | 6880.72 | 1063537.62 |  | 2.444 | 0.001 | 484134.612 | 0.059 | 132.842 | 0.033 | 8146462.096 | Pipeline Natural Gas |  | Combined cycle |  | Dry Low NOx Burners |  |  | ARP | 55283 2 | 2002-12-08 | 2100 |  | 0.24981 | 44.28%
WV | Big Sandy Peaker Plant | 55284 | GS01 | CP100, CP200 | 2023 | 1935 | 1547.89 | 28633.35 |  | 0.096 | 0.0009 | 19037.363 | 0.0586 | 16.743 | 0.1452 | 320592.887 | Pipeline Natural Gas |  | Combustion turbine |  | Water Injection |  |  | ARP, CSNOX, CSOSG2E, CSSO2G1 | 55284 GS01 | 2001-06-06 | 300 |  | 1.1695 | 12.2%
WV | Big Sandy Peaker Plant | 55284 | GS02 | CP100, CP200 | 2023 | 1794 | 1423.43 | 28309.2 |  | 0.096 | 0.0009 | 19040.256 | 0.0587 | 18.276 | 0.1578 | 320642.907 | Pipeline Natural Gas |  | Combustion turbine |  | Water Injection |  |  | ARP, CSNOX, CSOSG2E, CSSO2G1 | 55284 GS02 | 2001-06-06 | 300 |  | 1.2912 | 12.2%
WV | Big Sandy Peaker Plant | 55284 | GS03 | CP100, CP200 | 2023 | 2008 | 1607.48 | 30509.22 |  | 0.103 | 0.0009 | 20362.27 | 0.0586 | 17.763 | 0.1388 | 342837.007 | Pipeline Natural Gas |  | Combustion turbine |  | Water Injection |  |  | ARP, CSNOX, CSOSG2E, CSSO2G1 | 55284 GS03 | 2001-06-24 | 300 |  | 1.1644 | 13.05%
WV | Big Sandy Peaker Plant | 55284 | GS04 | CP100, CP200 | 2023 | 1972 | 1572.2 | 29978.69 |  | 0.102 | 0.0009 | 20212.15 | 0.0588 | 17.59 | 0.1376 | 340287.407 | Pipeline Natural Gas |  | Combustion turbine |  | Water Injection |  |  | ARP, CSNOX, CSOSG2E, CSSO2G1 | 55284 GS04 | 2001-06-24 | 300 |  | 1.1735 | 12.95%
WV | Big Sandy Peaker Plant | 55284 | GS05 | CP100, CP200 | 2023 | 1923 | 1533.89 | 30394.09 |  | 0.103 | 0.0009 | 20275.932 | 0.0586 | 18.467 | 0.1482 | 341405.712 | Pipeline Natural Gas |  | Combustion turbine |  | Water Injection |  |  | ARP, CSNOX, CSOSG2E, CSSO2G1 | 55284 GS05 | 2001-07-04 | 300 |  | 1.2152 | 12.99%
WV | Big Sandy Peaker Plant | 55284 | GS06 | CP100, CP200 | 2023 | 1856 | 1478.13 | 26917.61 |  | 0.091 | 0.0009 | 17932.09 | 0.0589 | 17.501 | 0.147 | 301886.396 | Pipeline Natural Gas |  | Combustion turbine |  | Water Injection |  |  | ARP, CSNOX, CSOSG2E, CSSO2G1 | 55284 GS06 | 2001-07-04 | 300 |  | 1.3003 | 11.49%
WV | Big Sandy Peaker Plant | 55284 | GS07 | CP100, CP200 | 2023 | 1512 | 1238.72 | 24819.85 |  | 0.082 | 0.001 | 16215.336 | 0.059 | 11.926 | 0.0984 | 272851.532 | Pipeline Natural Gas |  | Combustion turbine |  | Water Injection |  |  | ARP, CSNOX, CSOSG2E, CSSO2G1 | 55284 GS07 | 2001-07-04 | 300 |  | 0.96101 | 10.38%
WV | Big Sandy Peaker Plant | 55284 | GS08 | CP100, CP200 | 2023 | 1812 | 1466.82 | 28508.73 |  | 0.096 | 0.001 | 18994.396 | 0.0587 | 18.172 | 0.1464 | 319801.786 | Pipeline Natural Gas |  | Combustion turbine |  | Water Injection |  |  | ARP, CSNOX, CSOSG2E, CSSO2G1 | 55284 GS08 | 2001-07-04 | 300 |  | 1.2748 | 12.17%
WV | Big Sandy Peaker Plant | 55284 | GS09 | CP100, CP200 | 2023 | 1677 | 1341.35 | 25394.63 |  | 0.085 | 0.0009 | 16799.933 | 0.0584 | 15.651 | 0.1541 | 282898.232 | Pipeline Natural Gas |  | Combustion turbine |  | Water Injection |  |  | ARP, CSNOX, CSOSG2E, CSSO2G1 | 55284 GS09 | 2001-07-17 | 300 |  | 1.2326 | 10.76%
WV | Big Sandy Peaker Plant | 55284 | GS10 | CP100, CP200 | 2023 | 1495 | 1197.34 | 23785.98 |  | 0.08 | 0.0009 | 15774.609 | 0.0587 | 14.653 | 0.1444 | 265632.069 | Pipeline Natural Gas |  | Combustion turbine |  | Water Injection |  |  | ARP, CSNOX, CSOSG2E, CSSO2G1 | 55284 GS10 | 2001-07-17 | 300 |  | 1.2321 | 10.11%
WV | Big Sandy Peaker Plant | 55284 | GS11 | CP100, CP200 | 2023 | 1856 | 1491.02 | 27646.43 |  | 0.093 | 0.0009 | 18346.815 | 0.0585 | 18.834 | 0.1653 | 308948.924 | Pipeline Natural Gas |  | Combustion turbine |  | Water Injection |  |  | ARP, CSNOX, CSOSG2E, CSSO2G1 | 55284 GS11 | 2001-07-30 | 300 |  | 1.3625 | 11.76%
WV | Big Sandy Peaker Plant | 55284 | GS12 | CP100, CP200 | 2023 | 1038 | 832.94 | 19116.67 |  | 0.063 | 0.0009 | 12397.359 | 0.0587 | 13.587 | 0.1859 | 208833.861 | Pipeline Natural Gas |  | Combustion turbine |  | Water Injection |  |  | ARP, CSNOX, CSOSG2E, CSSO2G1 | 55284 GS12 | 2001-07-30 | 300 |  | 1.4215 | 7.946%
VA | Wolf Hills Energy | 55285 | WH01 | CP100, CP200 | 2023 | 407 | 300.02 | 6807.87 |  | 0.021 | 0.0009 | 4172.139 | 0.0583 | 4.684 | 0.2099 | 70258.15 | Pipeline Natural Gas |  | Combustion turbine |  | Water Injection |  |  | ARP, CSNOX, CSOSG3, CSSO2G1, RGGI | 55285 WH01 | 2001-06-12 | 300 |  | 1.3761 | 2.673%
VA | Wolf Hills Energy | 55285 | WH02 | CP100, CP200 | 2023 | 120 | 72.14 | 1528.48 |  | 0.005 | 0.0007 | 969.584 | 0.0573 | 1.905 | 0.3746 | 16357.686 | Pipeline Natural Gas |  | Combustion turbine |  | Water Injection |  |  | ARP, CSNOX, CSOSG3, CSSO2G1, RGGI | 55285 WH02 | 2001-06-12 | 300 |  | 2.4927 | 0.6224%
VA | Wolf Hills Energy | 55285 | WH03 | CP100, CP300 | 2023 | 692 | 555.72 | 12672.13 |  | 0.039 | 0.0009 | 7742.101 | 0.0587 | 6.882 | 0.1634 | 130343.753 | Pipeline Natural Gas |  | Combustion turbine |  | Water Injection |  |  | ARP, CSNOX, CSOSG3, CSSO2G1, RGGI | 55285 WH03 | 2001-05-17 | 300 |  | 1.0862 | 4.96%
VA | Wolf Hills Energy | 55285 | WH04 | CP100, CP300 | 2023 | 676 | 543.74 | 12707.84 |  | 0.039 | 0.0009 | 7744.181 | 0.0589 | 5.833 | 0.1392 | 130353.135 | Pipeline Natural Gas |  | Combustion turbine |  | Water Injection |  |  | ARP, CSNOX, CSOSG3, CSSO2G1, RGGI | 55285 WH04 | 2001-05-17 | 300 |  | 0.91802 | 4.96%
VA | Wolf Hills Energy | 55285 | WH05 | CP100, CP400 | 2023 | 612 | 441.57 | 8675.93 |  | 0.028 | 0.0009 | 5496.871 | 0.0588 | 6.106 | 0.2074 | 92538.685 | Pipeline Natural Gas |  | Combustion turbine |  | Water Injection |  |  | ARP, CSNOX, CSOSG3, CSSO2G1, RGGI | 55285 WH05 | 2001-05-12 | 300 |  | 1.4076 | 3.521%
VA | Wolf Hills Energy | 55285 | WH06 | CP100, CP400 | 2023 | 603 | 439.87 | 8360.15 |  | 0.027 | 0.0009 | 5355.044 | 0.0589 | 5.721 | 0.1924 | 90147.528 | Pipeline Natural Gas |  | Combustion turbine |  | Water Injection |  |  | ARP, CSNOX, CSOSG3, CSSO2G1, RGGI | 55285 WH06 | 2001-05-12 | 300 |  | 1.3686 | 3.43%
VA | Wolf Hills Energy | 55285 | WH07 | CP100, CP500 | 2023 | 649 | 462.31 | 9389.04 |  | 0.03 | 0.0009 | 5964.303 | 0.0586 | 6.006 | 0.1828 | 100420.956 | Pipeline Natural Gas |  | Combustion turbine |  | Water Injection |  |  | ARP, CSNOX, CSOSG3, CSSO2G1, RGGI | 55285 WH07 | 2001-05-05 | 300 |  | 1.2794 | 3.821%
VA | Wolf Hills Energy | 55285 | WH08 | CP100, CP500 | 2023 | 628 | 455.93 | 8209.72 |  | 0.027 | 0.0009 | 5242.266 | 0.0588 | 5.138 | 0.1754 | 88256.02 | Pipeline Natural Gas |  | Combustion turbine |  | Water Injection |  |  | ARP, CSNOX, CSOSG3, CSSO2G1, RGGI | 55285 WH08 | 2001-05-05 | 300 |  | 1.2517 | 3.358%
VA | Wolf Hills Energy | 55285 | WH09 | CP100, CP600 | 2023 | 588 | 425.75 | 8182.44 |  | 0.027 | 0.0009 | 5184.494 | 0.0584 | 6.969 | 0.2059 | 87287.947 | Pipeline Natural Gas |  | Combustion turbine |  | Water Injection |  |  | ARP, CSNOX, CSOSG3, CSSO2G1, RGGI | 55285 WH09 | 2001-05-02 | 300 |  | 1.7034 | 3.321%
VA | Wolf Hills Energy | 55285 | WH10 | CP100, CP600 | 2023 | 337 | 240.49 | 3624.37 |  | 0.013 | 0.0009 | 2474.146 | 0.057 | 3.644 | 0.2505 | 41690.625 | Pipeline Natural Gas |  | Combustion turbine |  | Water Injection |  |  | ARP, CSNOX, CSOSG3, CSSO2G1, RGGI | 55285 WH10 | 2001-05-02 | 300 |  | 2.0108 | 1.586%
FL | Oleander Power Project | 55286 | O-1 |  | 2023 | 746 | 686.28 | 103868.24 |  | 0.32 | 0.001 | 63342.823 | 0.059 | 13.973 | 0.0263 | 1065891.207 | Pipeline Natural Gas |  | Combustion turbine |  | Dry Low NOx Burners,Water Injection |  |  | ARP | 55286 O-1 | 2002-06-01 | 1919 |  | 0.26905 | 6.341%
FL | Oleander Power Project | 55286 | O-2 |  | 2023 | 851 | 752.95 | 112247.46 |  | 6.156 | 0.0133 | 68803.411 | 0.0593 | 17.656 | 0.0306 | 1153481.507 | Pipeline Natural Gas | Diesel Oil | Combustion turbine |  | Dry Low NOx Burners,Water Injection |  |  | ARP | 55286 O-2 | 2002-06-15 | 1919 |  | 0.31459 | 6.862%
FL | Oleander Power Project | 55286 | O-3 |  | 2023 | 463 | 411.59 | 60325.19 |  | 0.376 | 0.0033 | 37525.576 | 0.0591 | 9.157 | 0.0328 | 631312.317 | Pipeline Natural Gas |  | Combustion turbine |  | Dry Low NOx Burners,Water Injection |  |  | ARP | 55286 O-3 | 2002-07-20 | 1919 |  | 0.30359 | 3.755%
FL | Oleander Power Project | 55286 | O-4 |  | 2023 | 531 | 478.27 | 72102.95 |  | 0.471 | 0.0039 | 44090.629 | 0.0591 | 10.29 | 0.033 | 741730.583 | Pipeline Natural Gas |  | Combustion turbine |  | Dry Low NOx Burners,Water Injection |  |  | ARP | 55286 O-4 | 2002-08-23 | 1919 |  | 0.28543 | 4.412%
FL | Oleander Power Project | 55286 | O-5 |  | 2023 | 343 | 300.86 | 38421.76 |  | 0.124 | 0.001 | 24639.785 | 0.059 | 5.597 | 0.027 | 414614.53 | Pipeline Natural Gas |  | Combustion turbine |  | Dry Low NOx Burners,Water Injection |  |  | ARP | 55286 O-5 | 2007-12-16 | 1920 |  | 0.29135 | 2.465%
AL | Decatur Energy Center | 55292 | CTG-1 |  | 2023 | 3649 | 3577.24 | 706726.49 |  | 1.489 | 0.001 | 295024.219 | 0.059 | 20.949 | 0.0097 | 4964361.564 | Pipeline Natural Gas |  | Combined cycle |  | Dry Low NOx Burners,Selective Catalytic Reduction |  |  | ARP, CSNOX, CSOSG2, CSSO2G2 | 55292 CTG-1 | 2002-03-28 | 2236 | Y | 0.059285 | 25.34%
AL | Decatur Energy Center | 55292 | CTG-2 |  | 2023 | 3852 | 3775.7 | 740413.58 |  | 1.574 | 0.001 | 311822.936 | 0.059 | 22.747 | 0.01 | 5247010.187 | Pipeline Natural Gas |  | Combined cycle |  | Dry Low NOx Burners,Selective Catalytic Reduction |  |  | ARP, CSNOX, CSOSG2, CSSO2G2 | 55292 CTG-2 | 2002-03-28 | 2236 | Y | 0.061444 | 26.79%
AL | Decatur Energy Center | 55292 | CTG-3 |  | 2023 | 3901 | 3836.29 | 751320.25 |  | 1.609 | 0.001 | 318716.887 | 0.059 | 23.307 | 0.0102 | 5362998.024 | Pipeline Natural Gas |  | Combined cycle |  | Dry Low NOx Burners,Selective Catalytic Reduction |  |  | ARP, CSNOX, CSOSG2, CSSO2G2 | 55292 CTG-3 | 2003-03-06 | 2236 | Y | 0.062043 | 27.38%
AL | Morgan Energy Center | 55293 | CT-1 |  | 2023 | 8094 | 8076.47 | 1845359.47 |  | 4.033 | 0.001 | 798976.274 | 0.059 | 44.67 | 0.0073 | 13444292.886 | Pipeline Natural Gas |  | Combined cycle |  | Dry Low NOx Burners,Selective Catalytic Reduction |  |  | ARP, CSNOX, CSOSG2, CSSO2G2 | 55293 CT-1 | 2003-04-12 | 2236 | Y | 0.048413 | 68.64%
AL | Morgan Energy Center | 55293 | CT-2 |  | 2023 | 8317 | 8303.72 | 1906698.82 |  | 4.234 | 0.001 | 838788.305 | 0.059 | 52.031 | 0.0075 | 14114248.981 | Pipeline Natural Gas |  | Combined cycle |  | Dry Low NOx Burners,Selective Catalytic Reduction |  |  | ARP, CSNOX, CSOSG2, CSSO2G2 | 55293 CT-2 | 2003-04-07 | 2236 | Y | 0.054577 | 72.06%
AL | Morgan Energy Center | 55293 | CT-3 |  | 2023 | 8016 | 8008.07 | 1840975.1 |  | 4.076 | 0.001 | 807394.404 | 0.059 | 51.06 | 0.0077 | 13585960.681 | Pipeline Natural Gas |  | Combined cycle |  | Dry Low NOx Burners,Selective Catalytic Reduction |  |  | ARP, CSNOX, CSOSG2, CSSO2G2 | 55293 CT-3 | 2003-04-09 | 2236 | Y | 0.055471 | 69.36%
ME | Westbrook Energy Center | 55294 | 1 |  | 2023 | 5752 | 5517.43 | 1377582.79 |  | 2.638 | 0.001 | 522584.155 | 0.059 | 64.279 | 0.0268 | 8793409.803 | Pipeline Natural Gas |  | Combined cycle |  | Selective Catalytic Reduction |  |  | ARP, RGGI | 55294 1 | 2001-02-28 | 3850.2 | Y | 0.093321 | 26.07%
ME | Westbrook Energy Center | 55294 | 2 |  | 2023 | 4771 | 4536.96 | 1147971.02 |  | 2.192 | 0.001 | 434247.014 | 0.059 | 51.781 | 0.0261 | 7307081.209 | Pipeline Natural Gas |  | Combined cycle |  | Selective Catalytic Reduction |  |  | ARP, RGGI | 55294 2 | 2001-02-28 | 3850.2 | Y | 0.090213 | 21.66%
CA | Blythe Energy | 55295 | 1 |  | 2023 | 2662 | 2610.53 | 307204.62 |  | 1.058 | 0.001 | 209630.688 | 0.059 | 16.751 | 0.0123 | 3527449.881 | Pipeline Natural Gas |  | Combined cycle |  | Selective Catalytic Reduction |  |  | ARP | 55295 1 | 2003-02-24 | 2046 | Y | 0.10905 | 19.68%
CA | Blythe Energy | 55295 | 2 |  | 2023 | 5826 | 5710.83 | 805295 |  | 2.694 | 0.001 | 533567.375 | 0.059 | 36.168 | 0.0099 | 8978263.221 | Pipeline Natural Gas |  | Combined cycle |  | Selective Catalytic Reduction |  |  | ARP | 55295 2 | 2003-02-26 | 2046 | Y | 0.089825 | 50.09%
IL | Calumet Energy Team, LLC | 55296 | **1 |  | 2023 | 19 | 16.41 | 2259.78 |  | 0.007 | 0.001 | 1337.327 | 0.059 | 0.996 | 0.0838 | 22503.359 | Pipeline Natural Gas |  | Combustion turbine |  | Dry Low NOx Burners |  |  | ARP, CSNOX, CSOSG3, CSSO2G1 | 55296 **1 | 2002-06-24 | 2150 |  | 0.8815 | 0.1195%
IL | Calumet Energy Team, LLC | 55296 | **2 |  | 2023 | 19 | 15.38 | 2081.07 |  | 0.006 | 0.001 | 1249.815 | 0.059 | 0.904 | 0.0835 | 21028.4 | Pipeline Natural Gas |  | Combustion turbine |  | Dry Low NOx Burners |  |  | ARP, CSNOX, CSOSG3, CSSO2G1 | 55296 **2 | 2002-06-24 | 2150 |  | 0.86878 | 0.1117%
MI | Covert Generating Station | 55297 | 1 |  | 2023 | 7537 | 7529.84 | 2245241.03 |  | 5.561 | 0.001 | 1101614.883 | 0.059 | 63.615 | 0.007 | 18536769.068 | Pipeline Natural Gas |  | Combined cycle |  | Dry Low NOx Burners,Selective Catalytic Reduction |  |  | ARP, CSNOX, CSOSG3, CSSO2G1 | 55297 1 | 2003-08-20 | 2926 | Y | 0.056667 | 72.32%
MI | Covert Generating Station | 55297 | 2 |  | 2023 | 7722 | 7709.74 | 2007120.76 |  | 5.125 | 0.001 | 1015137.405 | 0.059 | 58.862 | 0.0072 | 17081599.331 | Pipeline Natural Gas |  | Combined cycle |  | Dry Low NOx Burners,Selective Catalytic Reduction |  |  | ARP, CSNOX, CSOSG3, CSSO2G1 | 55297 2 | 2003-09-19 | 2926 | Y | 0.058653 | 66.64%
MI | Covert Generating Station | 55297 | 3 |  | 2023 | 8117 | 8108.18 | 2300968.34 |  | 5.716 | 0.001 | 1132258.372 | 0.059 | 65.347 | 0.007 | 19052395.782 | Pipeline Natural Gas |  | Combined cycle |  | Dry Low NOx Burners,Selective Catalytic Reduction |  |  | ARP, CSNOX, CSOSG3, CSSO2G1 | 55297 3 | 2003-11-16 | 2926 | Y | 0.0568 | 74.33%
PA | Fairless Energy Center | 55298 | 1A |  | 2023 | 7099 | 7088.56 | 1916838.44 |  | 3.811 | 0.001 | 754982.872 | 0.059 | 49.075 | 0.0083 | 12703998.68 | Pipeline Natural Gas |  | Combined cycle |  | Dry Low NOx Burners,Selective Catalytic Reduction |  |  | ARP, CSNOX, CSOSG3, CSSO2G1, RGGI | 55298 1A | 2004-02-20 | 2406 | Y | 0.051204 | 60.28%
PA | Fairless Energy Center | 55298 | 1B |  | 2023 | 7098 | 7083.78 | 1881068.44 |  | 3.796 | 0.001 | 751989.152 | 0.059 | 46.231 | 0.0078 | 12653649.701 | Pipeline Natural Gas |  | Combined cycle |  | Dry Low NOx Burners,Selective Catalytic Reduction |  |  | ARP, CSNOX, CSOSG3, CSSO2G1, RGGI | 55298 1B | 2004-02-16 | 2500 | Y | 0.049154 | 57.78%
PA | Fairless Energy Center | 55298 | 2A |  | 2023 | 8187 | 8182.03 | 2205194.31 |  | 4.452 | 0.001 | 881790.968 | 0.059 | 57.335 | 0.008 | 14837779.248 | Pipeline Natural Gas |  | Combined cycle |  | Dry Low NOx Burners,Selective Catalytic Reduction |  |  | ARP, CSNOX, CSOSG3, CSSO2G1, RGGI | 55298 2A | 2004-04-23 | 2406 | Y | 0.052 | 70.4%
PA | Fairless Energy Center | 55298 | 2B |  | 2023 | 8193 | 8189.18 | 2221484.01 |  | 4.563 | 0.001 | 903911.395 | 0.059 | 61.085 | 0.0083 | 15209989.8 | Pipeline Natural Gas |  | Combined cycle |  | Dry Low NOx Burners,Selective Catalytic Reduction |  |  | ARP, CSNOX, CSOSG3, CSSO2G1, RGGI | 55298 2B | 2004-04-17 | 2406 | Y | 0.054995 | 72.17%
TX | Channel Energy Center | 55299 | CTG1 |  | 2023 | 6636 | 6632.4 | 1867639.64 |  | 3.646 | 0.001 | 682553.063 | 0.059 | 75.278 | 0.0131 | 11485254.325 | Other Gas |  | Combined cycle |  | Selective Catalytic Reduction |  |  | ARP, CSOSG2 | 55299 CTG1 | 2001-07-05 | 2600 | Y | 0.080613 | 50.43%
TX | Channel Energy Center | 55299 | CTG2 |  | 2023 | 5542 | 5527.99 | 1576901.85 |  | 2.649 | 0 | 654989.26 | 0.059 | 62.643 | 0.0116 | 11021459.269 | Other Gas |  | Combined cycle |  | Selective Catalytic Reduction |  |  | ARP, CSOSG2 | 55299 CTG2 | 2002-04-25 | 2781 | Y | 0.079451 | 45.24%
TX | Channel Energy Center | 55299 | CTG3 |  | 2023 | 7937 | 7927.39 | 2221144 |  | 4.68 | 0.001 | 939348.879 | 0.059 | 44.991 | 0.0058 | 15806500.92 | Pipeline Natural Gas | Other Gas | Combined cycle |  | Selective Catalytic Reduction |  |  | ARP, CSOSG2 | 55299 CTG3 | 2014-05-26 | 2597 | Y | 0.040512 | 69.48%
GA | Baconton Power | 55304 | CT1 |  | 2023 | 0 | 0 | [9 empty] | Pipeline Natural Gas | Diesel Oil | Combustion turbine |  | Water Injection |  |  | ARP, CSNOX, CSOSG1, CSSO2G2 | 55304 CT1 | 2000-06-15 | 614 |  |  | 0%
GA | Baconton Power | 55304 | CT5 |  | 2023 | 968 | 839.39 | 37495.19 |  | 0.111 | 0.001 | 21947.777 | 0.0597 | 17.361 | 0.102 | 369143.471 | Pipeline Natural Gas | Diesel Oil | Combustion turbine |  | Water Injection |  |  | ARP, CSNOX, CSOSG1, CSSO2G2 | 55304 CT5 | 2000-07-01 | 614 |  | 0.92604 | 6.863%
AZ | Gila River Power Station | 55306 | 1CTGA |  | 2023 | 6501 | 6307.81 | 1440805.29 |  | 3.098 | 0.001 | 613742.728 | 0.0592 | 44.307 | 0.0128 | 10327428.853 | Pipeline Natural Gas |  | Combined cycle |  | Dry Low NOx Burners,Selective Catalytic Reduction |  |  | ARP | 55306 1CTGA | 2003-01-20 | 2270 | Y | 0.061503 | 51.94%
AZ | Gila River Power Station | 55306 | 1CTGB |  | 2023 | 6849 | 6697.83 | 1563405.76 |  | 3.4 | 0.001 | 673580.602 | 0.059 | 44.996 | 0.0108 | 11334301.093 | Pipeline Natural Gas |  | Combined cycle |  | Dry Low NOx Burners,Selective Catalytic Reduction |  |  | ARP | 55306 1CTGB | 2003-01-23 | 2310 | Y | 0.057562 | 56.01%
AZ | Gila River Power Station | 55306 | 2CTGA |  | 2023 | 6700 | 6650.4 | 1505851.69 |  | 3.208 | 0.001 | 635458.972 | 0.059 | 38.801 | 0.0083 | 10692749.091 | Pipeline Natural Gas |  | Combined cycle |  | Dry Low NOx Burners,Selective Catalytic Reduction |  |  | ARP | 55306 2CTGA | 2003-01-20 | 2270 | Y | 0.051534 | 53.77%
AZ | Gila River Power Station | 55306 | 2CTGB |  | 2023 | 6312 | 6178.28 | 1390902.01 |  | 2.957 | 0.001 | 585786.233 | 0.0592 | 38.387 | 0.0104 | 9856972.247 | Pipeline Natural Gas |  | Combined cycle |  | Dry Low NOx Burners,Selective Catalytic Reduction |  |  | ARP | 55306 2CTGB | 2003-05-31 | 2350 | Y | 0.055197 | 47.88%
AZ | Gila River Power Station | 55306 | 3CTGA |  | 2023 | 5285 | 5117.69 | 1163819.94 |  | 2.458 | 0.001 | 486919.908 | 0.0591 | 35.843 | 0.0133 | 8193389.196 | Pipeline Natural Gas |  | Combined cycle |  | Dry Low NOx Burners,Selective Catalytic Reduction |  |  | ARP | 55306 3CTGA | 2003-01-20 | 2625 | Y | 0.061595 | 35.63%
AZ | Gila River Power Station | 55306 | 3CTGB |  | 2023 | 6290 | 6222.6 | 1372616.86 |  | 2.866 | 0.001 | 567746.157 | 0.0591 | 37.701 | 0.0101 | 9553402.042 | Pipeline Natural Gas |  | Combined cycle |  | Dry Low NOx Burners,Selective Catalytic Reduction |  |  | ARP | 55306 3CTGB | 2003-06-30 | 2650 | Y | 0.054933 | 41.15%
AZ | Gila River Power Station | 55306 | 4CTGA |  | 2023 | 5255 | 5165 | 1103716.23 |  | 2.398 | 0.001 | 474948.598 | 0.0591 | 32.577 | 0.0108 | 7991866.594 | Pipeline Natural Gas |  | Combined cycle |  | Dry Low NOx Burners,Selective Catalytic Reduction |  |  | ARP | 55306 4CTGA | 2003-01-20 | 2334 | Y | 0.059031 | 39.09%
AZ | Gila River Power Station | 55306 | 4CTGB |  | 2023 | 4752 | 4595.21 | 980419.28 |  | 2.128 | 0.001 | 421461.308 | 0.0593 | 32.287 | 0.0137 | 7091899.235 | Pipeline Natural Gas |  | Combined cycle |  | Dry Low NOx Burners,Selective Catalytic Reduction |  |  | ARP | 55306 4CTGB | 2003-01-20 | 2261 | Y | 0.065864 | 35.81%
MA | Fore River Energy Center | 55317 | 11 |  | 2023 | 2703 | 2624.75 | 860881.75 |  | 1.871 | 0.001 | 370617.199 | 0.059 | 23.976 | 0.0109 | 6234431.184 | Pipeline Natural Gas | Diesel Oil | Combined cycle |  | Dry Low NOx Burners,Water Injection,Selective Catalytic Reduction |  |  | ARP, RGGI, SIPNOX | 55317 11 | 2003-03-23 | 3001 | Y | 0.055701 | 23.72%
MA | Fore River Energy Center | 55317 | 12 |  | 2023 | 4282 | 4243.01 | 1392532.85 |  | 3.048 | 0.001 | 603794.518 | 0.0591 | 36.314 | 0.0095 | 10148106.093 | Pipeline Natural Gas | Diesel Oil | Combined cycle |  | Dry Low NOx Burners,Water Injection,Selective Catalytic Reduction |  |  | ARP, RGGI, SIPNOX | 55317 12 | 2003-04-20 | 3250 | Y | 0.052155 | 35.64%
TX | Wise County Power Company, LLC | 55320 | GT-1 |  | 2023 | 5498 | 5369.84 | 1752697.85 |  | 3.583 | 0.001 | 709734.473 | 0.059 | 100.857 | 0.0191 | 11942750.173 | Pipeline Natural Gas |  | Combined cycle |  | Dry Low NOx Burners,Selective Catalytic Reduction |  |  | ARP, CSOSG2 | 55320 GT-1 | 2003-09-30 | 3187.1 | Y | 0.11509 | 42.78%
TX | Wise County Power Company, LLC | 55320 | GT-2 |  | 2023 | 5482 | 5354.28 | 1731061.54 |  | 3.528 | 0.001 | 698793.007 | 0.059 | 96.779 | 0.0196 | 11758614.059 | Pipeline Natural Gas |  | Combined cycle |  | Dry Low NOx Burners,Selective Catalytic Reduction |  |  | ARP, CSOSG2 | 55320 GT-2 | 2003-09-11 | 3187.1 | Y | 0.11181 | 42.12%
NV | Chuck Lenzie Generating Station | 55322 | CTG-1 |  | 2023 | 7815 | 7650.16 | 1792111.77 |  | 3.911 | 0.001 | 774621.885 | 0.059 | 51.972 | 0.0121 | 13034514.005 | Pipeline Natural Gas |  | Combined cycle |  | Dry Low NOx Burners,Selective Catalytic Reduction |  |  | ARP | 55322 CTG-1 | 2005-08-31 | 2425 | Y | 0.058001 | 61.36%
NV | Chuck Lenzie Generating Station | 55322 | CTG-2 |  | 2023 | 7388 | 7154.15 | 1729713.84 |  | 3.737 | 0.001 | 740271.508 | 0.059 | 52.224 | 0.0132 | 12456522.201 | Pipeline Natural Gas |  | Combined cycle |  | Dry Low NOx Burners,Selective Catalytic Reduction |  |  | ARP | 55322 CTG-2 | 2005-09-12 | 2425 | Y | 0.060385 | 58.64%
NV | Chuck Lenzie Generating Station | 55322 | CTG-3 |  | 2023 | 8086 | 7912.87 | 1801046.09 |  | 3.936 | 0.001 | 779752.006 | 0.059 | 53.262 | 0.0125 | 13120889.176 | Pipeline Natural Gas |  | Combined cycle |  | Dry Low NOx Burners,Selective Catalytic Reduction |  |  | ARP | 55322 CTG-3 | 2005-11-22 | 2425 | Y | 0.059146 | 61.77%
NV | Chuck Lenzie Generating Station | 55322 | CTG-4 |  | 2023 | 7844 | 7681.91 | 1774518.78 |  | 3.856 | 0.001 | 763776.975 | 0.059 | 50.527 | 0.0112 | 12851970.884 | Pipeline Natural Gas |  | Combined cycle |  | Dry Low NOx Burners,Selective Catalytic Reduction |  |  | ARP | 55322 CTG-4 | 2005-12-02 | 2425 | Y | 0.056947 | 60.5%
TX | Baytown Energy Center | 55327 | CTG-1 |  | 2023 | 7293 | 7234.63 | 1791983.07 |  | 3.711 | 0.001 | 735035.574 | 0.059 | 63.422 | 0.0106 | 12368391.28 | Pipeline Natural Gas |  | Combined cycle |  | Selective Catalytic Reduction |  |  | ARP, CSOSG2 | 55327 CTG-1 | 2002-06-01 | 2500 | Y | 0.070784 | 56.48%
TX | Baytown Energy Center | 55327 | CTG-2 |  | 2023 | 7988 | 7975.67 | 1941141.89 |  | 4.12 | 0.001 | 816137.555 | 0.059 | 68.622 | 0.01 | 13733132.133 | Pipeline Natural Gas |  | Combined cycle |  | Selective Catalytic Reduction |  |  | ARP, CSOSG2 | 55327 CTG-2 | 2002-06-01 | 2500 | Y | 0.070703 | 62.71%
TX | Baytown Energy Center | 55327 | CTG-3 |  | 2023 | 7025 | 6963.66 | 1685619.21 |  | 3.54 | 0.001 | 701153.575 | 0.059 | 59.304 | 0.0103 | 11798289.781 | Pipeline Natural Gas |  | Combined cycle |  | Selective Catalytic Reduction |  |  | ARP, CSOSG2 | 55327 CTG-3 | 2002-06-01 | 2500 | Y | 0.070365 | 53.87%
OR | Hermiston Power Plant | 55328 | CTG-1 |  | 2023 | 7069 | 7049.47 | 2002591.79 |  | 4.331 | 0.001 | 857863.844 | 0.059 | 108.554 | 0.0153 | 14435225.508 | Pipeline Natural Gas |  | Combined cycle |  | Dry Low NOx Burners,Selective Catalytic Reduction |  |  | ARP | 55328 CTG-1 | 2002-04-30 | 2450 | Y | 0.10841 | 67.26%
OR | Hermiston Power Plant | 55328 | CTG-2 |  | 2023 | 7107 | 7089.71 | 2014471.74 |  | 4.362 | 0.001 | 864038.693 | 0.059 | 109.698 | 0.0154 | 14539028.187 | Pipeline Natural Gas |  | Combined cycle |  | Dry Low NOx Burners,Selective Catalytic Reduction |  |  | ARP | 55328 CTG-2 | 2002-04-17 | 2450 | Y | 0.10891 | 67.74%
GA | Washington County Power | 55332 | T1 |  | 2023 | 502 | 444.82 | 65417.07 |  | 0.211 | 0.001 | 41792.78 | 0.059 | 12.762 | 0.0501 | 703205.209 | Pipeline Natural Gas |  | Combustion turbine |  | Dry Low NOx Burners |  |  | ARP, CSNOX, CSOSG1, CSSO2G2 | 55332 T1 | 2003-02-13 | 1944 |  | 0.39017 | 4.129%
GA | Washington County Power | 55332 | T2 |  | 2023 | 163 | 144.83 | 22118.23 |  | 0.07 | 0.001 | 13834.608 | 0.059 | 5.832 | 0.0582 | 232793.377 | Pipeline Natural Gas |  | Combustion turbine |  | Dry Low NOx Burners |  |  | ARP, CSNOX, CSOSG1, CSSO2G2 | 55332 T2 | 2003-03-03 | 1944 |  | 0.52735 | 1.367%
GA | Washington County Power | 55332 | T3 |  | 2023 | 166 | 144.65 | 21961.38 |  | 0.071 | 0.001 | 13986.296 | 0.059 | 5.063 | 0.0503 | 235345.965 | Pipeline Natural Gas |  | Combustion turbine |  | Dry Low NOx Burners |  |  | ARP, CSNOX, CSOSG1, CSSO2G2 | 55332 T3 | 2003-03-27 | 1944 |  | 0.46108 | 1.382%
GA | Washington County Power | 55332 | T4 |  | 2023 | 264 | 227.79 | 32783.54 |  | 0.105 | 0.001 | 20731.694 | 0.059 | 5.862 | 0.0509 | 348859.172 | Pipeline Natural Gas |  | Combustion turbine |  | Dry Low NOx Burners |  |  | ARP, CSNOX, CSOSG1, CSSO2G2 | 55332 T4 | 2003-04-07 | 1944 |  | 0.35762 | 2.049%
CA | Delta Energy Center, LLC | 55333 | 1 |  | 2023 | 6114 | 6056.3 | 1563902.27 |  | 3.231 | 0.001 | 640091.723 | 0.059 | 48.134 | 0.01 | 10770768.808 | Pipeline Natural Gas |  | Combined cycle |  | Ammonia Injection |  |  | ARP | 55333 1 | 2001-12-01 | 2125 |  | 0.061556 | 57.86%
CA | Delta Energy Center, LLC | 55333 | 2 |  | 2023 | 5945 | 5890.03 | 1484369.11 |  | 3.096 | 0.001 | 613337.645 | 0.059 | 42.449 | 0.009 | 10320567.731 | Pipeline Natural Gas |  | Combined cycle |  | Ammonia Injection |  |  | ARP | 55333 2 | 2001-12-01 | 2125 |  | 0.057195 | 55.44%
CA | Delta Energy Center, LLC | 55333 | 3 |  | 2023 | 5220 | 5122.12 | 1292641.52 |  | 2.736 | 0.001 | 541958.413 | 0.059 | 39.097 | 0.0104 | 9119499.502 | Pipeline Natural Gas |  | Combined cycle |  | Ammonia Injection |  |  | ARP | 55333 3 | 2001-12-01 | 2125 |  | 0.060492 | 48.99%
IL | Holland Energy Facility | 55334 | CTG1 |  | 2023 | 5883 | 5743.46 | 1301475.97 |  | 2.792 | 0.001 | 553016.749 | 0.059 | 59.332 | 0.0165 | 9305581.42 | Pipeline Natural Gas |  | Combined cycle |  | Dry Low NOx Burners,Selective Catalytic Reduction |  |  | ARP, CSNOX, CSOSG3, CSSO2G1 | 55334 CTG1 | 2002-03-29 | 2600 | Y | 0.091176 | 40.86%
IL | Holland Energy Facility | 55334 | CTG2 |  | 2023 | 5805 | 5666.43 | 1281471.53 |  | 2.731 | 0.001 | 541042.977 | 0.059 | 59.532 | 0.0173 | 9104096.25 | Pipeline Natural Gas |  | Combined cycle |  | Dry Low NOx Burners,Selective Catalytic Reduction |  |  | ARP, CSNOX, CSOSG3, CSSO2G1 | 55334 CTG2 | 2002-03-30 | 2600 | Y | 0.092912 | 39.97%
PA | Helix Ironwood LLC | 55337 | 1 |  | 2023 | 6308 | 6304.36 | 1429931.03 |  | 4.662 | 0.001 | 923545.037 | 0.059 | 100.08 | 0.0129 | 15540359.352 | Pipeline Natural Gas |  | Combined cycle |  | Dry Low NOx Burners,Ammonia Injection |  |  | ARP, CSNOX, CSOSG3, CSSO2G1, RGGI | 55337 1 | 2001-07-17 | 3000 |  | 0.13998 | 59.13%
PA | Helix Ironwood LLC | 55337 | 2 |  | 2023 | 6325 | 6319.66 | 1423214.18 |  | 4.66 | 0.001 | 923072.372 | 0.059 | 88.959 | 0.0116 | 15532469.628 | Pipeline Natural Gas |  | Combined cycle |  | Dry Low NOx Burners,Ammonia Injection |  |  | ARP, CSNOX, CSOSG3, CSSO2G1, RGGI | 55337 2 | 2001-08-01 | 3000 |  | 0.12501 | 59.1%
AR | Dell Power Plant | 55340 | 1 |  | 2023 | 8012 | 7985.66 | 2103738.63 |  | 4.698 | 0.001 | 930772.375 | 0.0591 | 79.492 | 0.0112 | 15656797.015 | Pipeline Natural Gas | Diesel Oil | Combined cycle |  | Dry Low NOx Burners,Selective Catalytic Reduction |  |  | ARP, CSOSG2 | 55340 1 | 2007-05-08 | 3672.9 | Y | 0.075572 | 48.66%
AR | Dell Power Plant | 55340 | 2 |  | 2023 | 7964 | 7942.43 | 2073535.49 |  | 4.719 | 0.001 | 932294.149 | 0.0591 | 79.302 | 0.011 | 15670566.93 | Pipeline Natural Gas | Diesel Oil | Combined cycle |  | Dry Low NOx Burners,Selective Catalytic Reduction |  |  | ARP, CSOSG2 | 55340 2 | 2007-04-23 | 4348.1 | Y | 0.07649 | 41.14%
NM | Luna Energy Facility | 55343 | CTG1 |  | 2023 | 7938 | 7930.68 | 1879249.07 |  | 3.665 | 0.001 | 725972.746 | 0.059 | 63.47 | 0.0107 | 12215874.316 | Pipeline Natural Gas |  | Combined cycle |  | Dry Low NOx Burners,Selective Catalytic Reduction |  |  | ARP | 55343 CTG1 | 2005-12-14 | 2381.2 | Y | 0.067548 | 58.56%
NM | Luna Energy Facility | 55343 | CTG2 |  | 2023 | 7743 | 7731.1 | 1884073.23 |  | 3.843 | 0.001 | 761169.325 | 0.059 | 67.512 | 0.0105 | 12808104.173 | Pipeline Natural Gas |  | Combined cycle |  | Dry Low NOx Burners,Selective Catalytic Reduction |  |  | ARP | 55343 CTG2 | 2005-12-11 | 2381.2 | Y | 0.071666 | 61.4%
CA | Otay Mesa Energy Center, LLC | 55345 | CTG-1 |  | 2023 | 4994 | 4787.13 | 1117616.74 |  | 2.342 | 0.001 | 464011.591 | 0.059 | 26.062 | 0.0097 | 7807886.507 | Pipeline Natural Gas |  | Combined cycle |  | Dry Low NOx Burners,Selective Catalytic Reduction |  |  | ARP | 55345 CTG-1 | 2009-07-22 | 2200 | Y | 0.046639 | 40.51%
CA | Otay Mesa Energy Center, LLC | 55345 | CTG-2 |  | 2023 | 4919 | 4725.33 | 1114897.61 |  | 2.322 | 0.001 | 459984.763 | 0.059 | 23.026 | 0.0087 | 7740145.886 | Pipeline Natural Gas |  | Combined cycle |  | Dry Low NOx Burners,Selective Catalytic Reduction |  |  | ARP | 55345 CTG-2 | 2009-07-23 | 2200 | Y | 0.041306 | 40.16%
PA | Armstrong Power, LLC | 55347 | 1 |  | 2023 | 1817 | 1676.11 | 249776.12 |  | 0.777 | 0.001 | 152975.207 | 0.0591 | 40.359 | 0.0383 | 2571389.041 | Pipeline Natural Gas | Diesel Oil | Combustion turbine |  | Dry Low NOx Burners,Water Injection |  |  | ARP, CSNOX, CSOSG3, CSSO2G1, RGGI | 55347 1 | 2002-04-11 | 1926 |  | 0.32316 | 15.24%
PA | Armstrong Power, LLC | 55347 | 2 |  | 2023 | 2087 | 1931.44 | 288432.03 |  | 0.903 | 0.001 | 178481.544 | 0.0591 | 45.828 | 0.0381 | 3001922.963 | Pipeline Natural Gas | Diesel Oil | Combustion turbine |  | Dry Low NOx Burners,Water Injection |  |  | ARP, CSNOX, CSOSG3, CSSO2G1, RGGI | 55347 2 | 2002-04-16 | 1926 |  | 0.31777 | 17.79%
PA | Armstrong Power, LLC | 55347 | 3 |  | 2023 | 1952 | 1810.1 | 277773.45 |  | 0.861 | 0.001 | 169846.227 | 0.0591 | 44.072 | 0.0377 | 2856084.228 | Pipeline Natural Gas | Diesel Oil | Combustion turbine |  | Dry Low NOx Burners,Water Injection |  |  | ARP, CSNOX, CSOSG3, CSSO2G1, RGGI | 55347 3 | 2002-04-26 | 1926 |  | 0.31732 | 16.93%
PA | Armstrong Power, LLC | 55347 | 4 |  | 2023 | 2237 | 2046.9 | 308305.4 |  | 0.963 | 0.001 | 189398.786 | 0.0591 | 51.668 | 0.0396 | 3183048.611 | Pipeline Natural Gas | Diesel Oil | Combustion turbine |  | Dry Low NOx Burners,Water Injection |  |  | ARP, CSNOX, CSOSG3, CSSO2G1, RGGI | 55347 4 | 2002-05-08 | 1926 |  | 0.33517 | 18.87%
OH | Troy Energy, LLC | 55348 | 1 |  | 2023 | 1837 | 1666.71 | 244573.72 |  | 0.773 | 0.001 | 152948.612 | 0.0592 | 43.363 | 0.042 | 2569214.903 | Pipeline Natural Gas | Diesel Oil | Combustion turbine |  | Dry Low NOx Burners,Water Injection |  |  | ARP, CSNOX, CSOSG3, CSSO2G1 | 55348 1 | 2002-04-08 | 2128 |  | 0.3546 | 13.78%
OH | Troy Energy, LLC | 55348 | 2 |  | 2023 | 1222 | 1110.35 | 160766.79 |  | 0.516 | 0.001 | 102055.445 | 0.0592 | 29.913 | 0.046 | 1713319.613 | Pipeline Natural Gas | Diesel Oil | Combustion turbine |  | Dry Low NOx Burners,Water Injection |  |  | ARP, CSNOX, CSOSG3, CSSO2G1 | 55348 2 | 2002-04-25 | 2128 |  | 0.37213 | 9.191%
OH | Troy Energy, LLC | 55348 | 3 |  | 2023 | 1368 | 1243.96 | 180364.73 |  | 0.576 | 0.001 | 113937.14 | 0.0591 | 30.541 | 0.0408 | 1912954.738 | Pipeline Natural Gas | Diesel Oil | Combustion turbine |  | Dry Low NOx Burners,Water Injection |  |  | ARP, CSNOX, CSOSG3, CSSO2G1 | 55348 3 | 2002-05-07 | 2128 |  | 0.33866 | 10.26%
OH | Troy Energy, LLC | 55348 | 4 |  | 2023 | 1835 | 1665 | 245859.5 |  | 0.785 | 0.001 | 155305.704 | 0.0591 | 44.043 | 0.0434 | 2609738.945 | Pipeline Natural Gas | Diesel Oil | Combustion turbine |  | Dry Low NOx Burners,Water Injection |  |  | ARP, CSNOX, CSOSG3, CSSO2G1 | 55348 4 | 2002-05-12 | 2128 |  | 0.35828 | 14%
WV | Pleasants Energy, LLC | 55349 | 1 |  | 2023 | 6844 | 6767 | 1149830.1 |  | 3.518 | 0.001 | 696617.115 | 0.0591 | 168.523 | 0.0295 | 11717536.979 | Pipeline Natural Gas | Diesel Oil | Combustion turbine |  | Dry Low NOx Burners,Water Injection |  |  | ARP, CSNOX, CSOSG2E, CSSO2G1 | 55349 1 | 2001-12-06 | 2013 |  | 0.29313 | 66.45%
WV | Pleasants Energy, LLC | 55349 | 2 |  | 2023 | 6524 | 6407.58 | 1096256.21 |  | 3.385 | 0.001 | 670555.506 | 0.059 | 156.745 | 0.0287 | 11282864.639 | Pipeline Natural Gas | Diesel Oil | Combustion turbine |  | Dry Low NOx Burners,Water Injection |  |  | ARP, CSNOX, CSOSG2E, CSSO2G1 | 55349 2 | 2002-01-11 | 2013 |  | 0.28596 | 63.98%
OH | Dresden Energy Facility | 55350 | 1A |  | 2023 | 7343 | 7326.87 | 2113391.61 |  | 4.039 | 0.001 | 799992.632 | 0.059 | 80.675 | 0.015 | 13461431.298 | Pipeline Natural Gas |  | Combined cycle |  | Dry Low NOx Burners,Selective Catalytic Reduction |  |  | ARP, CSNOX, CSOSG3, CSSO2G1 | 55350 1A | 2011-10-27 | 2250 | Y | 0.076346 | 68.3%
OH | Dresden Energy Facility | 55350 | 1B |  | 2023 | 7383 | 7378.29 | 2130895.28 |  | 4.087 | 0.001 | 809598.917 | 0.059 | 81.366 | 0.0123 | 13623029.066 | Pipeline Natural Gas |  | Combined cycle |  | Dry Low NOx Burners,Selective Catalytic Reduction |  |  | ARP, CSNOX, CSOSG3, CSSO2G1 | 55350 1B | 2011-11-08 | 2250 | Y | 0.076368 | 69.12%
TX | Brazos Valley Energy, LP | 55357 | CTG1 |  | 2023 | 6670 | 6623.14 | 1704118.07 |  | 3.647 | 0.001 | 722474.67 | 0.059 | 71.467 | 0.0135 | 12157042.324 | Pipeline Natural Gas |  | Combined cycle |  | Dry Low NOx Burners,Selective Catalytic Reduction |  |  | ARP, CSOSG2 | 55357 CTG1 | 2003-01-13 | 2360 | Y | 0.083876 | 58.8%
TX | Brazos Valley Energy, LP | 55357 | CTG2 |  | 2023 | 6632 | 6562.4 | 1691646.04 |  | 3.667 | 0.001 | 726388.064 | 0.059 | 72.089 | 0.0139 | 12222818.36 | Pipeline Natural Gas |  | Combined cycle |  | Dry Low NOx Burners,Selective Catalytic Reduction |  |  | ARP, CSOSG2 | 55357 CTG2 | 2003-01-13 | 2360 | Y | 0.085229 | 59.12%
TX | Cottonwood Energy Project | 55358 | CT1 |  | 2023 | 7752 | 7738.92 | 1805080.25 |  | 3.944 | 0.001 | 782326.327 | 0.059 | 66.46 | 0.0103 | 13164129.553 | Pipeline Natural Gas |  | Combined cycle |  | Dry Low NOx Burners,Selective Catalytic Reduction |  |  | ARP, CSOSG2 | 55358 CT1 | 2002-11-08 | 3450 | Y | 0.073637 | 43.56%
TX | Cottonwood Energy Project | 55358 | CT2 |  | 2023 | 7940 | 7922.58 | 1851278.97 |  | 4.034 | 0.001 | 799345.58 | 0.059 | 73.898 | 0.0114 | 13450453.047 | Pipeline Natural Gas |  | Combined cycle |  | Dry Low NOx Burners,Selective Catalytic Reduction |  |  | ARP, CSOSG2 | 55358 CT2 | 2002-11-17 | 3450 | Y | 0.079835 | 44.51%
TX | Cottonwood Energy Project | 55358 | CT3 |  | 2023 | 6576 | 6558.97 | 1540913.97 |  | 3.417 | 0.001 | 678963.551 | 0.059 | 70.28 | 0.0129 | 11424879.113 | Pipeline Natural Gas |  | Combined cycle |  | Dry Low NOx Burners,Selective Catalytic Reduction |  |  | ARP, CSOSG2 | 55358 CT3 | 2003-01-13 | 3150 | Y | 0.091219 | 41.4%
TX | Cottonwood Energy Project | 55358 | CT4 |  | 2023 | 3698 | 3677.62 | 846697.39 |  | 1.843 | 0.001 | 364660.368 | 0.059 | 34.276 | 0.0126 | 6136105.65 | Pipeline Natural Gas |  | Combined cycle |  | Dry Low NOx Burners,Selective Catalytic Reduction |  |  | ARP, CSOSG2 | 55358 CT4 | 2003-02-06 | 3150 | Y | 0.080964 | 22.24%
IN | Sugar Creek Generating Station | 55364 | CT11 |  | 2023 | 5976 | 5964.34 | 1504395.8 |  | 3.273 | 0.001 | 648293.232 | 0.059 | 41.057 | 0.0083 | 10908724.942 | Pipeline Natural Gas |  | Combined cycle |  | Selective Catalytic Reduction,Dry Low NOx Burners |  |  | ARP, CSNOX, CSOSG3, CSSO2G1 | 55364 CT11 | 2002-06-01 | 2800 | Y | 0.054583 | 44.47%
IN | Sugar Creek Generating Station | 55364 | CT12 |  | 2023 | 6039 | 6023.52 | 1492255.04 |  | 3.282 | 0.001 | 650052.866 | 0.059 | 42.203 | 0.0089 | 10938355.724 | Pipeline Natural Gas |  | Combined cycle |  | Selective Catalytic Reduction,Dry Low NOx Burners |  |  | ARP, CSNOX, CSOSG3, CSSO2G1 | 55364 CT12 | 2002-06-01 | 2800 | Y | 0.056563 | 44.6%
TX | LaPorte Generating Station | 55365 | GT-1 | CP1 | 2023 | 1860 | 1655.64 | 57352.36 |  | 0.237 | 0.0009 | 44738.1 | 0.059 | 47.314 | 0.2052 | 757889.6 | Pipeline Natural Gas |  | Combustion turbine |  | Dry Low NOx Burners |  |  | ARP, CSOSG2 | 55365 GT-1 | 2001-06-19 | 584 |  | 1.6499 | 14.81%
TX | LaPorte Generating Station | 55365 | GT-2 | CP1 | 2023 | 1711 | 1513.11 | 52793.45 |  | 0.216 | 0.0009 | 41224.8 | 0.059 | 44.158 | 0.2063 | 698277.7 | Pipeline Natural Gas |  | Combustion turbine |  | Dry Low NOx Burners |  |  | ARP, CSOSG2 | 55365 GT-2 | 2001-06-20 | 584 |  | 1.6729 | 13.65%
TX | LaPorte Generating Station | 55365 | GT-3 | CP1 | 2023 | 1220 | 1094.27 | 38217.03 |  | 0.157 | 0.0009 | 29908.8 | 0.059 | 30.828 | 0.2007 | 506597.2 | Pipeline Natural Gas |  | Combustion turbine |  | Dry Low NOx Burners |  |  | ARP, CSOSG2 | 55365 GT-3 | 2001-07-10 | 584 |  | 1.6133 | 9.903%
TX | LaPorte Generating Station | 55365 | GT-4 | CP1 | 2023 | 1463 | 1317.43 | 42178.49 |  | 0.184 | 0.0009 | 32957.6 | 0.059 | 35.715 | 0.205 | 558828.6 | Pipeline Natural Gas |  | Combustion turbine |  | Dry Low NOx Burners |  |  | ARP, CSOSG2 | 55365 GT-4 | 2001-08-04 | 584 |  | 1.6935 | 10.92%
AZ | New Harquahala Generating Company | 55372 | CTG1 |  | 2023 | 2910 | 2891.18 | 506283.79 |  | 1.659 | 0.001 | 328655.001 | 0.059 | 23.18 | 0.0099 | 5530237.776 | Pipeline Natural Gas |  | Combined cycle |  | Dry Low NOx Burners,Selective Catalytic Reduction |  |  | ARP | 55372 CTG1 | 2003-05-30 | 2531 | Y | 0.091569 | 24.94%
AZ | New Harquahala Generating Company | 55372 | CTG2 |  | 2023 | 2735 | 2722.16 | 474399.32 |  | 1.55 | 0.001 | 306981.633 | 0.059 | 21.468 | 0.0095 | 5165638.032 | Pipeline Natural Gas |  | Combined cycle |  | Dry Low NOx Burners,Selective Catalytic Reduction |  |  | ARP | 55372 CTG2 | 2003-06-01 | 2531 | Y | 0.090506 | 23.3%
AZ | New Harquahala Generating Company | 55372 | CTG3 |  | 2023 | 2934 | 2917.83 | 512122.54 |  | 1.681 | 0.001 | 332922.523 | 0.059 | 34.188 | 0.0131 | 5602075.164 | Pipeline Natural Gas |  | Combined cycle |  | Dry Low NOx Burners,Selective Catalytic Reduction |  |  | ARP | 55372 CTG3 | 2003-07-31 | 2531 | Y | 0.13351 | 25.27%
NY | Astoria Energy | 55375 | CT1 |  | 2023 | 8175 | 8155.75 | 2144822.66 |  | 4.308 | 0.001 | 851432.176 | 0.059 | 38.133 | 0.0062 | 14316552.071 | Pipeline Natural Gas | Diesel Oil | Combined cycle |  | Dry Low NOx Burners,Water Injection,Selective Catalytic Reduction |  |  | ARP, CSNOX, CSOSG3, CSSO2G1, RGGI | 55375 CT1 | 2006-03-29 | 2550 | Y | 0.035558 | 64.09%
NY | Astoria Energy | 55375 | CT2 |  | 2023 | 8214 | 8187.68 | 2110720.12 |  | 4.284 | 0.001 | 846473.32 | 0.059 | 37.71 | 0.0064 | 14232714.291 | Pipeline Natural Gas | Diesel Oil | Combined cycle |  | Dry Low NOx Burners,Water Injection,Selective Catalytic Reduction |  |  | ARP, CSNOX, CSOSG3, CSSO2G1, RGGI | 55375 CT2 | 2006-03-29 | 2550 | Y | 0.035732 | 63.72%
NY | Astoria Energy | 55375 | CT3 |  | 2023 | 7591 | 7560.29 | 1990864.93 |  | 4.407 | 0.001 | 869023.865 | 0.0591 | 39.748 | 0.0065 | 14602167.117 | Pipeline Natural Gas | Diesel Oil | Combined cycle |  | Dry Low NOx Burners,Water Injection,Selective Catalytic Reduction |  |  | ARP, CSNOX, CSOSG3, CSSO2G1, RGGI | 55375 CT3 | 2011-04-06 | 2550 | Y | 0.03993 | 65.37%
NY | Astoria Energy | 55375 | CT4 |  | 2023 | 7841 | 7799.54 | 2041033.23 |  | 4.497 | 0.001 | 886547.942 | 0.0591 | 42.535 | 0.0072 | 14895084.676 | Pipeline Natural Gas | Diesel Oil | Combined cycle |  | Dry Low NOx Burners,Water Injection,Selective Catalytic Reduction |  |  | ARP, CSNOX, CSOSG3, CSSO2G1, RGGI | 55375 CT4 | 2011-04-11 | 2550 | Y | 0.04168 | 66.68%
PA | Gans Generating Facility | 55377 | 8 |  | 2023 | 1630 | 1460.07 | 65036.04 |  | 0.194 | 0.001 | 38496.584 | 0.0592 | 25.003 | 0.0837 | 647756.984 | Pipeline Natural Gas | Diesel Oil | Combustion turbine |  | Water Injection |  |  | ARP, CSNOX, CSOSG3, CSSO2G1, RGGI | 55377 8 | 2000-09-15 | 508 |  | 0.7689 | 14.56%
PA | Gans Generating Facility | 55377 | 9 |  | 2023 | 1666 | 1491.12 | 68136.72 |  | 0.201 | 0.001 | 39711.321 | 0.0592 | 26.388 | 0.0859 | 668219.418 | Pipeline Natural Gas | Diesel Oil | Combustion turbine |  | Water Injection |  |  | ARP, CSNOX, CSOSG3, CSSO2G1, RGGI | 55377 9 | 2000-09-15 | 545 |  | 0.77456 | 14%
AR | Union Power Station | 55380 | CTG-1 |  | 2023 | 7572 | 7562.55 | 1850235.45 |  | 3.984 | 0.001 | 789162.537 | 0.059 | 77.938 | 0.0128 | 13279159.863 | Pipeline Natural Gas |  | Combined cycle |  | Selective Catalytic Reduction |  |  | ARP, CSOSG2 | 55380 CTG-1 | 2002-09-03 | 2319 | Y | 0.084247 | 65.37%
AR | Union Power Station | 55380 | CTG-2 |  | 2023 | 7573 | 7557.95 | 1851664.25 |  | 3.995 | 0.001 | 791418.053 | 0.059 | 78.468 | 0.0123 | 13317192.086 | Pipeline Natural Gas |  | Combined cycle |  | Selective Catalytic Reduction |  |  | ARP, CSOSG2 | 55380 CTG-2 | 2002-09-06 | 2319 | Y | 0.084754 | 65.56%
AR | Union Power Station | 55380 | CTG-3 |  | 2023 | 7181 | 7165.67 | 1717053.37 |  | 3.707 | 0.001 | 734323.733 | 0.059 | 78.572 | 0.0142 | 12356329.182 | Pipeline Natural Gas |  | Combined cycle |  | Selective Catalytic Reduction |  |  | ARP, CSOSG2 | 55380 CTG-3 | 2002-11-25 | 2319 | Y | 0.09152 | 60.83%
AR | Union Power Station | 55380 | CTG-4 |  | 2023 | 7157 | 7143.5 | 1713690.23 |  | 3.674 | 0.001 | 727779.906 | 0.059 | 74.405 | 0.0132 | 12246245.146 | Pipeline Natural Gas |  | Combined cycle |  | Selective Catalytic Reduction |  |  | ARP, CSOSG2 | 55380 CTG-4 | 2002-11-28 | 2319 | Y | 0.086836 | 60.28%
AR | Union Power Station | 55380 | CTG-5 |  | 2023 | 7107 | 7086.78 | 1710523.65 |  | 3.643 | 0.001 | 721700.627 | 0.059 | 75.458 | 0.0137 | 12143916.704 | Pipeline Natural Gas |  | Combined cycle |  | Selective Catalytic Reduction |  |  | ARP, CSOSG2 | 55380 CTG-5 | 2003-01-28 | 2300 | Y | 0.088228 | 60.27%
AR | Union Power Station | 55380 | CTG-6 |  | 2023 | 6644 | 6623.89 | 1615363.87 |  | 3.439 | 0.001 | 681308.464 | 0.059 | 74.375 | 0.0149 | 11464255.683 | Pipeline Natural Gas |  | Combined cycle |  | Selective Catalytic Reduction |  |  | ARP, CSOSG2 | 55380 CTG-6 | 2003-02-02 | 2250 | Y | 0.092085 | 58.16%
AR | Union Power Station | 55380 | CTG-7 |  | 2023 | 6599 | 6587.89 | 1602044.14 |  | 3.398 | 0.001 | 673071.965 | 0.059 | 73 | 0.0142 | 11325715.509 | Pipeline Natural Gas |  | Combined cycle |  | Selective Catalytic Reduction |  |  | ARP, CSOSG2 | 55380 CTG-7 | 2003-03-03 | 2319 | Y | 0.091134 | 55.75%
AR | Union Power Station | 55380 | CTG-8 |  | 2023 | 6581 | 6566.06 | 1602549.21 |  | 3.4 | 0.001 | 673487.759 | 0.059 | 69.51 | 0.0133 | 11332711.901 | Pipeline Natural Gas |  | Combined cycle |  | Selective Catalytic Reduction |  |  | ARP, CSOSG2 | 55380 CTG-8 | 2003-03-07 | 2321.3 | Y | 0.086749 | 55.73%
VA | Commonwealth Chesapeake | 55381 | CT-001 |  | 2023 | 138 | 94.35 | 3534.4 |  | 0.014 | 0.001 | 2886.93 | 0.081 | 2.027 | 0.1066 | 35581.912 | Diesel Oil |  | Combustion turbine |  | Water Injection |  |  | ARP, CSNOX, CSOSG3, CSSO2G1, RGGI | 55381 CT-001 | 2000-08-02 | 473 |  | 1.147 | 0.8587%
VA | Commonwealth Chesapeake | 55381 | CT-002 |  | 2023 | 147 | 109.62 | 4589.12 |  | 0.016 | 0.001 | 3603.036 | 0.081 | 2.738 | 0.1238 | 44400.184 | Diesel Oil |  | Combustion turbine |  | Water Injection |  |  | ARP, CSNOX, CSOSG3, CSSO2G1, RGGI | 55381 CT-002 | 2000-09-15 | 473 |  | 1.1933 | 1.072%
VA | Commonwealth Chesapeake | 55381 | CT-003 |  | 2023 | 211 | 158.56 | 6555.19 |  | 0.025 | 0.001 | 5156.002 | 0.081 | 4.48 | 0.1368 | 63547.666 | Diesel Oil |  | Combustion turbine |  | Water Injection |  |  | ARP, CSNOX, CSOSG3, CSSO2G1, RGGI | 55381 CT-003 | 2000-08-24 | 473 |  | 1.3669 | 1.534%
VA | Commonwealth Chesapeake | 55381 | CT-004 |  | 2023 | 209 | 111.86 | 3544.48 |  | 0.014 | 0.001 | 3019.092 | 0.0811 | 2.361 | 0.123 | 37201.47 | Diesel Oil |  | Combustion turbine |  | Water Injection |  |  | ARP, CSNOX, CSOSG3, CSSO2G1, RGGI | 55381 CT-004 | 2001-06-14 | 473 |  | 1.3322 | 0.8978%
VA | Commonwealth Chesapeake | 55381 | CT-005 |  | 2023 | 137 | 47.37 | 989.76 |  | 0.005 | 0.001 | 942.074 | 0.0811 | 0.744 | 0.1139 | 11612.84 | Diesel Oil |  | Combustion turbine |  | Water Injection |  |  | ARP, CSNOX, CSOSG3, CSSO2G1, RGGI | 55381 CT-005 | 2001-05-28 | 473 |  | 1.5034 | 0.2803%
VA | Commonwealth Chesapeake | 55381 | CT-006 |  | 2023 | 168 | 78.47 | 2464.21 |  | 0.01 | 0.001 | 2070.519 | 0.0811 | 1.593 | 0.1102 | 25516.371 | Diesel Oil |  | Combustion turbine |  | Water Injection |  |  | ARP, CSNOX, CSOSG3, CSSO2G1, RGGI | 55381 CT-006 | 2001-06-04 | 473 |  | 1.2929 | 0.6158%
VA | Commonwealth Chesapeake | 55381 | CT-007 |  | 2023 | 169 | 82.93 | 2564.4 |  | 0.011 | 0.001 | 2159.584 | 0.0811 | 1.815 | 0.1039 | 26611.68 | Diesel Oil |  | Combustion turbine |  | Water Injection |  |  | ARP, CSNOX, CSOSG3, CSSO2G1, RGGI | 55381 CT-007 | 2001-06-23 | 473 |  | 1.4155 | 0.6423%
GA | Thomas A. Smith Energy Facility | 55382 | CCCT1 |  | 2023 | 8144 | 8137.51 | 2224935.07 |  | 4.679 | 0.001 | 926804.074 | 0.059 | 76.104 | 0.0098 | 15595293.837 | Pipeline Natural Gas |  | Combined cycle |  | Dry Low NOx Burners,Selective Catalytic Reduction |  |  | ARP, CSNOX, CSOSG1, CSSO2G2 | 55382 CCCT1 | 2002-03-30 | 2700 | Y | 0.06841 | 65.94%
GA | Thomas A. Smith Energy Facility | 55382 | CCCT2 |  | 2023 | 8263 | 8257.6 | 2264050.21 |  | 4.781 | 0.001 | 947097.123 | 0.059 | 78.262 | 0.0099 | 15936801.411 | Pipeline Natural Gas |  | Combined cycle |  | Dry Low NOx Burners,Selective Catalytic Reduction |  |  | ARP, CSNOX, CSOSG1, CSSO2G2 | 55382 CCCT2 | 2002-03-30 | 2700 | Y | 0.069135 | 67.38%
GA | Thomas A. Smith Energy Facility | 55382 | CCCT3 |  | 2023 | 8047 | 8043.27 | 2306084.07 |  | 4.855 | 0.001 | 961653.604 | 0.059 | 75.333 | 0.0092 | 16181694.968 | Pipeline Natural Gas |  | Combined cycle |  | Dry Low NOx Burners,Selective Catalytic Reduction |  |  | ARP, CSNOX, CSOSG1, CSSO2G2 | 55382 CCCT3 | 2002-04-14 | 2700 | Y | 0.065334 | 68.42%
GA | Thomas A. Smith Energy Facility | 55382 | CCCT4 |  | 2023 | 8007 | 7998.94 | 2274072.99 |  | 4.769 | 0.001 | 944591.836 | 0.059 | 77.743 | 0.01 | 15894560.176 | Pipeline Natural Gas |  | Combined cycle |  | Dry Low NOx Burners,Selective Catalytic Reduction |  |  | ARP, CSNOX, CSOSG1, CSSO2G2 | 55382 CCCT4 | 2002-04-15 | 2700 | Y | 0.068373 | 67.2%
SC | Columbia Energy Center (SC) | 55386 | CT-1 |  | 2023 | 6703 | 6694.92 | 1437424.82 |  | 3.247 | 0.001 | 642601.79 | 0.059 | 60.435 | 0.0116 | 10809935.003 | Pipeline Natural Gas | Diesel Oil | Combined cycle |  | Dry Low NOx Burners,Water Injection,Selective Catalytic Reduction |  |  | ARP, CSNOX, CSSO2G2, SIPNOX | 55386 CT-1 | 2004-03-02 | 2484 | Y | 0.084088 | 49.68%
SC | Columbia Energy Center (SC) | 55386 | CT-2 |  | 2023 | 5372 | 5351.73 | 1108056.65 |  | 2.561 | 0.001 | 504397.799 | 0.0591 | 50.947 | 0.0131 | 8471390.119 | Pipeline Natural Gas | Diesel Oil | Combined cycle |  | Dry Low NOx Burners,Water Injection,Selective Catalytic Reduction |  |  | ARP, CSNOX, CSSO2G2, SIPNOX | 55386 CT-2 | 2004-03-02 | 2484 | Y | 0.091957 | 38.93%
WI | Rockgen Energy Center | 55391 | CT-1 |  | 2023 | 1572 | 1441.4 | 177582.54 |  | 0.634 | 0.001 | 125691.169 | 0.0591 | 43.499 | 0.053 | 2113888.401 | Pipeline Natural Gas | Diesel Oil | Combustion turbine |  | Dry Low NOx Burners,Water Injection |  |  | ARP, CSNOX, CSOSG3, CSSO2G1 | 55391 CT-1 | 2001-02-15 | 2160 |  | 0.4899 | 11.17%
WI | Rockgen Energy Center | 55391 | CT-2 |  | 2023 | 1555 | 1432.51 | 171297.84 |  | 0.615 | 0.001 | 121787.388 | 0.0593 | 34.295 | 0.0517 | 2048627.863 | Pipeline Natural Gas | Diesel Oil | Combustion turbine |  | Dry Low NOx Burners,Water Injection |  |  | ARP, CSNOX, CSOSG3, CSSO2G1 | 55391 CT-2 | 2001-03-21 | 2160 |  | 0.40041 | 10.83%
WI | Rockgen Energy Center | 55391 | CT-3 |  | 2023 | 1643 | 1519.35 | 194834.61 |  | 0.688 | 0.001 | 136318.253 | 0.0591 | 46.081 | 0.0628 | 2293290.671 | Pipeline Natural Gas | Diesel Oil | Combustion turbine |  | Dry Low NOx Burners,Water Injection |  |  | ARP, CSNOX, CSOSG3, CSSO2G1 | 55391 CT-3 | 2001-04-07 | 2160 |  | 0.47303 | 12.12%
IL | Zion Energy Center | 55392 | CT-1 |  | 2023 | 1058 | 944.8 | 130776 |  | 0.43 | 0.001 | 85278.443 | 0.0594 | 24.453 | 0.0456 | 1432629.469 | Pipeline Natural Gas | Diesel Oil | Combustion turbine |  | Dry Low NOx Burners,Water Injection |  |  | ARP, CSNOX, CSOSG3, CSSO2G1 | 55392 CT-1 | 2002-05-01 | 2060 |  | 0.37397 | 7.939%
IL | Zion Energy Center | 55392 | CT-2 |  | 2023 | 770 | 669 | 95806.2 |  | 0.315 | 0.001 | 62549.695 | 0.0593 | 18.403 | 0.048 | 1051142.288 | Pipeline Natural Gas | Diesel Oil | Combustion turbine |  | Dry Low NOx Burners,Water Injection |  |  | ARP, CSNOX, CSOSG3, CSSO2G1 | 55392 CT-2 | 2002-05-01 | 2060 |  | 0.38417 | 5.825%
IL | Zion Energy Center | 55392 | CT-3 |  | 2023 | 733 | 644.47 | 88501.62 |  | 0.302 | 0.001 | 59990.934 | 0.0593 | 16.202 | 0.0448 | 1007978.232 | Pipeline Natural Gas | Diesel Oil | Combustion turbine |  | Dry Low NOx Burners,Water Injection |  |  | ARP, CSNOX, CSOSG3, CSSO2G1 | 55392 CT-3 | 2003-05-19 | 2060 |  | 0.36614 | 5.586%
CA | Metcalf Energy Center | 55393 | 1 |  | 2023 | 4429 | 4339.6 | 1128061.85 |  | 2.391 | 0.001 | 473551.996 | 0.059 | 30.847 | 0.009 | 7968359.682 | Pipeline Natural Gas |  | Combined cycle |  | Dry Low NOx Burners,Selective Catalytic Reduction |  |  | ARP | 55393 1 | 2005-04-28 | 2150 | Y | 0.05469 | 42.31%
CA | Metcalf Energy Center | 55393 | 2 |  | 2023 | 5096 | 5065.17 | 1288990.66 |  | 2.78 | 0.001 | 550631.73 | 0.059 | 33.667 | 0.0077 | 9265455.176 | Pipeline Natural Gas |  | Combined cycle |  | Dry Low NOx Burners,Selective Catalytic Reduction |  |  | ARP | 55393 2 | 2005-05-01 | 2156 | Y | 0.052238 | 49.06%
MS | Crossroads Energy Center (CPU) | 55395 | CT01 |  | 2023 | 1054 | 942.99 | 53676.98 |  | 0.209 | 0.001 | 41337.202 | 0.059 | 98.836 | 0.2853 | 695494.706 | Pipeline Natural Gas |  | Combustion turbine |  | Dry Low NOx Burners |  |  | ARP, CSOSG2 | 55395 CT01 | 2002-04-01 | 962.4 |  | 3.6826 | 8.25%
MS | Crossroads Energy Center (CPU) | 55395 | CT02 |  | 2023 | 936 | 837.89 | 48863.43 |  | 0.176 | 0.001 | 34845.134 | 0.0591 | 8.975 | 0.0459 | 586288.315 | Pipeline Natural Gas |  | Combustion turbine |  | Dry Low NOx Burners |  |  | ARP, CSOSG2 | 55395 CT02 | 2002-04-01 | 962.4 |  | 0.36735 | 6.954%
MS | Crossroads Energy Center (CPU) | 55395 | CT03 |  | 2023 | 1075 | 958.56 | 55494.8 |  | 0.195 | 0.001 | 38547.067 | 0.059 | 10.892 | 0.0414 | 648577.357 | Pipeline Natural Gas |  | Combustion turbine |  | Dry Low NOx Burners |  |  | ARP, CSOSG2 | 55395 CT03 | 2002-04-01 | 962.4 |  | 0.39254 | 7.693%
MS | Crossroads Energy Center (CPU) | 55395 | CT04 |  | 2023 | 1000 | 887.69 | 50752.43 |  | 0.19 | 0.001 | 37569.422 | 0.059 | 9.183 | 0.0467 | 632172.219 | Pipeline Natural Gas |  | Combustion turbine |  | Dry Low NOx Burners |  |  | ARP, CSOSG2 | 55395 CT04 | 2002-04-01 | 962.4 |  | 0.36187 | 7.499%
OH | Washington Power Company LLC | 55397 | CT1 |  | 2023 | 8485 | 8474.98 | 2677492.6 |  | 5.758 | 0.001 | 1140576.24 | 0.059 | 72.226 | 0.0078 | 19192399.057 | Pipeline Natural Gas |  | Combined cycle |  | Dry Low NOx Burners,Selective Catalytic Reduction |  |  | ARP, CSNOX, CSOSG3, CSSO2G1 | 55397 CT1 | 2002-04-27 | 2625 | Y | 0.05395 | 83.46%
OH | Washington Power Company LLC | 55397 | CT2 |  | 2023 | 8534 | 8527.8 | 2682981.63 |  | 5.774 | 0.001 | 1143788.803 | 0.059 | 71.918 | 0.0076 | 19246402.903 | Pipeline Natural Gas |  | Combined cycle |  | Dry Low NOx Burners,Selective Catalytic Reduction |  |  | ARP, CSNOX, CSOSG3, CSSO2G1 | 55397 CT2 | 2002-05-03 | 2625 | Y | 0.053611 | 83.7%
CA | Elk Hills Power | 55400 | CTG-1 |  | 2023 | 8169 | 8158.53 | 1911785.1 |  | 3.584 | 0.001 | 709855.362 | 0.059 | 42.316 | 0.0074 | 11944598.311 | Pipeline Natural Gas |  | Combined cycle |  | Dry Low NOx Burners,Selective Catalytic Reduction |  |  | ARP | 55400 CTG-1 | 2003-03-07 | 2061 | Y | 0.044269 | 66.16%
CA | Elk Hills Power | 55400 | CTG-2 |  | 2023 | 8246 | 8232.6 | 1956547.32 |  | 3.674 | 0.001 | 727819.824 | 0.059 | 43.09 | 0.0075 | 12247007.493 | Pipeline Natural Gas |  | Combined cycle |  | Dry Low NOx Burners,Selective Catalytic Reduction |  |  | ARP | 55400 CTG-2 | 2003-03-07 | 2061 | Y | 0.044047 | 67.83%
OH | Rolling Hills Generating LLC | 55401 | CT-1 |  | 2023 | 3112 | 2937.16 | 524305.66 |  | 1.726 | 0.001 | 341984.271 | 0.059 | 91.175 | 0.0334 | 5754479.664 | Pipeline Natural Gas |  | Combustion turbine |  | Dry Low NOx Burners,Water Injection,Selective Catalytic Reduction |  |  | ARP, CSNOX, CSOSG3, CSSO2G1 | 55401 CT-1 | 2003-03-01 | 2250 | Y | 0.34779 | 29.2%
OH | Rolling Hills Generating LLC | 55401 | CT-2 |  | 2023 | 2331 | 2163.53 | 382233.66 |  | 1.24 | 0.001 | 245640.366 | 0.059 | 66.603 | 0.0353 | 4133285.549 | Pipeline Natural Gas |  | Combustion turbine |  | Dry Low NOx Burners,Water Injection,Selective Catalytic Reduction |  |  | ARP, CSNOX, CSOSG3, CSSO2G1 | 55401 CT-2 | 2003-03-25 | 2250 | Y | 0.34849 | 20.97%
OH | Rolling Hills Generating LLC | 55401 | CT-3 |  | 2023 | 3027 | 2850.28 | 508036.1 |  | 1.654 | 0.001 | 327580.763 | 0.059 | 88.482 | 0.0346 | 5512145.123 | Pipeline Natural Gas |  | Combustion turbine |  | Dry Low NOx Burners,Water Injection |  |  | ARP, CSNOX, CSOSG3, CSSO2G1 | 55401 CT-3 | 2003-03-28 | 2250 |  | 0.34833 | 27.97%
OH | Rolling Hills Generating LLC | 55401 | CT-4 |  | 2023 | 2118 | 1964.16 |  |  | 1.134 | 0.001 | 224547.99 | 0.059 | 61.214 | 0.0357 | 3778367.022 | Pipeline Natural Gas |  | Combustion turbine |  | Dry Low NOx Burners,Water Injection |  |  | ARP, CSNOX, CSOSG3, CSSO2G1 | 55401 CT-4 | 2003-04-28 | 2250 |  |  | 19.17%
OH | Rolling Hills Generating LLC | 55401 | CT-5 |  | 2023 | 3073 | 2898.35 | 518825.49 |  | 1.699 | 0.001 | 336617.962 | 0.059 | 87.156 | 0.0333 | 5664150.246 | Pipeline Natural Gas |  | Combustion turbine |  | Dry Low NOx Burners,Water Injection |  |  | ARP, CSNOX, CSOSG3, CSSO2G1 | 55401 CT-5 | 2003-05-08 | 2250 |  | 0.33597 | 28.74%
MI | Renaissance Power | 55402 | CT1 |  | 2023 | 2741 | 2703.74 | 432397.3 |  | 1.42 | 0.001 | 281337.342 | 0.059 | 116.469 | 0.0497 | 4734032.986 | Pipeline Natural Gas |  | Combustion turbine |  | Dry Low NOx Burners |  |  | ARP, CSNOX, CSOSG3, CSSO2G1 | 55402 CT1 | 2002-03-01 | 2200 |  | 0.53871 | 24.56%
MI | Renaissance Power | 55402 | CT2 |  | 2023 | 2579 | 2551.67 | 398227.11 |  | 1.32 | 0.001 | 261521.2 | 0.059 | 106.796 | 0.0489 | 4400575.575 | Pipeline Natural Gas |  | Combustion turbine |  | Dry Low NOx Burners |  |  | ARP, CSNOX, CSOSG3, CSSO2G1 | 55402 CT2 | 2002-03-01 | 2200 |  | 0.53636 | 22.83%
MI | Renaissance Power | 55402 | CT3 |  | 2023 | 2558 | 2518.37 | 402871.54 |  | 1.315 | 0.001 | 260525.206 | 0.059 | 110.067 | 0.0511 | 4383863.463 | Pipeline Natural Gas |  | Combustion turbine |  | Dry Low NOx Burners |  |  | ARP, CSNOX, CSOSG3, CSSO2G1 | 55402 CT3 | 2002-03-01 | 2200 |  | 0.54641 | 22.75%
MI | Renaissance Power | 55402 | CT4 |  | 2023 | 1879 | 1846.8 | 290352.97 |  | 0.944 | 0.001 | 186951.027 | 0.059 | 76.982 | 0.0496 | 3145831.89 | Pipeline Natural Gas |  | Combustion turbine |  | Dry Low NOx Burners |  |  | ARP, CSNOX, CSOSG3, CSSO2G1 | 55402 CT4 | 2002-03-01 | 2200 |  | 0.53026 | 16.32%
LA | Carville Energy Center | 55404 | COG01 |  | 2023 | 8359 | 8345 | 1952015.68 |  | 4.498 | 0.001 | 890924.141 | 0.059 | 241.303 | 0.0322 | 14991339.077 | Pipeline Natural Gas |  | Combined cycle |  | Dry Low NOx Burners |  |  | ARP, CSOSG2E | 55404 COG01 | 2003-06-17 | 2493 |  | 0.24723 | 68.65%
LA | Carville Energy Center | 55404 | COG02 |  | 2023 | 6561 | 6456.48 | 1443814.74 |  | 3.408 | 0.001 | 675145.321 | 0.059 | 180.944 | 0.0331 | 11360586.54 | Pipeline Natural Gas |  | Combined cycle |  | Dry Low NOx Burners |  |  | ARP, CSOSG2E | 55404 COG02 | 2003-08-01 | 2493 |  | 0.25065 | 52.02%
NY | Athens Generating Company | 55405 | 1 |  | 2023 | 1573 | 1557.09 | 481531.23 |  | 1.015 | 0.001 | 201131.158 | 0.059 | 14.711 | 0.0125 | 3384437.579 | Pipeline Natural Gas | Diesel Oil | Combined cycle |  | Dry Low NOx Burners,Water Injection,Selective Catalytic Reduction |  |  | ARP, CSNOX, CSOSG3, CSSO2G1, RGGI | 55405 1 | 2003-06-27 | 3100 | Y | 0.061101 | 12.46%
NY | Athens Generating Company | 55405 | 2 |  | 2023 | 2551 | 2524.14 | 811107.03 |  | 1.713 | 0.001 | 333953.472 | 0.059 | 22.849 | 0.0118 | 5619171.898 | Pipeline Natural Gas | Diesel Oil | Combined cycle |  | Dry Low NOx Burners,Water Injection,Selective Catalytic Reduction |  |  | ARP, CSNOX, CSOSG3, CSSO2G1, RGGI | 55405 2 | 2003-05-12 | 3100 | Y | 0.05634 | 20.69%
NY | Athens Generating Company | 55405 | 3 |  | 2023 | 1884 | 1846.96 | 579126.4 |  | 1.223 | 0.001 | 242192.78 | 0.059 | 19.152 | 0.0155 | 4075310.112 | Pipeline Natural Gas | Diesel Oil | Combined cycle |  | Dry Low NOx Burners,Water Injection,Selective Catalytic Reduction |  |  | ARP, CSNOX, CSOSG3, CSSO2G1, RGGI | 55405 3 | 2003-04-08 | 3100 | Y | 0.066141 | 15.01%
GA | Bobby C. Smith Jr. Energy Facility | 55406 | 1 |  | 2023 | 6002 | 5986.55 | 1289744.5 |  | 2.792 | 0.001 | 553113.418 | 0.059 | 37.148 | 0.0093 | 9307146.223 | Pipeline Natural Gas |  | Combined cycle |  | Dry Low NOx Burners,Selective Catalytic Reduction |  |  | ARP, CSNOX, CSOSG1, CSSO2G2 | 55406 1 | 2003-02-04 | 1944 | Y | 0.057605 | 54.65%
GA | Bobby C. Smith Jr. Energy Facility | 55406 | 2 |  | 2023 | 5961 | 5945.6 | 1283488.97 |  | 2.756 | 0.001 | 545848.407 | 0.059 | 67.278 | 0.0162 | 9184978.463 | Pipeline Natural Gas |  | Combined cycle |  | Dry Low NOx Burners,Selective Catalytic Reduction |  |  | ARP, CSNOX, CSOSG1, CSSO2G2 | 55406 2 | 2003-02-08 | 1944 | Y | 0.10484 | 53.94%
AL | Calhoun Generating Facility | 55409 | CT1 |  | 2023 | 91 | 82 | 9652 |  | 0.034 | 0.001 | 7090.6 | 0.0673 | 4.107 | 0.1019 | 107360 | Pipeline Natural Gas | Diesel Oil | Combustion turbine |  | Dry Low NOx Burners,Water Injection |  |  | ARP, CSNOX, CSOSG2, CSSO2G2 | 55409 CT1 | 2003-01-30 | 1940 |  | 0.85102 | 0.6317%
AL | Calhoun Generating Facility | 55409 | CT2 |  | 2023 | 115 | 105.75 | 13192 |  | 0.047 | 0.001 | 9691.4 | 0.0667 | 5.041 | 0.0792 | 146248.325 | Pipeline Natural Gas | Diesel Oil | Combustion turbine |  | Dry Low NOx Burners,Water Injection |  |  | ARP, CSNOX, CSOSG2, CSSO2G2 | 55409 CT2 | 2003-02-26 | 1940 |  | 0.76425 | 0.8606%
AL | Calhoun Generating Facility | 55409 | CT3 |  | 2023 | 74 | 67.5 | 8413.25 |  | 0.031 | 0.001 | 6442.05 | 0.0702 | 4.072 | 0.1077 | 93033.025 | Pipeline Natural Gas | Diesel Oil | Combustion turbine |  | Dry Low NOx Burners,Water Injection |  |  | ARP, CSNOX, CSOSG2, CSSO2G2 | 55409 CT3 | 2003-03-25 | 1940 |  | 0.968 | 0.5474%
AL | Calhoun Generating Facility | 55409 | CT4 |  | 2023 | 77 | 67.25 | 8115.5 |  | 0.031 | 0.001 | 6354.8 | 0.0721 | 4.536 | 0.1271 | 90019.525 | Pipeline Natural Gas | Diesel Oil | Combustion turbine |  | Dry Low NOx Burners,Water Injection |  |  | ARP, CSNOX, CSOSG2, CSSO2G2 | 55409 CT4 | 2003-04-23 | 1940 |  | 1.1179 | 0.5297%
AL | Hillabee Energy Center | 55411 | CT1 |  | 2023 | 5777 | 5747.18 | 2003657.05 |  | 4.148 | 0.001 | 821700.058 | 0.059 | 47.867 | 0.0074 | 13826693.745 | Pipeline Natural Gas |  | Combined cycle |  | Dry Low NOx Burners,Selective Catalytic Reduction |  |  | ARP, CSNOX, CSOSG2, CSSO2G2 | 55411 CT1 | 2009-10-06 | 3000 | Y | 0.04778 | 52.61%
AL | Hillabee Energy Center | 55411 | CT2 |  | 2023 | 6563 | 6539.54 | 2335911.16 |  | 4.84 | 0.001 | 958685.009 | 0.059 | 57.947 | 0.0075 | 16131729.7 | Pipeline Natural Gas |  | Combined cycle |  | Dry Low NOx Burners,Selective Catalytic Reduction |  |  | ARP, CSNOX, CSOSG2, CSSO2G2 | 55411 CT2 | 2009-11-05 | 3000 | Y | 0.049614 | 61.38%
FL | Osprey Energy Center | 55412 | CT1 |  | 2023 | 4963 | 4910.19 | 1028360.58 |  | 2.215 | 0.001 | 438652.9 | 0.059 | 47.01 | 0.0161 | 7381243.546 | Pipeline Natural Gas |  | Combined cycle |  | Dry Low NOx Burners,Selective Catalytic Reduction |  |  | ARP | 55412 CT1 | 2004-05-04 | 2275 | Y | 0.091427 | 37.04%
FL | Osprey Energy Center | 55412 | CT2 |  | 2023 | 5511 | 5486.6 | 1160245.41 |  | 2.498 | 0.001 | 494781.697 | 0.059 | 49.774 | 0.0138 | 8325651.843 | Pipeline Natural Gas |  | Combined cycle |  | Dry Low NOx Burners,Selective Catalytic Reduction |  |  | ARP | 55412 CT2 | 2004-05-04 | 2275 | Y | 0.085799 | 41.78%
FL | Shady Hills | 55414 | GT101 |  | 2023 | 481 | 425.46 | 62043.59 |  | 0.189 | 0.001 | 37489.775 | 0.059 | 10.614 | 0.0414 | 630836.732 | Pipeline Natural Gas | Diesel Oil | Combustion turbine |  | Dry Low NOx Burners,Water Injection |  |  | ARP | 55414 GT101 | 2001-12-21 | 1955.7 |  | 0.34215 | 3.682%
FL | Shady Hills | 55414 | GT201 |  | 2023 | 360 | 313.63 | 45361.77 |  | 0.146 | 0.001 | 28891.083 | 0.059 | 7.687 | 0.0419 | 486150.661 | Pipeline Natural Gas | Diesel Oil | Combustion turbine |  | Dry Low NOx Burners,Water Injection |  |  | ARP | 55414 GT201 | 2002-01-02 | 1964.5 |  | 0.33892 | 2.825%
FL | Shady Hills | 55414 | GT301 |  | 2023 | 355 | 316.38 | 46444.87 |  | 0.141 | 0.001 | 27857.373 | 0.059 | 8.011 | 0.0438 | 468770.276 | Pipeline Natural Gas | Diesel Oil | Combustion turbine |  | Dry Low NOx Burners,Water Injection |  |  | ARP | 55414 GT301 | 2002-02-05 | 1958.4 |  | 0.34497 | 2.732%
FL | Vandolah Power Project | 55415 | GT101 |  | 2023 | 1173 | 1058.36 | 162099.03 |  | 1.188 | 0.0025 | 101095.356 | 0.0593 | 27.337 | 0.0362 | 1694102.604 | Pipeline Natural Gas | Diesel Oil | Combustion turbine |  | Dry Low NOx Burners,Water Injection |  |  | ARP | 55415 GT101 | 2002-04-07 | 2220 |  | 0.33729 | 8.711%
FL | Vandolah Power Project | 55415 | GT201 |  | 2023 | 1443 | 1293.06 | 202355.22 |  | 1.046 | 0.0014 | 124243.419 | 0.0592 | 33.134 | 0.037 | 2084597.609 | Pipeline Natural Gas | Diesel Oil | Combustion turbine |  | Dry Low NOx Burners,Water Injection |  |  | ARP | 55415 GT201 | 2002-04-16 | 2220 |  | 0.32748 | 10.72%
FL | Vandolah Power Project | 55415 | GT301 |  | 2023 | 1062 | 959.1 | 148767.59 |  | 0.95 | 0.0016 | 92791.537 | 0.0593 | 25.059 | 0.0368 | 1554478.798 | Pipeline Natural Gas | Diesel Oil | Combustion turbine |  | Dry Low NOx Burners,Water Injection |  |  | ARP | 55415 GT301 | 2002-04-19 | 2220 |  | 0.33689 | 7.993%
FL | Vandolah Power Project | 55415 | GT401 |  | 2023 | 1517 | 1358.2 | 208214 |  | 1.219 | 0.0015 | 131247.647 | 0.0592 | 35.212 | 0.0375 | 2200545.375 | Pipeline Natural Gas | Diesel Oil | Combustion turbine |  | Dry Low NOx Burners,Water Injection |  |  | ARP | 55415 GT401 | 2002-05-10 | 2220 |  | 0.33823 | 11.32%
IL | Raccoon Creek Power Plant | 55417 | CT-01 |  | 2023 | 4 | 2.82 | 187 |  | 0.001 | 0.0008 | 122.46 | 0.0443 | 0.037 | 0.0345 | 2060.202 | Pipeline Natural Gas |  | Combustion turbine |  | Dry Low NOx Burners |  |  | ARP, CSNOX, CSOSG3, CSSO2G1 | 55417 CT-01 | 2002-06-06 | 1060 |  | 0.39572 | 0.02219%
IL | Raccoon Creek Power Plant | 55417 | CT-02 |  | 2023 | 4 | 3.1 | 209.14 |  | 0.001 | 0.001 | 123.688 | 0.059 | 0.026 | 0.0245 | 2082.608 | Pipeline Natural Gas |  | Combustion turbine |  | Dry Low NOx Burners |  |  | ARP, CSNOX, CSOSG3, CSSO2G1 | 55417 CT-02 | 2002-06-06 | 1060 |  | 0.24864 | 0.02243%
IL | Raccoon Creek Power Plant | 55417 | CT-03 |  | 2023 | 4 | 2.93 | 195.92 |  | 0.001 | 0.001 | 123.577 | 0.0593 | 0.036 | 0.0333 | 2078.697 | Pipeline Natural Gas |  | Combustion turbine |  | Dry Low NOx Burners |  |  | ARP, CSNOX, CSOSG3, CSSO2G1 | 55417 CT-03 | 2002-06-06 | 1060 |  | 0.3675 | 0.02239%
IL | Raccoon Creek Power Plant | 55417 | CT-04 |  | 2023 | 6 | 3.89 | 209.61 |  | 0.001 | 0.001 | 143.185 | 0.0592 | 0.043 | 0.0307 | 2409.748 | Pipeline Natural Gas |  | Combustion turbine |  | Dry Low NOx Burners |  |  | ARP, CSNOX, CSOSG3, CSSO2G1 | 55417 CT-04 | 2002-06-06 | 1060 |  | 0.41029 | 0.02595%
AR | Hot Spring Energy Facility | 55418 | CT-1 |  | 2023 | 4433 | 4396.59 | 1055509.63 |  | 2.274 | 0.001 | 450370.57 | 0.059 | 40.051 | 0.0121 | 7578380.131 | Pipeline Natural Gas |  | Combined cycle |  | Dry Low NOx Burners,Selective Catalytic Reduction |  |  | ARP, CSOSG2 | 55418 CT-1 | 2002-04-17 | 2650 | Y | 0.075889 | 32.65%
AR | Hot Spring Energy Facility | 55418 | CT-2 |  | 2023 | 4877 | 4848.13 | 1169811.1 |  | 2.525 | 0.001 | 500222.184 | 0.059 | 47.829 | 0.0143 | 8417172.892 | Pipeline Natural Gas |  | Combined cycle |  | Dry Low NOx Burners,Selective Catalytic Reduction |  |  | ARP, CSOSG2 | 55418 CT-2 | 2002-03-29 | 2650 | Y | 0.081772 | 36.26%
LA | Plaquemine Cogen Facility | 55419 | 500 |  | 2023 | 7300 | 7290.07 | 2283931.48 |  | 2.296 | 0.0001 | 703732.082 | 0.0566 | 103.283 | 0.0167 | 12465085.623 | Natural Gas | Process Gas | Combined cycle |  | Dry Low NOx Burners,Selective Catalytic Reduction |  |  | ARP, CSOSG2E | 55419 500 | 2004-03-18 | 2603 | Y | 0.090443 | 54.67%
LA | Plaquemine Cogen Facility | 55419 | 600 |  | 2023 | 8753 | 8751.72 | 2778634.72 |  | 2.589 | 0.0001 | 845458.578 | 0.057 | 124.799 | 0.0169 | 14811178.47 | Natural Gas | Process Gas | Combined cycle |  | Dry Low NOx Burners,Selective Catalytic Reduction |  |  | ARP, CSOSG2E | 55419 600 | 2004-03-18 | 2603 | Y | 0.089828 | 64.95%
LA | Plaquemine Cogen Facility | 55419 | 700 |  | 2023 | 6926 | 6921.01 | 2216773.86 |  | 2.107 | 0.0001 | 682722.102 | 0.0555 | 99.469 | 0.0162 | 12305994.982 | Natural Gas | Process Gas | Combined cycle |  | Dry Low NOx Burners,Selective Catalytic Reduction |  |  | ARP, CSOSG2E | 55419 700 | 2004-03-18 | 2603 | Y | 0.089742 | 53.97%
LA | Plaquemine Cogen Facility | 55419 | 800 |  | 2023 | 8071 | 8066.56 | 2565255.71 |  | 2.408 | 0.0001 | 760033.804 | 0.0554 | 110.894 | 0.0162 | 13716919.046 | Natural Gas | Process Gas | Combined cycle |  | Dry Low NOx Burners,Selective Catalytic Reduction |  |  | ARP, CSOSG2E | 55419 800 | 2004-03-18 | 2603 | Y | 0.086458 | 60.16%
LA | Bayou Cove Peaking Power Plant | 55433 | CTG-1 |  | 2023 | 1020 | 861.89 | 51404.8 |  | 0.189 | 0.001 | 37533.318 | 0.0591 | 11.082 | 0.0448 | 631563.097 | Pipeline Natural Gas |  | Combustion turbine |  | Dry Low NOx Burners |  |  | ARP, CSOSG2E | 55433 CTG-1 | 2002-08-08 | 1073 |  | 0.43117 | 6.719%
LA | Bayou Cove Peaking Power Plant | 55433 | CTG-2 |  | 2023 | 945 | 818.63 | 42650.5 |  | 0.158 | 0.001 | 31341.113 | 0.0591 | 11.468 | 0.0516 | 527383.869 | Pipeline Natural Gas |  | Combustion turbine |  | Dry Low NOx Burners |  |  | ARP, CSOSG2E | 55433 CTG-2 | 2002-07-25 | 1073 |  | 0.53777 | 5.611%
LA | Bayou Cove Peaking Power Plant | 55433 | CTG-3 |  | 2023 | 576 | 498.64 | 25368.52 |  | 0.095 | 0.001 | 18882.463 | 0.0591 | 8.359 | 0.0598 | 317736.02 | Pipeline Natural Gas |  | Combustion turbine |  | Dry Low NOx Burners |  |  | ARP, CSOSG2E | 55433 CTG-3 | 2002-07-19 | 1073 |  | 0.65901 | 3.38%
LA | Bayou Cove Peaking Power Plant | 55433 | CTG-4 |  | 2023 | 788 | 681.11 | 35294.78 |  | 0.137 | 0.001 | 27067.085 | 0.0589 | 9.056 | 0.049 | 455455.455 | Pipeline Natural Gas |  | Combustion turbine |  | Dry Low NOx Burners |  |  | ARP, CSOSG2E | 55433 CTG-4 | 2002-09-27 | 1073 |  | 0.51316 | 4.846%
IL | Elgin Energy Center, LLC | 55438 | CT01 |  | 2023 | 603 | 542.23 | 54649.33 |  | 0.19 | 0.001 | 37733.878 | 0.059 | 17.029 | 0.0531 | 634954.707 | Pipeline Natural Gas |  | Combustion turbine |  | Dry Low NOx Burners |  |  | ARP, CSNOX, CSOSG3, CSSO2G1 | 55438 CT01 | 2002-08-20 | 1472 |  | 0.62321 | 4.924%
IL | Elgin Energy Center, LLC | 55438 | CT02 |  | 2023 | 783 | 711.84 | 72621.2 |  | 0.25 | 0.001 | 49471.137 | 0.059 | 24.373 | 0.0592 | 832423.031 | Pipeline Natural Gas |  | Combustion turbine |  | Dry Low NOx Burners |  |  | ARP, CSNOX, CSOSG3, CSSO2G1 | 55438 CT02 | 2002-09-03 | 1472 |  | 0.67124 | 6.456%
IL | Elgin Energy Center, LLC | 55438 | CT03 |  | 2023 | 491 | 443.18 | 44772.35 |  | 0.158 | 0.001 | 31266.662 | 0.059 | 14.008 | 0.0532 | 526112.434 | Pipeline Natural Gas |  | Combustion turbine |  | Dry Low NOx Burners |  |  | ARP, CSNOX, CSOSG3, CSSO2G1 | 55438 CT03 | 2002-09-25 | 1472 |  | 0.62574 | 4.08%
IL | Elgin Energy Center, LLC | 55438 | CT04 |  | 2023 | 476 | 425.76 | 42129.5 |  | 0.15 | 0.001 | 29651.705 | 0.059 | 15.638 | 0.0647 | 498959.804 | Pipeline Natural Gas |  | Combustion turbine |  | Dry Low NOx Burners |  |  | ARP, CSNOX, CSOSG3, CSSO2G1 | 55438 CT04 | 2002-10-21 | 1472 |  | 0.74238 | 3.869%
VA | Tenaska Virginia Generating Station | 55439 | CTGDB1 |  | 2023 | 5650 | 5575.05 | 1349049.61 |  | 2.993 | 0.001 | 575386.391 | 0.0591 | 34.824 | 0.0103 | 9672323.993 | Pipeline Natural Gas | Diesel Oil | Combined cycle |  | Dry Low NOx Burners,Water Injection,Selective Catalytic Reduction |  |  | ARP, CSNOX, CSOSG3, CSSO2G1, RGGI | 55439 CTGDB1 | 2003-12-26 | 2550 | Y | 0.051627 | 43.3%
VA | Tenaska Virginia Generating Station | 55439 | CTGDB2 |  | 2023 | 5310 | 5262.83 | 1267517.06 |  | 2.712 | 0.001 | 536098.718 | 0.059 | 33.025 | 0.0099 | 9019727.012 | Pipeline Natural Gas | Diesel Oil | Combined cycle |  | Dry Low NOx Burners,Water Injection,Selective Catalytic Reduction |  |  | ARP, CSNOX, CSOSG3, CSSO2G1, RGGI | 55439 CTGDB2 | 2004-01-02 | 2550 | Y | 0.05211 | 40.38%
VA | Tenaska Virginia Generating Station | 55439 | CTGDB3 |  | 2023 | 5666 | 5618.27 | 1361379.57 |  | 2.932 | 0.001 | 572707.719 | 0.059 | 36.308 | 0.0105 | 9631940.079 | Pipeline Natural Gas | Diesel Oil | Combined cycle |  | Dry Low NOx Burners,Water Injection,Selective Catalytic Reduction |  |  | ARP, CSNOX, CSOSG3, CSSO2G1, RGGI | 55439 CTGDB3 | 2004-01-16 | 2550 | Y | 0.05334 | 43.12%
AL | Central Alabama Gen Station | 55440 | CTGDB1 |  | 2023 | 6590 | 6520 | 1636721.25 |  | 3.551 | 0.001 | 702839.025 | 0.059 | 54.439 | 0.0114 | 11826626.85 | Pipeline Natural Gas | Diesel Oil | Combined cycle |  | Dry Low NOx Burners,Water Injection,Selective Catalytic Reduction |  |  | ARP, CSNOX, CSOSG2, CSSO2G2 | 55440 CTGDB1 | 2003-01-15 | 2860 | Y | 0.066522 | 47.21%
AL | Central Alabama Gen Station | 55440 | CTGDB2 |  | 2023 | 6459 | 6388.75 | 1599390 |  | 3.511 | 0.001 | 692718.3 | 0.059 | 53.498 | 0.0112 | 11656316.1 | Pipeline Natural Gas | Diesel Oil | Combined cycle |  | Dry Low NOx Burners,Water Injection,Selective Catalytic Reduction |  |  | ARP, CSNOX, CSOSG2, CSSO2G2 | 55440 CTGDB2 | 2002-12-08 | 2860 | Y | 0.066898 | 46.53%
AL | Central Alabama Gen Station | 55440 | CTGDB3 |  | 2023 | 6849 | 6814 | 1682392 |  | 3.612 | 0.001 | 716851.3 | 0.059 | 54.725 | 0.0104 | 12062447.35 | Pipeline Natural Gas | Diesel Oil | Combined cycle |  | Dry Low NOx Burners,Water Injection,Selective Catalytic Reduction |  |  | ARP, CSNOX, CSOSG2, CSSO2G2 | 55440 CTGDB3 | 2003-03-06 | 2860 | Y | 0.065056 | 48.15%
MO | Columbia Energy Center (MO) | 55447 | CT01 |  | 2023 | 231 | 190.44 | 6508.08 |  | 0.024 | 0.001 | 4794.889 | 0.0592 | 1.939 | 0.0706 | 80681.376 | Pipeline Natural Gas |  | Combustion turbine |  | Dry Low NOx Burners |  |  | ARP, CSNOX, CSOSG2, CSSO2G1 | 55447 CT01 | 2001-07-25 | 545 |  | 0.59587 | 1.69%
MO | Columbia Energy Center (MO) | 55447 | CT02 |  | 2023 | 223 | 182.69 | 6134.11 |  | 0.023 | 0.001 | 4587.81 | 0.0593 | 1.859 | 0.0749 | 77197.694 | Pipeline Natural Gas |  | Combustion turbine |  | Dry Low NOx Burners |  |  | ARP, CSNOX, CSOSG2, CSSO2G1 | 55447 CT02 | 2001-07-05 | 545 |  | 0.60612 | 1.617%
MO | Columbia Energy Center (MO) | 55447 | CT03 |  | 2023 | 219 | 180.53 | 6187.46 |  | 0.023 | 0.001 | 4531.156 | 0.0592 | 1.828 | 0.0726 | 76248.563 | Pipeline Natural Gas |  | Combustion turbine |  | Dry Low NOx Burners |  |  | ARP, CSNOX, CSOSG2, CSSO2G1 | 55447 CT03 | 2001-06-05 | 545 |  | 0.59087 | 1.597%
MO | Columbia Energy Center (MO) | 55447 | CT04 |  | 2023 | 50 | 39.64 | 1233.05 |  | 0.005 | 0.001 | 932.551 | 0.0593 | 1.729 | 0.221 | 15687.832 | Pipeline Natural Gas |  | Combustion turbine |  | Dry Low NOx Burners |  |  | ARP, CSNOX, CSOSG2, CSSO2G1 | 55447 CT04 | 2001-06-02 | 545 |  | 2.8044 | 0.3286%
MS | Magnolia Combined Cycle Plant | 55451 | CTG-1 |  | 2023 | 7520 | 7482.97 | 2028332.24 |  | 4.368 | 0.001 | 865161.942 | 0.059 | 83.505 | 0.0126 | 14557970.429 | Pipeline Natural Gas |  | Combined cycle |  | Dry Low NOx Burners,Selective Catalytic Reduction |  |  | ARP, CSOSG2 | 55451 CTG-1 | 2002-12-19 | 2790.2 | Y | 0.082339 | 59.56%
MS | Magnolia Combined Cycle Plant | 55451 | CTG-2 |  | 2023 | 7439 | 7398.12 | 1989094.51 |  | 4.335 | 0.001 | 858737.792 | 0.059 | 84.314 | 0.0131 | 14449936.837 | Pipeline Natural Gas |  | Combined cycle |  | Dry Low NOx Burners,Selective Catalytic Reduction |  |  | ARP, CSOSG2 | 55451 CTG-2 | 2002-12-22 | 2753.4 | Y | 0.084776 | 59.91%
MS | Magnolia Combined Cycle Plant | 55451 | CTG-3 |  | 2023 | 7198 | 7172.47 | 1914089.34 |  | 4.204 | 0.001 | 832764.558 | 0.059 | 79.898 | 0.0123 | 14012904.518 | Pipeline Natural Gas |  | Combined cycle |  | Dry Low NOx Burners,Selective Catalytic Reduction |  |  | ARP, CSOSG2 | 55451 CTG-3 | 2003-04-01 | 2751.2 | Y | 0.083484 | 58.14%
CO | Fountain Valley Power Plant | 55453 | 1 |  | 2023 | 741 | 627.52 | 12891.33 |  | 0.044 | 0.001 | 8708.277 | 0.0593 | 6.922 | 0.1104 | 146536.894 | Pipeline Natural Gas |  | Combustion turbine |  | Water Injection |  |  | ARP | 55453 1 | 2001-07-08 | 440 |  | 1.0739 | 3.802%
CO | Fountain Valley Power Plant | 55453 | 2 |  | 2023 | 712 | 606.01 | 12980.3 |  | 0.044 | 0.001 | 8736.376 | 0.0594 | 7.456 | 0.1192 | 146995.93 | Pipeline Natural Gas |  | Combustion turbine |  | Water Injection |  |  | ARP | 55453 2 | 2001-07-14 | 425 |  | 1.1488 | 3.948%
CO | Fountain Valley Power Plant | 55453 | 3 |  | 2023 | 767 | 646.1 | 13723.98 |  | 0.047 | 0.001 | 9250.668 | 0.0593 | 7.917 | 0.1175 | 155661.787 | Pipeline Natural Gas |  | Combustion turbine |  | Water Injection |  |  | ARP | 55453 3 | 2001-07-24 | 430 |  | 1.1537 | 4.132%
CO | Fountain Valley Power Plant | 55453 | 4 |  | 2023 | 751 | 639.29 | 13363.73 |  | 0.045 | 0.001 | 8910.288 | 0.0594 | 7.64 | 0.1198 | 149917.469 | Pipeline Natural Gas |  | Combustion turbine |  | Water Injection |  |  | ARP | 55453 4 | 2001-07-25 | 420 |  | 1.1434 | 4.075%
CO | Fountain Valley Power Plant | 55453 | 5 |  | 2023 | 743 | 622.91 | 13015.57 |  | 0.044 | 0.001 | 8636.525 | 0.0593 | 7.121 | 0.1124 | 145345.758 | Pipeline Natural Gas |  | Combustion turbine |  | Water Injection |  |  | ARP | 55453 5 | 2001-07-29 | 420 |  | 1.0942 | 3.95%
CO | Fountain Valley Power Plant | 55453 | 6 |  | 2023 | 727 | 620.82 | 13106.98 |  | 0.044 | 0.001 | 8679.076 | 0.0593 | 7.384 | 0.1177 | 146046.38 | Pipeline Natural Gas |  | Combustion turbine |  | Water Injection |  |  | ARP | 55453 6 | 2001-08-01 | 420 |  | 1.1267 | 3.97%
AZ | Redhawk Generating Facility | 55455 | CC1A |  | 2023 | 5404 | 5246.34 | 1144977.99 |  | 2.34 | 0.001 | 463459.49 | 0.059 | 35.527 | 0.0126 | 7798649.107 | Pipeline Natural Gas |  | Combined cycle |  | Dry Low NOx Burners,Selective Catalytic Reduction |  |  | ARP | 55455 CC1A | 2002-04-25 | 2053 | Y | 0.062057 | 43.36%
AZ | Redhawk Generating Facility | 55455 | CC1B |  | 2023 | 5236 | 5060.76 | 1118952.85 |  | 2.301 | 0.001 | 455766.421 | 0.059 | 34.828 | 0.0125 | 7669179.856 | Pipeline Natural Gas |  | Combined cycle |  | Dry Low NOx Burners,Selective Catalytic Reduction |  |  | ARP | 55455 CC1B | 2002-04-14 | 2053 | Y | 0.062251 | 42.64%
AZ | Redhawk Generating Facility | 55455 | CC2A |  | 2023 | 5883 | 5736.43 | 1222182.69 |  | 2.496 | 0.001 | 494490.496 | 0.059 | 38.062 | 0.0125 | 8320749.062 | Pipeline Natural Gas |  | Combined cycle |  | Dry Low NOx Burners,Selective Catalytic Reduction |  |  | ARP | 55455 CC2A | 2002-05-15 | 2053 | Y | 0.062285 | 46.27%
AZ | Redhawk Generating Facility | 55455 | CC2B |  | 2023 | 4902 | 4742.45 | 1032900.22 |  | 2.15 | 0.001 | 425881.408 | 0.059 | 33.491 | 0.0128 | 7166280.069 | Pipeline Natural Gas |  | Combined cycle |  | Dry Low NOx Burners,Selective Catalytic Reduction |  |  | ARP | 55455 CC2B | 2002-05-23 | 2053 | Y | 0.064848 | 39.85%
OK | McClain Energy Facility | 55457 | CT1 |  | 2023 | 6152 | 6095.09 | 848650.39 |  | 2.678 | 0.001 | 530368.801 | 0.059 | 127.41 | 0.0298 | 8924534.543 | Pipeline Natural Gas |  | Combined cycle |  | Dry Low NOx Burners |  |  | ARP, CSOSG2 | 55457 CT1 | 2001-03-31 | 2083 |  | 0.30026 | 48.91%
OK | McClain Energy Facility | 55457 | CT2 |  | 2023 | 6122 | 6073.97 | 849281.74 |  | 2.67 | 0.001 | 528875.383 | 0.059 | 132.819 | 0.031 | 8899364.25 | Pipeline Natural Gas |  | Combined cycle |  | Dry Low NOx Burners |  |  | ARP, CSOSG2 | 55457 CT2 | 2001-04-04 | 2083 |  | 0.31278 | 48.77%
MI | Indeck-Niles Energy Center | 55460 | EUCT1 |  | 2023 | 7242 | 7214.85 | 3722861.67 |  | 7.255 | 0.001 | 1437184.919 | 0.059 | 66.706 | 0.0057 | 24183433.161 | Pipeline Natural Gas |  | Combined cycle |  | Dry Low NOx Burners,Selective Catalytic Reduction |  |  | ARP, CSNOX, CSOSG3, CSSO2G1, NSPS4T | 55460 EUCT1 | 2022-01-21 | 3722 | Y | 0.035836 | 74.17%
MI | Indeck-Niles Energy Center | 55460 | EUCT2 |  | 2023 | 7001 | 6980.79 | 3745446.99 |  | 7.334 | 0.001 | 1452896.688 | 0.059 | 47.129 | 0.004 | 24447793.109 | Pipeline Natural Gas |  | Combined cycle |  | Dry Low NOx Burners,Selective Catalytic Reduction |  |  | ARP, CSNOX, CSOSG3, CSSO2G1, NSPS4T | 55460 EUCT2 | 2021-12-28 | 3722 | Y | 0.025166 | 74.98%
OK | Redbud Power Plant | 55463 | CT-01 |  | 2023 | 4814 | 4708.58 | 1182001.99 |  | 2.651 | 0.001 | 525191.725 | 0.059 | 57.69 | 0.0173 | 8837422.506 | Pipeline Natural Gas |  | Combined cycle |  | Dry Low NOx Burners,Selective Catalytic Reduction |  |  | ARP, CSOSG2 | 55463 CT-01 | 2003-07-18 | 2750 | Y | 0.097614 | 36.69%
OK | Redbud Power Plant | 55463 | CT-02 |  | 2023 | 5376 | 5275.55 | 1316131.94 |  | 2.936 | 0.001 | 581627.88 | 0.059 | 68.309 | 0.019 | 9786940.01 | Pipeline Natural Gas |  | Combined cycle |  | Dry Low NOx Burners,Selective Catalytic Reduction |  |  | ARP, CSOSG2 | 55463 CT-02 | 2003-04-18 | 2820 | Y | 0.1038 | 39.62%
OK | Redbud Power Plant | 55463 | CT-03 |  | 2023 | 5312 | 5190.51 | 1297041.92 |  | 2.918 | 0.001 | 578101.622 | 0.059 | 69.39 | 0.0203 | 9727660.008 | Pipeline Natural Gas |  | Combined cycle |  | Dry Low NOx Burners,Selective Catalytic Reduction |  |  | ARP, CSOSG2 | 55463 CT-03 | 2003-04-08 | 2750 | Y | 0.107 | 40.38%
OK | Redbud Power Plant | 55463 | CT-04 |  | 2023 | 5385 | 5270.35 | 1373922.74 |  | 3.092 | 0.001 | 612545.287 | 0.059 | 70.753 | 0.0183 | 10307266.888 | Pipeline Natural Gas |  | Combined cycle |  | Dry Low NOx Burners,Selective Catalytic Reduction |  |  | ARP, CSOSG2 | 55463 CT-04 | 2003-06-26 | 2750 | Y | 0.10299 | 42.79%
TX | Deer Park Energy Center | 55464 | CTG1 |  | 2023 | 7057 | 7032.81 | 1411025.14 |  | 4.186 | 0.001 | 829231.801 | 0.059 | 60.226 | 0.0089 | 13953427.535 | Pipeline Natural Gas |  | Combined cycle |  | Dry Low NOx Burners,Selective Catalytic Reduction |  |  | ARP, CSOSG2 | 55464 CTG1 | 2002-11-10 | 2798 | Y | 0.085365 | 56.93%
TX | Deer Park Energy Center | 55464 | CTG2 |  | 2023 | 7774 | 7757.42 | 1494555.78 |  | 4.391 | 0.001 | 869778.409 | 0.059 | 59.271 | 0.0084 | 14635744.739 | Pipeline Natural Gas |  | Combined cycle |  | Dry Low NOx Burners,Selective Catalytic Reduction |  |  | ARP, CSOSG2 | 55464 CTG2 | 2003-04-15 | 2707 | Y | 0.079316 | 61.72%
TX | Deer Park Energy Center | 55464 | CTG3 |  | 2023 | 7152 | 7122.99 | 1436332.05 |  | 4.369 | 0.001 | 865520.445 | 0.059 | 63.24 | 0.0091 | 14564055.84 | Pipeline Natural Gas |  | Combined cycle |  | Dry Low NOx Burners,Selective Catalytic Reduction |  |  | ARP, CSOSG2 | 55464 CTG3 | 2003-11-15 | 2750 | Y | 0.088058 | 60.46%
TX | Deer Park Energy Center | 55464 | CTG4 |  | 2023 | 7214 | 7193.84 | 1427035.5 |  | 4.186 | 0.001 | 829263.102 | 0.059 | 63.344 | 0.0094 | 13953932.197 | Pipeline Natural Gas |  | Combined cycle |  | Dry Low NOx Burners,Selective Catalytic Reduction |  |  | ARP, CSOSG2 | 55464 CTG4 | 2004-03-11 | 2707 | Y | 0.088777 | 58.84%
TX | Deer Park Energy Center | 55464 | CTG5 |  | 2023 | 6782 | 6764.29 | 1312660.41 |  | 3.239 | 0.001 | 641598.392 | 0.059 | 31.952 | 0.0062 | 10796189.244 | Pipeline Natural Gas |  | Combined cycle |  | Dry Low NOx Burners,Selective Catalytic Reduction |  |  | ARP, CSOSG2 | 55464 CTG5 | 2014-05-21 | 2700 | Y | 0.048683 | 45.65%
LA | Ouachita Plant | 55467 | CTGEN1 |  | 2023 | 4732 | 4717.98 | 1125100.44 |  | 2.531 | 0.001 | 501359.694 | 0.059 | 66.292 | 0.0168 | 8436140.848 | Pipeline Natural Gas |  | Combined cycle |  | Dry Low NOx Burners,Selective Catalytic Reduction |  |  | ARP, CSOSG2E | 55467 CTGEN1 | 2002-05-31 | 2100 | Y | 0.11784 | 45.86%
LA | Ouachita Plant | 55467 | CTGEN2 |  | 2023 | 5202 | 5187.8 | 1245768.14 |  | 2.794 | 0.001 | 553428.828 | 0.059 | 73.916 | 0.0171 | 9312325.815 | Pipeline Natural Gas |  | Combined cycle |  | Dry Low NOx Burners,Selective Catalytic Reduction |  |  | ARP, CSOSG2E | 55467 CTGEN2 | 2002-06-12 | 2200 | Y | 0.11867 | 48.32%
LA | Ouachita Plant | 55467 | CTGEN3 |  | 2023 | 5807 | 5785.41 | 1408981.59 |  | 3.123 | 0.001 | 618591.477 | 0.059 | 77.536 | 0.0161 | 10409139.523 | Pipeline Natural Gas |  | Combined cycle |  | Dry Low NOx Burners,Selective Catalytic Reduction |  |  | ARP, CSOSG2E | 55467 CTGEN3 | 2002-06-29 | 2200 | Y | 0.11006 | 54.01%
TX | South Houston Green Power Site | 55470 | EPN801 |  | 2023 | 7742 | 7722.56 |  | 4177164.02 | 19.868 | 0.0027 | 868954.136 | 0.059 | 76.652 | 0.0109 | 14621888.445 | Pipeline Natural Gas | Process Gas | Combined cycle |  | Dry Low NOx Burners,Selective Catalytic Reduction |  |  | ARP, CSOSG2 | 55470 EPN801 | 2003-09-28 | 2950 | Y |  | 56.58%
TX | South Houston Green Power Site | 55470 | EPN802 |  | 2023 | 8148 | 8137.4 | 1327877.26 |  | 21.264 | 0.0027 | 912253.477 | 0.059 | 88.933 | 0.0122 | 15350619.306 | Pipeline Natural Gas | Process Gas | Combined cycle |  | Dry Low NOx Burners,Selective Catalytic Reduction |  |  | ARP, CSOSG2 | 55470 EPN802 | 2003-10-03 | 2950 | Y | 0.13395 | 59.4%
TX | South Houston Green Power Site | 55470 | EPN803 |  | 2023 | 7402 | 7388.49 |  | 5382359.39 | 18.168 | 0.0026 | 850395.691 | 0.059 | 69.507 | 0.011 | 14309593.74 | Pipeline Natural Gas | Process Gas | Combined cycle |  | Dry Low NOx Burners,Selective Catalytic Reduction |  |  | ARP, CSOSG2 | 55470 EPN803 | 2003-10-11 | 2950 | Y |  | 55.37%
WY | Neil Simpson II (CT2) | 55477 | CT2 |  | 2023 | 906 | 774.32 | 19912.8 |  | 0.065 | 0.001 | 12851.911 | 0.0593 | 5.701 | 0.0601 | 216253.575 | Pipeline Natural Gas |  | Combustion turbine |  | Dry Low NOx Burners |  |  | ARP | 55477 CT2 | 2001-05-30 | 393 |  | 0.5726 | 6.282%
SD | Lange | 55478 | CT1 |  | 2023 | 1706 | 1480.19 | 41610.22 |  | 0.13 | 0.001 | 25821.395 | 0.0593 | 12.117 | 0.0614 | 434504.478 | Pipeline Natural Gas |  | Combustion turbine |  | Dry Low NOx Burners |  |  | ARP | 55478 CT1 | 2002-05-23 | 399 |  | 0.5824 | 12.43%
WY | Wygen I | 55479 | 1 |  | 2023 | 8405 | 8391.18 | 713811.3 |  | 348.379 | 0.0833 | 874057.444 | 0.105 | 541.691 | 0.1297 | 8333880.044 | Coal |  | Dry bottom wall-fired boiler | Dry Lime FGD | Low NOx Burner Technology w/ Overfire Air,Selective Catalytic Reduction | Baghouse |  | ARP, MATS | 55479 1 | 2003-01-23 | 1300 | Y | 1.5177 | 73.18%
TX | Forney Power Plant | 55480 | U1 |  | 2023 | 6553 | 6394.08 | 1694209.54 |  | 3.625 | 0.001 | 717977.595 | 0.059 | 197.992 | 0.0386 | 12081362.101 | Pipeline Natural Gas |  | Combined cycle |  | Dry Low NOx Burners |  |  | ARP, CSOSG2 | 55480 U1 | 2003-05-01 | 2445 |  | 0.23373 | 56.41%
TX | Forney Power Plant | 55480 | U2 |  | 2023 | 6812 | 6603.29 | 1697909.58 |  | 3.667 | 0.001 | 726439.16 | 0.059 | 204.412 | 0.0416 | 12223697.596 | Pipeline Natural Gas |  | Combined cycle |  | Dry Low NOx Burners |  |  | ARP, CSOSG2 | 55480 U2 | 2003-02-01 | 2445 |  | 0.24078 | 57.07%
TX | Forney Power Plant | 55480 | U3 |  | 2023 | 6728 | 6540.88 | 1682246.41 |  | 3.618 | 0.001 | 716720.353 | 0.059 | 210.546 | 0.0427 | 12060259.487 | Pipeline Natural Gas |  | Combined cycle |  | Dry Low NOx Burners |  |  | ARP, CSOSG2 | 55480 U3 | 2003-02-01 | 2445 |  | 0.25032 | 56.31%
TX | Forney Power Plant | 55480 | U4 |  | 2023 | 7181 | 7059.84 | 1863648.42 |  | 3.96 | 0.001 | 784373.231 | 0.059 | 216.336 | 0.0374 | 13198503.125 | Pipeline Natural Gas |  | Combined cycle |  | Dry Low NOx Burners |  |  | ARP, CSOSG2 | 55480 U4 | 2003-05-01 | 2445 |  | 0.23216 | 61.62%
TX | Forney Power Plant | 55480 | U5 |  | 2023 | 7230 | 7083.4 | 1868362.75 |  | 3.947 | 0.001 | 781942.279 | 0.059 | 222.745 | 0.0378 | 13157627.915 | Pipeline Natural Gas |  | Combined cycle |  | Dry Low NOx Burners |  |  | ARP, CSOSG2 | 55480 U5 | 2003-05-01 | 2445 |  | 0.23844 | 61.43%
TX | Forney Power Plant | 55480 | U6 |  | 2023 | 7269 | 7147.99 | 1886571.18 |  | 4.02 | 0.001 | 796234.044 | 0.059 | 217.757 | 0.0375 | 13398161.626 | Pipeline Natural Gas |  | Combined cycle |  | Dry Low NOx Burners |  |  | ARP, CSOSG2 | 55480 U6 | 2003-05-01 | 2445 |  | 0.23085 | 62.56%
AZ | Mesquite Generating Station | 55481 | 1 |  | 2023 | 7233 | 7159.23 | 1918983.44 |  | 4.032 | 0.001 | 798669.458 | 0.059 | 57.668 | 0.0099 | 13439119.77 | Pipeline Natural Gas |  | Combined cycle |  | Dry Low NOx Burners,Selective Catalytic Reduction |  |  | ARP | 55481 1 | 2003-02-11 | 2530 | Y | 0.060103 | 60.64%
AZ | Mesquite Generating Station | 55481 | 2 |  | 2023 | 7070 | 6922.13 | 1824895.63 |  | 3.899 | 0.001 | 772368.647 | 0.059 | 54.061 | 0.01 | 12996566.311 | Pipeline Natural Gas |  | Combined cycle |  | Dry Low NOx Burners,Selective Catalytic Reduction |  |  | ARP | 55481 2 | 2003-02-12 | 2530 | Y | 0.059248 | 58.64%
AZ | Mesquite Generating Station | 55481 | 5 |  | 2023 | 8183 | 8146.1 | 2075039.81 |  | 4.436 | 0.001 | 878749.355 | 0.059 | 60.054 | 0.0087 | 14786702.161 | Pipeline Natural Gas |  | Combined cycle |  | Dry Low NOx Burners,Selective Catalytic Reduction |  |  | ARP | 55481 5 | 2003-08-01 | 2370 | Y | 0.057882 | 71.22%
AZ | Mesquite Generating Station | 55481 | 6 |  | 2023 | 8099 | 8032.64 | 2056556.63 |  | 4.361 | 0.001 | 863764.385 | 0.059 | 68.161 | 0.0109 | 14534462.567 | Pipeline Natural Gas |  | Combined cycle |  | Dry Low NOx Burners,Selective Catalytic Reduction |  |  | ARP | 55481 6 | 2003-08-01 | 2370 | Y | 0.066287 | 70.01%
WA | Goldendale Generating Station | 55482 | CT-1 |  | 2023 | 7780 | 7765.15 | 2215362.11 |  | 4.593 | 0.001 | 909764.3 | 0.059 | 55.028 | 0.0082 | 15308569.539 | Pipeline Natural Gas |  | Combined cycle |  | Dry Low NOx Burners,Selective Catalytic Reduction |  |  | ARP | 55482 CT-1 | 2004-07-09 | 2500 | Y | 0.049679 | 69.9%
LA | Washington Parish Energy Center | 55486 | CTG01 |  | 2023 | 1104 | 1029.32 | 171010.75 |  | 0.463 | 0.001 | 91783.77 | 0.059 | 20.632 | 0.0262 | 1544437.961 | Pipeline Natural Gas |  | Combustion turbine |  | Dry Low NOx Burners |  |  | ARP, CSOSG2E | 55486 CTG01 | 2020-09-19 | 2201 |  | 0.24129 | 8.01%
LA | Washington Parish Energy Center | 55486 | CTG02 |  | 2023 | 1159 | 1086.68 | 178291.55 |  | 0.479 | 0.001 | 94868.784 | 0.059 | 21.263 | 0.0277 | 1596366.009 | Pipeline Natural Gas |  | Combustion turbine |  | Dry Low NOx Burners |  |  | ARP, CSOSG2E | 55486 CTG02 | 2020-10-01 | 2201 |  | 0.23852 | 8.28%
IL | Goose Creek Power Plant | 55496 | CT-01 |  | 2023 | 28 | 22.46 | 1131.08 |  | 0.004 | 0.001 | 813.24 | 0.0599 | 0.183 | 0.026 | 13682.627 | Pipeline Natural Gas |  | Combustion turbine |  | Dry Low NOx Burners |  |  | ARP, CSNOX, CSOSG3, CSSO2G1 | 55496 CT-01 | 2003-01-15 | 1082 |  | 0.32358 | 0.1444%
IL | Goose Creek Power Plant | 55496 | CT-02 |  | 2023 | 35 | 28.61 | 1438.9 |  | 0.005 | 0.0009 | 1050.075 | 0.0614 | 0.17 | 0.0192 | 17669.927 | Pipeline Natural Gas |  | Combustion turbine |  | Dry Low NOx Burners |  |  | ARP, CSNOX, CSOSG3, CSSO2G1 | 55496 CT-02 | 2003-01-01 | 1082 |  | 0.23629 | 0.1864%
IL | Goose Creek Power Plant | 55496 | CT-03 |  | 2023 | 31 | 24.43 | 1208.25 |  | 0.004 | 0.0009 | 874.805 | 0.0618 | 0.162 | 0.0216 | 14722.074 | Pipeline Natural Gas |  | Combustion turbine |  | Dry Low NOx Burners |  |  | ARP, CSNOX, CSOSG3, CSSO2G1 | 55496 CT-03 | 2003-02-01 | 1082 |  | 0.26816 | 0.1553%
IL | Goose Creek Power Plant | 55496 | CT-04 |  | 2023 | 29 | 24.42 | 1268.53 |  | 0.005 | 0.001 | 912.393 | 0.0592 | 0.182 | 0.0234 | 15349.489 | Pipeline Natural Gas |  | Combustion turbine |  | Dry Low NOx Burners |  |  | ARP, CSNOX, CSOSG3, CSSO2G1 | 55496 CT-04 | 2003-02-01 | 1082 |  | 0.28695 | 0.1619%
IL | Goose Creek Power Plant | 55496 | CT-05 |  | 2023 | 10 | 9.19 | 560.12 |  | 0.002 | 0.001 | 386.064 | 0.059 | 0.097 | 0.0289 | 6497.918 | Pipeline Natural Gas |  | Combustion turbine |  | Dry Low NOx Burners |  |  | ARP, CSNOX, CSOSG3, CSSO2G1 | 55496 CT-05 | 2003-03-11 | 1082 |  | 0.34635 | 0.06856%
IL | Goose Creek Power Plant | 55496 | CT-06 |  | 2023 | 11 | 8.62 | 433.86 |  | 0.002 | 0.001 | 306.882 | 0.0591 | 0.061 | 0.0234 | 5164.113 | Pipeline Natural Gas |  | Combustion turbine |  | Dry Low NOx Burners |  |  | ARP, CSNOX, CSOSG3, CSSO2G1 | 55496 CT-06 | 2003-03-26 | 1082 |  | 0.2812 | 0.05448%
CA | CalPeak Power - Vaca Dixon | 55499 | GT-1 |  | 2023 | 295 | 184.43 | 7382.72 |  | 0.024 | 0.001 | 4673.977 | 0.058 | 0.58 | 0.02 | 80265.104 | Pipeline Natural Gas |  | Combustion turbine |  | Dry Low NOx Burners,Ammonia Injection,Selective Catalytic Reduction |  |  | ARP | 55499 GT-1 | 2001-12-02 | 600 | Y | 0.15712 | 1.527%
OK | Tenaska Kiamichi Generating Station | 55501 | CTGDB1 |  | 2023 | 7229 | 7191.65 | 1688860.11 |  | 3.932 | 0.001 | 778815.14 | 0.059 | 217.572 | 0.034 | 13105032.85 | Pipeline Natural Gas |  | Combined cycle |  | Dry Low NOx Burners |  |  | ARP, CSOSG2 | 55501 CTGDB1 | 2002-11-23 | 2685 |  | 0.25766 | 55.72%
OK | Tenaska Kiamichi Generating Station | 55501 | CTGDB2 |  | 2023 | 7262 | 7231.92 | 1707825.58 |  | 3.97 | 0.001 | 786475.718 | 0.059 | 236.604 | 0.0362 | 13233948.282 | Pipeline Natural Gas |  | Combined cycle |  | Dry Low NOx Burners |  |  | ARP, CSOSG2 | 55501 CTGDB2 | 2002-12-08 | 2685 |  | 0.27708 | 56.27%
OK | Tenaska Kiamichi Generating Station | 55501 | CTGDB3 |  | 2023 | 5351 | 5320.41 | 1280849.72 |  | 3.049 | 0.001 | 603910.228 | 0.059 | 176.679 | 0.0363 | 10161970.647 | Pipeline Natural Gas |  | Combined cycle |  | Dry Low NOx Burners |  |  | ARP, CSOSG2 | 55501 CTGDB3 | 2003-01-06 | 2685 |  | 0.27588 | 43.2%
OK | Tenaska Kiamichi Generating Station | 55501 | CTGDB4 |  | 2023 | 2286 | 2270.53 | 545095.43 |  | 1.287 | 0.001 | 255018.372 | 0.059 | 76.193 | 0.0364 | 4291171.467 | Pipeline Natural Gas |  | Combined cycle |  | Dry Low NOx Burners |  |  | ARP, CSOSG2 | 55501 CTGDB4 | 2003-01-12 | 2685 |  | 0.27956 | 18.24%
IN | Lawrenceburg Energy Facility | 55502 | 1 |  | 2023 | 8230 | 8203.79 | 2223905.79 |  | 4.847 | 0.001 | 960143.547 | 0.059 | 76.327 | 0.0109 | 16156248.108 | Pipeline Natural Gas |  | Combined cycle |  | Dry Low NOx Burners,Selective Catalytic Reduction |  |  | ARP, CSNOX, CSOSG3, CSSO2G1 | 55502 1 | 2003-09-06 | 2411 | Y | 0.068642 | 76.5%
IN | Lawrenceburg Energy Facility | 55502 | 2 |  | 2023 | 8349 | 8332.23 | 2285806.5 |  | 4.925 | 0.001 | 975542.059 | 0.059 | 74.906 | 0.0098 | 16415369.558 | Pipeline Natural Gas |  | Combined cycle |  | Dry Low NOx Burners,Selective Catalytic Reduction |  |  | ARP, CSNOX, CSOSG3, CSSO2G1 | 55502 2 | 2003-09-05 | 2411 | Y | 0.06554 | 77.72%
IN | Lawrenceburg Energy Facility | 55502 | 3 |  | 2023 | 7858 | 7847.56 | 2157293.7 |  | 4.655 | 0.001 | 922167.673 | 0.059 | 70.286 | 0.0094 | 15517288.155 | Pipeline Natural Gas |  | Combined cycle |  | Dry Low NOx Burners,Selective Catalytic Reduction |  |  | ARP, CSNOX, CSOSG3, CSSO2G1 | 55502 3 | 2003-10-13 | 2411 | Y | 0.065161 | 73.47%
IN | Lawrenceburg Energy Facility | 55502 | 4 |  | 2023 | 7933 | 7907.01 | 2138195.05 |  | 4.589 | 0.001 | 909073.696 | 0.059 | 69.632 | 0.0101 | 15296975.455 | Pipeline Natural Gas |  | Combined cycle |  | Dry Low NOx Burners,Selective Catalytic Reduction |  |  | ARP, CSNOX, CSOSG3, CSSO2G1 | 55502 4 | 2003-10-15 | 2411 | Y | 0.065132 | 72.43%
OH | Waterford Plant | 55503 | 1 |  | 2023 | 8116 | 8111.65 | 2268827.28 |  | 4.662 | 0.001 | 923530.077 | 0.059 | 68.794 | 0.009 | 15540163.173 | Pipeline Natural Gas |  | Combined cycle |  | Dry Low NOx Burners,Selective Catalytic Reduction |  |  | ARP, CSNOX, CSOSG3, CSSO2G1 | 55503 1 | 2003-04-12 | 2460 | Y | 0.060643 | 72.11%
OH | Waterford Plant | 55503 | 2 |  | 2023 | 5917 | 5909.01 | 1630306.55 |  | 3.347 | 0.001 | 663084.517 | 0.059 | 52.713 | 0.0098 | 11157711.509 | Pipeline Natural Gas |  | Combined cycle |  | Dry Low NOx Burners,Selective Catalytic Reduction |  |  | ARP, CSNOX, CSOSG3, CSSO2G1 | 55503 2 | 2003-04-10 | 2460 | Y | 0.064666 | 51.78%
OH | Waterford Plant | 55503 | 3 |  | 2023 | 6141 | 6137.88 | 1672225.57 |  | 3.432 | 0.001 | 679818.447 | 0.059 | 51.773 | 0.0094 | 11439304.437 | Pipeline Natural Gas |  | Combined cycle |  | Dry Low NOx Burners,Selective Catalytic Reduction |  |  | ARP, CSNOX, CSOSG3, CSSO2G1 | 55503 3 | 2003-04-07 | 2460 | Y | 0.061921 | 53.08%
CO | Limon Generating Station | 55504 | L1 |  | 2023 | 957 | 858.07 | 40938.78 |  | 0.177 | 0.001 | 32604.22 | 0.0599 | 9.782 | 0.0464 | 540716.468 | Pipeline Natural Gas | Diesel Oil | Combustion turbine |  | Dry Low NOx Burners,Water Injection |  |  | ARP | 55504 L1 | 2001-12-13 | 1075 |  | 0.47788 | 5.742%
CO | Limon Generating Station | 55504 | L2 |  | 2023 | 1998 | 1860.38 | 95390.58 |  | 0.368 | 0.001 | 72398.528 | 0.0591 | 17.848 | 0.0353 | 1216794.418 | Pipeline Natural Gas | Diesel Oil | Combustion turbine |  | Dry Low NOx Burners,Water Injection |  |  | ARP | 55504 L2 | 2001-12-21 | 1075 |  | 0.37421 | 12.92%
CO | Frank Knutson Station | 55505 | BR1 |  | 2023 | 2187 | 2062.25 | 114061.73 |  | 0.442 | 0.001 | 86300.802 | 0.059 | 22.021 | 0.0342 | 1451414.864 | Pipeline Natural Gas | Diesel Oil | Combustion turbine |  | Dry Low NOx Burners,Water Injection |  |  | ARP | 55505 BR1 | 2002-04-09 | 1048.9 |  | 0.38612 | 15.8%
CO | Frank Knutson Station | 55505 | BR2 |  | 2023 | 2761 | 2596.25 | 134726.61 |  | 0.528 | 0.001 | 104017.625 | 0.0593 | 23.982 | 0.0308 | 1749952.303 | Pipeline Natural Gas | Diesel Oil | Combustion turbine |  | Dry Low NOx Burners,Water Injection |  |  | ARP | 55505 BR2 | 2002-04-19 | 1030.7 |  | 0.35601 | 19.38%
CA | CalPeak Power - Panoche | 55508 | GT-1 |  | 2023 | 834 | 634.3 | 26779.77 |  | 0.086 | 0.001 | 16732.601 | 0.059 | 1.543 | 0.0116 | 285129.716 | Pipeline Natural Gas |  | Combustion turbine |  | Dry Low NOx Burners,Ammonia Injection,Selective Catalytic Reduction |  |  | ARP | 55508 GT-1 | 2001-11-19 | 600 | Y | 0.11524 | 5.425%
CA | CalPeak Power - Border | 55510 | GT-1 |  | 2023 | 632 | 425.7 | 13629.77 |  | 0.044 | 0.001 | 8657.059 | 0.059 | 1.082 | 0.0181 | 147374.21 | Pipeline Natural Gas |  | Combustion turbine |  | Dry Low NOx Burners,Ammonia Injection,Selective Catalytic Reduction |  |  | ARP | 55510 GT-1 | 2001-10-26 | 600 | Y | 0.15877 | 2.804%
CA | Cuyamaca Peak Energy | 55512 | GT-1 |  | 2023 | 474 | 404.84 | 12556.59 |  | 0.042 | 0.001 | 8125.207 | 0.0586 | 0.681 | 0.011 | 138845.252 | Pipeline Natural Gas |  | Combustion turbine |  | Dry Low NOx Burners,Ammonia Injection,Selective Catalytic Reduction |  |  | ARP | 55512 GT-1 | 2001-12-01 | 600 | Y | 0.10847 | 2.642%
CA | CalPeak Power - Enterprise | 55513 | GT-1 |  | 2023 | 246 | 156.86 | 5711.79 |  | 0.018 | 0.001 | 3566.58 | 0.0586 | 0.447 | 0.0177 | 60949.835 | Pipeline Natural Gas |  | Combustion turbine |  | Dry Low NOx Burners,Ammonia Injection,Selective Catalytic Reduction |  |  | ARP | 55513 GT-1 | 2001-10-23 | 600 | Y | 0.15652 | 1.16%
NV | Apex Generating Station | 55514 | CTG01 |  | 2023 | 5662 | 5525.82 | 1166465.49 |  | 2.37 | 0.001 | 469372.777 | 0.059 | 43.865 | 0.0184 | 7898398.205 | Pipeline Natural Gas |  | Combined cycle |  | Dry Low NOx Burners,Selective Catalytic Reduction |  |  | ARP | 55514 CTG01 | 2003-03-31 | 2410 | Y | 0.07521 | 37.41%
NV | Apex Generating Station | 55514 | CTG02 |  | 2023 | 5479 | 5344.59 | 1136362.88 |  | 2.433 | 0.001 | 481937.477 | 0.059 | 47.008 | 0.019 | 8109869.868 | Pipeline Natural Gas |  | Combined cycle |  | Dry Low NOx Burners,Selective Catalytic Reduction |  |  | ARP | 55514 CTG02 | 2003-03-31 | 2410 | Y | 0.082734 | 38.41%
PA | Fayette Power Company LLC | 55516 | CTG1 |  | 2023 | 8474 | 8468.42 | 2798971.39 |  | 5.915 | 0.001 | 1171712.736 | 0.059 | 61.055 | 0.0065 | 19716266.488 | Pipeline Natural Gas |  | Combined cycle |  | Dry Low NOx Burners,Selective Catalytic Reduction |  |  | ARP, CSNOX, CSOSG3, CSSO2G1, RGGI | 55516 CTG1 | 2003-03-21 | 2700 | Y | 0.043627 | 83.36%
PA | Fayette Power Company LLC | 55516 | CTG2 |  | 2023 | 8490 | 8481.01 | 2777594.77 |  | 5.823 | 0.001 | 1153366.727 | 0.059 | 60.356 | 0.0064 | 19407696.004 | Pipeline Natural Gas |  | Combined cycle |  | Dry Low NOx Burners,Selective Catalytic Reduction |  |  | ARP, CSNOX, CSOSG3, CSSO2G1, RGGI | 55516 CTG2 | 2003-03-16 | 2700 | Y | 0.043459 | 82.06%
CT | Wallingford Energy, LLC | 55517 | CT01 |  | 2023 | 727 | 534.87 | 20125.25 |  | 0.058 | 0.0008 | 12034.325 | 0.0593 | 1.138 | 0.0166 | 202480.198 | Pipeline Natural Gas |  | Combustion turbine |  | Water Injection,Selective Catalytic Reduction |  |  | ARP, RGGI, SIPNOX | 55517 CT01 | 2001-10-03 | 530 | Y | 0.11309 | 4.361%
CT | Wallingford Energy, LLC | 55517 | CT02 |  | 2023 | 922 | 686.49 | 25824.26 |  | 0.077 | 0.0008 | 15854.027 | 0.0593 | 1.432 | 0.0149 | 266765.262 | Pipeline Natural Gas |  | Combustion turbine |  | Water Injection,Selective Catalytic Reduction |  |  | ARP, RGGI, SIPNOX | 55517 CT02 | 2001-09-08 | 530 | Y | 0.1109 | 5.746%
CT | Wallingford Energy, LLC | 55517 | CT03 |  | 2023 | 907 | 677.62 | 25808.99 |  | 0.078 | 0.0008 | 15826.651 | 0.0593 | 1.495 | 0.0158 | 266293.294 | Pipeline Natural Gas |  | Combustion turbine |  | Water Injection,Selective Catalytic Reduction |  |  | ARP, RGGI, SIPNOX | 55517 CT03 | 2001-08-22 | 530 | Y | 0.11585 | 5.736%
CT | Wallingford Energy, LLC | 55517 | CT04 |  | 2023 | 693 | 510.18 | 19246.21 |  | 0.057 | 0.0008 | 11850.711 | 0.0592 | 1.034 | 0.0149 | 199414.411 | Pipeline Natural Gas |  | Combustion turbine |  | Water Injection,Selective Catalytic Reduction |  |  | ARP, RGGI, SIPNOX | 55517 CT04 | 2001-08-21 | 530 | Y | 0.10745 | 4.295%
CT | Wallingford Energy, LLC | 55517 | CT05 |  | 2023 | 960 | 714.59 | 26032.78 |  | 0.074 | 0.0008 | 16099.578 | 0.0593 | 1.621 | 0.0169 | 270889.059 | Pipeline Natural Gas |  | Combustion turbine |  | Water Injection,Selective Catalytic Reduction |  |  | ARP, RGGI, SIPNOX | 55517 CT05 | 2001-08-20 | 530 | Y | 0.12454 | 5.835%
CT | Wallingford Energy, LLC | 55517 | CT06 |  | 2023 | 721 | 539.4 | 20943.48 |  | 0.062 | 0.0009 | 12693.217 | 0.0592 | 1.068 | 0.0159 | 213582.473 | Pipeline Natural Gas |  | Combustion turbine |  | Water Injection,Selective Catalytic Reduction |  |  | ARP, RGGI, SIPNOX | 55517 CT06 | 2017-12-07 | 485 | Y | 0.10199 | 5.027%
CT | Wallingford Energy, LLC | 55517 | CT07 |  | 2023 | 915 | 677.83 | 25877.26 |  | 0.076 | 0.0009 | 15776.131 | 0.0593 | 1.292 | 0.014 | 265460.031 | Pipeline Natural Gas |  | Combustion turbine |  | Water Injection,Selective Catalytic Reduction |  |  | ARP, RGGI, SIPNOX | 55517 CT07 | 2017-12-07 | 478 | Y | 0.099856 | 6.34%
CA | High Desert Power Project | 55518 | CTG1 |  | 2023 | 5443 | 5331.19 | 1356206.48 |  | 2.886 | 0.001 | 571613.859 | 0.059 | 32.079 | 0.0085 | 9618472.528 | Pipeline Natural Gas |  | Combined cycle |  | Selective Catalytic Reduction |  |  | ARP | 55518 CTG1 | 2003-02-27 | 2237 | Y | 0.047307 | 49.08%
CA | High Desert Power Project | 55518 | CTG2 |  | 2023 | 5567 | 5450.68 | 1380535.59 |  | 2.92 | 0.001 | 578322.835 | 0.059 | 33.535 | 0.0086 | 9731427.07 | Pipeline Natural Gas |  | Combined cycle |  | Selective Catalytic Reduction |  |  | ARP | 55518 CTG2 | 2003-02-27 | 2237 | Y | 0.048583 | 49.66%
CA | High Desert Power Project | 55518 | CTG3 |  | 2023 | 5656 | 5552.29 | 1407428.82 |  | 3.008 | 0.001 | 595871.657 | 0.059 | 34.347 | 0.0084 | 10026657.236 | Pipeline Natural Gas |  | Combined cycle |  | Selective Catalytic Reduction |  |  | ARP | 55518 CTG3 | 2003-02-27 | 2237 | Y | 0.048808 | 51.17%
AZ | Sundance Power Plant | 55522 | CT01 |  | 2023 | 1632 | 1390.43 | 55668.38 |  | 0.17 | 0.001 | 33597.741 | 0.0592 | 3.855 | 0.0246 | 565348.008 | Pipeline Natural Gas |  | Combustion turbine |  | Water Injection,Selective Catalytic Reduction |  |  | ARP | 55522 CT01 | 2002-05-28 | 495 | Y | 0.1385 | 13.04%
AZ | Sundance Power Plant | 55522 | CT02 |  | 2023 | 1702 | 1437.94 | 57078.17 |  | 0.171 | 0.001 | 33917.258 | 0.0593 | 3.833 | 0.0278 | 570740.826 | Pipeline Natural Gas |  | Combustion turbine |  | Water Injection,Selective Catalytic Reduction |  |  | ARP | 55522 CT02 | 2002-05-29 | 495 | Y | 0.13431 | 13.16%
AZ | Sundance Power Plant | 55522 | CT03 |  | 2023 | 1533 | 1299.62 | 52042.07 |  | 0.149 | 0.001 | 29514.883 | 0.0592 | 3.493 | 0.028 | 496648.724 | Pipeline Natural Gas |  | Combustion turbine |  | Water Injection,Selective Catalytic Reduction |  |  | ARP | 55522 CT03 | 2002-05-20 | 495 | Y | 0.13424 | 11.45%
AZ | Sundance Power Plant | 55522 | CT04 |  | 2023 | 1643 | 1402.93 | 55914.16 |  | 0.169 | 0.001 | 33527.615 | 0.0593 | 3.883 | 0.0326 | 564149.556 | Pipeline Natural Gas |  | Combustion turbine |  | Water Injection,Selective Catalytic Reduction |  |  | ARP | 55522 CT04 | 2002-05-20 | 495 | Y | 0.13889 | 13.01%
AZ | Sundance Power Plant | 55522 | CT05 |  | 2023 | 1603 | 1359.55 | 54109.31 |  | 0.159 | 0.001 | 31589.32 | 0.0593 | 3.161 | 0.0229 | 531529.658 | Pipeline Natural Gas |  | Combustion turbine |  | Water Injection,Selective Catalytic Reduction |  |  | ARP | 55522 CT05 | 2002-05-04 | 495 | Y | 0.11684 | 12.26%
AZ | Sundance Power Plant | 55522 | CT06 |  | 2023 | 1459 | 1213.65 | 48413.89 |  | 0.145 | 0.001 | 28701.462 | 0.0592 | 2.723 | 0.0233 | 482959.991 | Pipeline Natural Gas |  | Combustion turbine |  | Water Injection,Selective Catalytic Reduction |  |  | ARP | 55522 CT06 | 2002-05-05 | 495 | Y | 0.11249 | 11.14%
AZ | Sundance Power Plant | 55522 | CT07 |  | 2023 | 1426 | 1184.68 | 46745.32 |  | 0.14 | 0.001 | 27731.642 | 0.0593 | 3.539 | 0.0311 | 466655.998 | Pipeline Natural Gas |  | Combustion turbine |  | Water Injection,Selective Catalytic Reduction |  |  | ARP | 55522 CT07 | 2002-06-19 | 495 | Y | 0.15142 | 10.76%
AZ | Sundance Power Plant | 55522 | CT08 |  | 2023 | 1344 | 1124.88 | 44671.84 |  | 0.134 | 0.001 | 26550.413 | 0.0592 | 2.252 | 0.02 | 446743.153 | Pipeline Natural Gas |  | Combustion turbine |  | Water Injection,Selective Catalytic Reduction |  |  | ARP | 55522 CT08 | 2002-06-27 | 495 | Y | 0.10082 | 10.3%
AZ | Sundance Power Plant | 55522 | CT09 |  | 2023 | 1367 | 1163.66 | 46298.52 |  | 0.139 | 0.001 | 27616.613 | 0.0592 | 3.303 | 0.0267 | 464693.223 | Pipeline Natural Gas |  | Combustion turbine |  | Water Injection,Selective Catalytic Reduction |  |  | ARP | 55522 CT09 | 2002-06-29 | 495 | Y | 0.14268 | 10.72%
AZ | Sundance Power Plant | 55522 | CT10 |  | 2023 | 2082 | 1850.27 | 74294.37 |  | 0.224 | 0.001 | 44339.435 | 0.0592 | 4.681 | 0.0217 | 746111.299 | Pipeline Natural Gas |  | Combustion turbine |  | Water Injection,Selective Catalytic Reduction |  |  | ARP | 55522 CT10 | 2002-06-29 | 495 | Y | 0.12601 | 17.21%
PA | York Energy Center | 55524 | 1 |  | 2023 | 7979 | 7944.42 | 1196027.22 |  | 2.827 | 0.001 | 559901.81 | 0.059 | 25.044 | 0.0056 | 9421293.509 | Pipeline Natural Gas | Diesel Oil | Combined cycle |  | Selective Catalytic Reduction |  |  | ARP, CSNOX, CSOSG3, CSSO2G1, RGGI | 55524 1 | 2011-03-02 | 1675 | Y | 0.041879 | 64.21%
PA | York Energy Center | 55524 | 2 |  | 2023 | 7727 | 7621.97 | 1138441.71 |  | 2.639 | 0.001 | 522666.455 | 0.059 | 23.718 | 0.0063 | 8794404.403 | Pipeline Natural Gas | Diesel Oil | Combined cycle |  | Selective Catalytic Reduction |  |  | ARP, CSNOX, CSOSG3, CSSO2G1, RGGI | 55524 2 | 2011-03-02 | 1675 | Y | 0.041667 | 59.94%
PA | York Energy Center | 55524 | 3 |  | 2023 | 7019 | 6912.38 | 1019723.64 |  | 2.396 | 0.001 | 474509.214 | 0.059 | 20.106 | 0.0058 | 7983647.989 | Pipeline Natural Gas | Diesel Oil | Combined cycle |  | Selective Catalytic Reduction |  |  | ARP, CSNOX, CSOSG3, CSSO2G1, RGGI | 55524 3 | 2011-03-02 | 1675 | Y | 0.039434 | 54.41%
PA | York Energy Center | 55524 | 5 |  | 2023 | 7546 | 7533.82 | 2776276.04 |  | 5.854 | 0.001 | 1159597.514 | 0.059 | 49.256 | 0.0054 | 19511865.138 | Pipeline Natural Gas | Diesel Oil | Combined cycle |  | Dry Low NOx Burners,Water Injection,Selective Catalytic Reduction |  |  | ARP, CSNOX, CSOSG3, CSSO2G1, RGGI | 55524 5 | 2018-12-10 | 3410 | Y | 0.035484 | 65.32%
PA | York Energy Center | 55524 | 6 |  | 2023 | 7605 | 7597.63 | 2795061.93 |  | 5.962 | 0.001 | 1180961.399 | 0.059 | 48.966 | 0.0052 | 19871770.787 | Pipeline Natural Gas | Diesel Oil | Combined cycle |  | Dry Low NOx Burners,Water Injection,Selective Catalytic Reduction |  |  | ARP, CSNOX, CSOSG3, CSSO2G1, RGGI | 55524 6 | 2018-12-16 | 3410 | Y | 0.035038 | 66.52%
CA | Escondido Energy Center, LLC | 55538 | CTG1 |  | 2023 | 769 | 584.75 | 23761.57 |  | 0.07 | 0.001 | 13870.693 | 0.0593 | 1.251 | 0.0176 | 233398.227 | Pipeline Natural Gas |  | Combustion turbine |  | Water Injection |  |  | ARP | 55538 CTG1 | 2013-12-20 | 500 |  | 0.1053 | 5.329%
CA | Chula Vista Energy Center | 55540 | 1A | CS001 | 2023 | 106 | 58.96 | 882.05 |  | 0.004 | 0.001 | 876.397 | 0.0593 | 0.317 | 0.0606 | 14751.471 | Pipeline Natural Gas |  | Combustion turbine |  | Dry Low NOx Burners,Selective Catalytic Reduction,Water Injection |  |  | ARP | 55540 1A | 2001-05-12 | 400 | Y | 0.71878 | 0.421%
CA | Chula Vista Energy Center | 55540 | 1B | CS001 | 2023 | 106 | 58.97 | 874.03 |  | 0.004 | 0.001 | 872.59 | 0.0593 | 0.316 | 0.0606 | 14682.157 | Pipeline Natural Gas |  | Combustion turbine |  | Dry Low NOx Burners,Selective Catalytic Reduction,Water Injection |  |  | ARP | 55540 1B | 2001-05-12 | 400 | Y | 0.72309 | 0.419%
CA | Indigo Generation Facility | 55541 | 1 |  | 2023 | 358 | 251.78 | 8982.24 |  | 0.029 | 0.001 | 5787.1 | 0.0593 | 0.962 | 0.0332 | 97372.01 | Pipeline Natural Gas |  | Combustion turbine |  | Water Injection,Selective Catalytic Reduction |  |  | ARP | 55541 1 | 2001-07-24 | 504 | Y | 0.2142 | 2.205%
CA | Indigo Generation Facility | 55541 | 2 |  | 2023 | 364 | 253.41 | 9033.97 |  | 0.029 | 0.001 | 5757.47 | 0.0593 | 0.999 | 0.0279 | 96883.05 | Pipeline Natural Gas |  | Combustion turbine |  | Selective Catalytic Reduction |  |  | ARP | 55541 2 | 2001-07-24 | 504 | Y | 0.22117 | 2.194%
CA | Indigo Generation Facility | 55541 | 3 |  | 2023 | 347 | 244.89 | 8882.08 |  | 0.028 | 0.001 | 5538.178 | 0.0592 | 0.822 | 0.0255 | 93186.894 | Pipeline Natural Gas |  | Combustion turbine |  | Selective Catalytic Reduction |  |  | ARP | 55541 3 | 2001-09-18 | 504 | Y | 0.18509 | 2.111%
CA | Larkspur Energy Faciity | 55542 | 1 |  | 2023 | 745 | 548.22 | 21492.05 |  | 0.067 | 0.001 | 13283.995 | 0.0592 | 1.819 | 0.0486 | 223516.274 | Pipeline Natural Gas | Diesel Oil | Combustion turbine |  | Selective Catalytic Reduction |  |  | ARP | 55542 1 | 2001-07-08 | 504 | Y | 0.16927 | 5.063%
CA | Larkspur Energy Faciity | 55542 | 2 |  | 2023 | 611 | 453.34 | 18370.16 |  | 0.056 | 0.001 | 11100.826 | 0.0592 | 1.285 | 0.0357 | 186798.587 | Pipeline Natural Gas | Diesel Oil | Combustion turbine |  | Selective Catalytic Reduction |  |  | ARP | 55542 2 | 2001-07-08 | 504 | Y | 0.1399 | 4.231%
OR | Klamath Generation Peakers | 55544 | GT1 |  | 2023 | 2309 | 2073.36 | 45637.09 |  | 0.145 | 0.001 | 28779.941 | 0.0593 | 4.748 | 0.0289 | 484261.559 | Pipeline Natural Gas |  | Combustion turbine |  | Water Injection |  |  | ARP | 55544 GT1 | 2002-05-01 | 280 |  | 0.20808 | 19.74%
OR | Klamath Generation Peakers | 55544 | GT2 |  | 2023 | 2653 | 2425.83 | 51382.05 |  | 0.165 | 0.001 | 32659.492 | 0.0593 | 4.804 | 0.0228 | 549614.347 | Pipeline Natural Gas |  | Combustion turbine |  | Water Injection |  |  | ARP | 55544 GT2 | 2002-05-01 | 280 |  | 0.18699 | 22.41%
OR | Klamath Generation Peakers | 55544 | GT3 |  | 2023 | 2255 | 1996.2 | 44481.6 |  | 0.134 | 0.001 | 26520.201 | 0.0593 | 3.976 | 0.0285 | 446296.13 | Pipeline Natural Gas |  | Combustion turbine |  | Water Injection |  |  | ARP | 55544 GT3 | 2002-05-01 | 280 |  | 0.17877 | 18.2%
OR | Klamath Generation Peakers | 55544 | GT4 |  | 2023 | 2126 | 1908.03 | 39096.04 |  | 0.117 | 0.001 | 23091.27 | 0.0594 | 3.549 | 0.0261 | 388569.938 | Pipeline Natural Gas |  | Combustion turbine |  | Water Injection |  |  | ARP | 55544 GT4 | 2002-05-01 | 280 |  | 0.18155 | 15.84%
WI | McKinley Paper WI Company | 55558 | B06 |  | 2023 | 7919 | 7891.87 | 345053.46 |  | 1.109 | 0.001 | 219616.028 | 0.0592 | 22.151 | 0.0125 | 3695535.788 | Pipeline Natural Gas |  | Combined cycle |  | Water Injection,Selective Catalytic Reduction |  |  | ARP, CSNOX, CSOSG3, CSSO2G1 | 55558 B06 | 2002-04-01 | 587 | Y | 0.12839 | 71.87%
LA | Perryville Power Station | 55620 | 2024-01-01 |  | 2023 | 7655 | 7644.53 | 2041707.07 |  | 4.153 | 0.001 | 822724.605 | 0.059 | 104.291 | 0.0155 | 13843922.918 | Pipeline Natural Gas |  | Combined cycle |  | Dry Low NOx Burners,Selective Catalytic Reduction |  |  | ARP, CSOSG2E | 55620 45292 | 2002-06-15 | 2280 | Y | 0.10216 | 69.31%
LA | Perryville Power Station | 55620 | 2024-01-02 |  | 2023 | 7779 | 7770.88 | 2111162.87 |  | 4.259 | 0.001 | 843738.261 | 0.059 | 101.794 | 0.0147 | 14197450.073 | Pipeline Natural Gas |  | Combined cycle |  | Dry Low NOx Burners,Selective Catalytic Reduction |  |  | ARP, CSOSG2E | 55620 45293 | 2001-11-01 | 2315 | Y | 0.096434 | 70.01%
LA | Perryville Power Station | 55620 | 2024-02-01 |  | 2023 | 809 | 697.78 | 96126.61 |  | 0.305 | 0.001 | 60330.456 | 0.0592 | 17.561 | 0.0463 | 1015171.862 | Pipeline Natural Gas |  | Combustion turbine |  | Dry Low NOx Burners |  |  | ARP, CSOSG2E | 55620 45323 | 2001-05-10 | 2200 |  | 0.36537 | 5.268%
UT | West Valley Power Plant | 55622 | U1 |  | 2023 | 4481 | 3982.28 | 134935.46 |  | 0.423 | 0.001 | 83726.383 | 0.0593 | 10.21 | 0.0219 | 1408849.39 | Pipeline Natural Gas |  | Combustion turbine |  | Water Injection,Selective Catalytic Reduction |  |  | ARP | 55622 U1 | 2002-06-11 | 545 | Y | 0.15133 | 29.51%
UT | West Valley Power Plant | 55622 | U2 |  | 2023 | 3544 | 3075.32 | 105933.81 |  | 0.334 | 0.001 | 66119.636 | 0.0593 | 8.87 | 0.0255 | 1112615.097 | Pipeline Natural Gas |  | Combustion turbine |  | Water Injection,Selective Catalytic Reduction |  |  | ARP | 55622 U2 | 2002-06-12 | 545 | Y | 0.16746 | 23.3%
UT | West Valley Power Plant | 55622 | U3 |  | 2023 | 5980 | 5560.82 | 193774.16 |  | 0.582 | 0.001 | 115359.613 | 0.0593 | 13.123 | 0.0183 | 1941116.087 | Pipeline Natural Gas |  | Combustion turbine |  | Water Injection,Selective Catalytic Reduction |  |  | ARP | 55622 U3 | 2001-10-10 | 545 | Y | 0.13545 | 40.66%
UT | West Valley Power Plant | 55622 | U4 |  | 2023 | 6022 | 5742.08 | 205862.65 |  | 0.618 | 0.001 | 122312.246 | 0.0592 | 14.211 | 0.0167 | 2058154.892 | Pipeline Natural Gas |  | Combustion turbine |  | Water Injection,Selective Catalytic Reduction |  |  | ARP | 55622 U4 | 2001-10-01 | 545 | Y | 0.13806 | 43.11%
UT | West Valley Power Plant | 55622 | U5 |  | 2023 | 6077 | 5827.12 | 205414.25 |  | 0.625 | 0.001 | 123857.551 | 0.0592 | 14.147 | 0.0162 | 2084131.192 | Pipeline Natural Gas |  | Combustion turbine |  | Water Injection,Selective Catalytic Reduction |  |  | ARP | 55622 U5 | 2002-07-25 | 545 | Y | 0.13774 | 43.65%
CA | Creed Energy Center | 55625 | UNIT1 |  | 2023 | 327 | 235.95 | 8440.24 |  | 0.027 | 0.001 | 5344.31 | 0.0593 | 0.904 | 0.0415 | 89920.152 | Pipeline Natural Gas |  | Combustion turbine |  | Ammonia Injection,Selective Catalytic Reduction |  |  | ARP | 55625 UNIT1 | 2002-12-09 | 500 | Y | 0.21421 | 2.053%
CA | Lambie Energy Center | 55626 | UNIT1 |  | 2023 | 524 | 396.66 | 14807.99 |  | 0.046 | 0.001 | 9179.042 | 0.0593 | 1.553 | 0.041 | 154438.239 | Pipeline Natural Gas |  | Combustion turbine |  | Ammonia Injection,Selective Catalytic Reduction |  |  | ARP | 55626 UNIT1 | 2002-12-07 | 500 | Y | 0.20975 | 3.526%
CA | Goose Haven Energy Center | 55627 | UNIT1 |  | 2023 | 564 | 428.74 | 16252.72 |  | 0.051 | 0.001 | 10095.489 | 0.0592 | 1.719 | 0.038 | 169873.814 | Pipeline Natural Gas |  | Combustion turbine |  | Water Injection,Ammonia Injection,Selective Catalytic Reduction |  |  | ARP | 55627 UNIT1 | 2002-12-08 | 500 | Y | 0.21153 | 3.878%
IL | LSP University Park, LLC | 55640 | CT01 |  | 2023 | 345 | 310.18 | 12785.79 |  | 0.031 | 0.0007 | 7100.023 | 0.0593 | 1.17 | 0.0304 | 119463.232 | Pipeline Natural Gas |  | Combustion turbine |  | Water Injection,Selective Catalytic Reduction |  |  | ARP, CSNOX, CSOSG3, CSSO2G1 | 55640 CT01 | 2002-06-25 | 519 | Y | 0.18302 | 2.628%
IL | LSP University Park, LLC | 55640 | CT02 |  | 2023 | 790 | 715.04 | 30382.41 |  | 0.072 | 0.0008 | 16162.492 | 0.0592 | 2.202 | 0.0246 | 271969.252 | Pipeline Natural Gas |  | Combustion turbine |  | Water Injection,Selective Catalytic Reduction |  |  | ARP, CSNOX, CSOSG3, CSSO2G1 | 55640 CT02 | 2002-06-25 | 505 | Y | 0.14495 | 6.148%
IL | LSP University Park, LLC | 55640 | CT03 |  | 2023 | 194 | 159.1 | 6385.54 |  | 0.021 | 0.0009 | 3962.938 | 0.0593 | 0.687 | 0.0402 | 66670.239 | Pipeline Natural Gas |  | Combustion turbine |  | Water Injection,Selective Catalytic Reduction |  |  | ARP, CSNOX, CSOSG3, CSSO2G1 | 55640 CT03 | 2002-06-17 | 517 | Y | 0.21517 | 1.472%
IL | LSP University Park, LLC | 55640 | CT04 |  | 2023 | 272 | 241.28 | 10127.7 |  | 0.033 | 0.0008 | 6075.986 | 0.0592 | 0.923 | 0.0295 | 102237.497 | Pipeline Natural Gas |  | Combustion turbine |  | Water Injection,Selective Catalytic Reduction |  |  | ARP, CSNOX, CSOSG3, CSSO2G1 | 55640 CT04 | 2002-06-18 | 505 | Y | 0.18227 | 2.311%
IL | LSP University Park, LLC | 55640 | CT05 |  | 2023 | 393 | 349.07 | 14657.77 |  | 0.035 | 0.001 | 7324.808 | 0.0593 | 1.393 | 0.0335 | 123246.159 | Pipeline Natural Gas |  | Combustion turbine |  | Water Injection,Selective Catalytic Reduction |  |  | ARP, CSNOX, CSOSG3, CSSO2G1 | 55640 CT05 | 2002-06-12 | 505 | Y | 0.19007 | 2.786%
IL | LSP University Park, LLC | 55640 | CT06 |  | 2023 | 742 | 660.39 | 28011.02 |  | 0.084 | 0.0008 | 16202.136 | 0.0592 | 2.274 | 0.0272 | 272640.365 | Pipeline Natural Gas |  | Combustion turbine |  | Water Injection,Selective Catalytic Reduction |  |  | ARP, CSNOX, CSOSG3, CSSO2G1 | 55640 CT06 | 2002-06-14 | 505 | Y | 0.16236 | 6.163%
IL | LSP University Park, LLC | 55640 | CT07 |  | 2023 | 323 | 289.64 | 11717.33 |  | 0.036 | 0.0007 | 6917.048 | 0.0592 | 1.106 | 0.029 | 116421.102 | Pipeline Natural Gas |  | Combustion turbine |  | Water Injection,Selective Catalytic Reduction |  |  | ARP, CSNOX, CSOSG3, CSSO2G1 | 55640 CT07 | 2002-06-25 | 505 | Y | 0.18878 | 2.632%
IL | LSP University Park, LLC | 55640 | CT08 |  | 2023 | 397 | 356.56 | 14582.38 |  | 0.048 | 0.0008 | 8706.612 | 0.0592 | 1.416 | 0.03 | 146481.849 | Pipeline Natural Gas |  | Combustion turbine |  | Water Injection,Selective Catalytic Reduction |  |  | ARP, CSNOX, CSOSG3, CSSO2G1 | 55640 CT08 | 2002-06-28 | 505 | Y | 0.19421 | 3.311%
IL | LSP University Park, LLC | 55640 | CT09 |  | 2023 | 701 | 631.42 | 26935.76 |  | 0.065 | 0.0006 | 14658.394 | 0.0592 | 2.341 | 0.0267 | 246655.789 | Pipeline Natural Gas |  | Combustion turbine |  | Water Injection,Selective Catalytic Reduction |  |  | ARP, CSNOX, CSOSG3, CSSO2G1 | 55640 CT09 | 2002-06-28 | 505 | Y | 0.17382 | 5.576%
IL | LSP University Park, LLC | 55640 | CT10 |  | 2023 | 186 | 157.35 | 6311.09 |  | 0.016 | 0.0009 | 3467.227 | 0.0592 | 0.523 | 0.0276 | 58340.179 | Pipeline Natural Gas |  | Combustion turbine |  | Water Injection,Selective Catalytic Reduction |  |  | ARP, CSNOX, CSOSG3, CSSO2G1 | 55640 CT10 | 2002-07-01 | 505 | Y | 0.16574 | 1.319%
IL | LSP University Park, LLC | 55640 | CT11 |  | 2023 | 751 | 674.25 | 28364.07 |  | 0.068 | 0.001 | 14334.489 | 0.0592 | 1.796 | 0.0257 | 241215.633 | Pipeline Natural Gas |  | Combustion turbine |  | Water Injection,Selective Catalytic Reduction |  |  | ARP, CSNOX, CSOSG3, CSSO2G1 | 55640 CT11 | 2002-07-11 | 505 | Y | 0.12664 | 5.453%
IL | LSP University Park, LLC | 55640 | CT12 |  | 2023 | 482 | 428.6 | 18464.33 |  | 0.062 | 0.0009 | 11074.975 | 0.0592 | 1.675 | 0.0395 | 186359.568 | Pipeline Natural Gas |  | Combustion turbine |  | Water Injection,Selective Catalytic Reduction |  |  | ARP, CSNOX, CSOSG3, CSSO2G1 | 55640 CT12 | 2002-07-22 | 564.3 | Y | 0.18143 | 3.77%
WI | Riverside Energy Center | 55641 | CT-01 |  | 2023 | 7349 | 7320.63 | 1859982.47 |  | 3.689 | 0.001 | 730642.169 | 0.059 | 34.208 | 0.0063 | 12294399.749 | Pipeline Natural Gas |  | Combined cycle |  | Dry Low NOx Burners,Selective Catalytic Reduction |  |  | ARP, CSNOX, CSOSG3, CSSO2G1 | 55641 CT-01 | 2004-03-17 | 2362.5 | Y | 0.036783 | 59.41%
WI | Riverside Energy Center | 55641 | CT-02 |  | 2023 | 7229 | 7160.59 | 1812822.51 |  | 3.625 | 0.001 | 718007.389 | 0.059 | 35.183 | 0.0071 | 12081859.177 | Pipeline Natural Gas |  | Combined cycle |  | Dry Low NOx Burners,Selective Catalytic Reduction |  |  | ARP, CSNOX, CSOSG3, CSSO2G1 | 55641 CT-02 | 2004-03-17 | 2362.5 | Y | 0.038816 | 58.38%
WI | Riverside Energy Center | 55641 | CT-03 |  | 2023 | 6537 | 6508.1 | 2085473.62 |  | 4.079 | 0.001 | 808066.945 | 0.059 | 41.067 | 0.0071 | 13597197.913 | Pipeline Natural Gas |  | Combined cycle |  | Dry Low NOx Burners,Selective Catalytic Reduction |  |  | ARP, CSNOX, CSOSG3, CSSO2G1, NSPS4T | 55641 CT-03 | 2019-10-26 | 2524 | Y | 0.039384 | 61.5%
WI | Riverside Energy Center | 55641 | CT-04 |  | 2023 | 7178 | 7151.91 | 2219967.25 |  | 4.513 | 0.001 | 894028.978 | 0.059 | 45.049 | 0.0069 | 15043754.155 | Pipeline Natural Gas |  | Combined cycle |  | Dry Low NOx Burners,Selective Catalytic Reduction |  |  | ARP, CSNOX, CSOSG3, CSSO2G1, NSPS4T | 55641 CT-04 | 2019-11-15 | 2568 | Y | 0.040585 | 66.87%
CO | Blue Spruce Energy Center | 55645 | CT-01 |  | 2023 | 2260 | 2063.34 | 225242.9 |  | 0.835 | 0.001 | 158302.511 | 0.0591 | 43.294 | 0.0418 | 2659861.604 | Pipeline Natural Gas | Diesel Oil | Combustion turbine |  | Dry Low NOx Burners,Water Injection |  |  | ARP | 55645 CT-01 | 2003-01-01 | 2707 |  | 0.38442 | 11.22%
CO | Blue Spruce Energy Center | 55645 | CT-02 |  | 2023 | 2069 | 1887.45 | 202502.22 |  | 0.72 | 0.001 | 138729.199 | 0.0591 | 38.707 | 0.0429 | 2332235.468 | Pipeline Natural Gas | Diesel Oil | Combustion turbine |  | Dry Low NOx Burners,Water Injection |  |  | ARP | 55645 CT-02 | 2003-04-01 | 2707 |  | 0.38229 | 9.835%
OK | Spring Creek Power Plant | 55651 | CT-01 |  | 2023 | 1136 | 1000.33 | 49175.23 |  | 0.198 | 0.001 | 39252.351 | 0.0591 | 9.25 | 0.028 | 660487.668 | Pipeline Natural Gas |  | Combustion turbine |  | Dry Low NOx Burners |  |  | ARP, CSOSG2 | 55651 CT-01 | 2001-05-01 | 1200 |  | 0.37621 | 6.283%
OK | Spring Creek Power Plant | 55651 | CT-02 |  | 2023 | 1091 | 966.97 | 46794.89 |  | 0.188 | 0.001 | 37313.675 | 0.0591 | 7.325 | 0.0233 | 627837.745 | Pipeline Natural Gas |  | Combustion turbine |  | Dry Low NOx Burners |  |  | ARP, CSOSG2 | 55651 CT-02 | 2001-05-01 | 1200 |  | 0.31307 | 5.973%
OK | Spring Creek Power Plant | 55651 | CT-03 |  | 2023 | 1026 | 901.1 | 43929.95 |  | 0.178 | 0.001 | 35211.842 | 0.0591 | 7.771 | 0.0261 | 592505.364 | Pipeline Natural Gas |  | Combustion turbine |  | Dry Low NOx Burners |  |  | ARP, CSOSG2 | 55651 CT-03 | 2001-05-15 | 1200 |  | 0.35379 | 5.636%
OK | Spring Creek Power Plant | 55651 | CT-04 |  | 2023 | 1007 | 892.99 | 43412.42 |  | 0.174 | 0.001 | 34540.764 | 0.0591 | 7.512 | 0.0259 | 581209.701 | Pipeline Natural Gas |  | Combustion turbine |  | Dry Low NOx Burners |  |  | ARP, CSOSG2 | 55651 CT-04 | 2001-05-29 | 1200 |  | 0.34608 | 5.529%
PA | Chambersburg Units 12 & 13 | 55654 | 12 |  | 2023 | 3146 | 2813.86 | 128122.56 |  | 0.382 | 0.001 | 75726.549 | 0.0592 | 48.012 | 0.0823 | 1274237.896 | Pipeline Natural Gas |  | Combustion turbine |  | Water Injection |  |  | ARP, CSNOX, CSOSG3, CSSO2G1, RGGI | 55654 12 | 2001-12-01 | 510 |  | 0.74947 | 28.52%
PA | Chambersburg Units 12 & 13 | 55654 | 13 |  | 2023 | 3106 | 2793.83 | 125858.44 |  | 0.37 | 0.001 | 73236.471 | 0.0592 | 48.168 | 0.0854 | 1232364.408 | Pipeline Natural Gas |  | Combustion turbine |  | Water Injection |  |  | ARP, CSNOX, CSOSG3, CSSO2G1, RGGI | 55654 13 | 2001-12-01 | 510 |  | 0.76543 | 27.58%
CA | Pastoria Energy Facility | 55656 | CT001 |  | 2023 | 6712 | 6483.35 | 1323103.17 |  | 3.523 | 0.001 | 697907.745 | 0.059 | 39.303 | 0.0094 | 11743577.16 | Pipeline Natural Gas |  | Combined cycle |  | Dry Low NOx Burners,Selective Catalytic Reduction |  |  | ARP | 55656 CT001 | 2005-05-04 | 1981 | Y | 0.05941 | 67.67%
CA | Pastoria Energy Facility | 55656 | CT002 |  | 2023 | 6286 | 6030.56 | 1251801.66 |  | 3.273 | 0.001 | 648270.496 | 0.059 | 35.041 | 0.0092 | 10908335.226 | Pipeline Natural Gas |  | Combined cycle |  | Dry Low NOx Burners,Selective Catalytic Reduction |  |  | ARP | 55656 CT002 | 2005-04-30 | 2061 | Y | 0.055985 | 60.42%
CA | Pastoria Energy Facility | 55656 | CT004 |  | 2023 | 6276 | 6083.81 | 1432522.01 |  | 3.212 | 0.001 | 636287.574 | 0.059 | 36.842 | 0.0095 | 10706835.108 | Pipeline Natural Gas |  | Combined cycle |  | Dry Low NOx Burners,Selective Catalytic Reduction |  |  | ARP | 55656 CT004 | 2005-02-17 | 2061 | Y | 0.051437 | 59.3%
NH | Newington Energy | 55661 | 1 |  | 2023 | 2015 | 1885.93 | 430854.55 |  | 0.964 | 0.001 | 190220.506 | 0.0595 | 17.623 | 0.0206 | 3189660.921 | Pipeline Natural Gas | Diesel Oil | Combined cycle |  | Dry Low NOx Burners,Water Injection,Ammonia Injection,Selective Catalytic Reduction |  |  | ARP, NHNOX, RGGI | 55661 1 | 2002-06-22 | 2395 | Y | 0.081805 | 15.2%
NH | Newington Energy | 55661 | 2 |  | 2023 | 2072 | 1918.78 | 422911.23 |  | 0.939 | 0.001 | 185301.537 | 0.0593 | 18.82 | 0.0256 | 3114832.012 | Pipeline Natural Gas | Diesel Oil | Combined cycle |  | Dry Low NOx Burners,Water Injection,Ammonia Injection,Selective Catalytic Reduction |  |  | ARP, NHNOX, RGGI | 55661 2 | 2002-06-22 | 2395 | Y | 0.089002 | 14.85%
WA | Chehalis Generation Facility | 55662 | CT1 |  | 2023 | 5191 | 5147.74 | 1002116.98 |  | 4.634 | 0.0012 | 438337.5 | 0.059 | 34.081 | 0.0109 | 7375837.23 | Natural Gas |  | Combined cycle |  | Dry Low NOx Burners,Water Injection,Selective Catalytic Reduction |  |  | ARP | 55662 CT1 | 2003-06-13 | 2067 | Y | 0.068018 | 40.73%
WA | Chehalis Generation Facility | 55662 | CT2 |  | 2023 | 6941 | 6855.53 | 1316598.73 |  | 6.044 | 0.0013 | 568463.993 | 0.059 | 45.16 | 0.0117 | 9565369.899 | Natural Gas |  | Combined cycle |  | Dry Low NOx Burners,Water Injection,Selective Catalytic Reduction |  |  | ARP | 55662 CT2 | 2003-06-05 | 2067 | Y | 0.068601 | 52.83%
TX | Harrison County Power Project | 55664 | GT-1 |  | 2023 | 6777 | 6732.28 | 1649487.59 |  | 3.486 | 0.001 | 690445 | 0.059 | 82.656 | 0.0149 | 11618086.833 | Pipeline Natural Gas |  | Combined cycle |  | Dry Low NOx Burners,Selective Catalytic Reduction |  |  | ARP, CSOSG2 | 55664 GT-1 | 2003-07-01 | 2201 | Y | 0.10022 | 60.26%
TX | Harrison County Power Project | 55664 | GT-2 |  | 2023 | 6837 | 6794.25 | 1705647.35 |  | 3.514 | 0.001 | 696155.883 | 0.059 | 84.14 | 0.0154 | 11714221.541 | Pipeline Natural Gas |  | Combined cycle |  | Dry Low NOx Burners,Selective Catalytic Reduction |  |  | ARP, CSOSG2 | 55664 GT-2 | 2003-07-01 | 2500 | Y | 0.09866 | 53.49%
PA | Lower Mount Bethel Energy, LLC | 55667 | CT01 |  | 2023 | 7800 | 7794.14 | 2248653.65 |  | 4.612 | 0.001 | 913499.202 | 0.059 | 61.918 | 0.0081 | 15371447.419 | Pipeline Natural Gas |  | Combined cycle |  | Dry Low NOx Burners,Selective Catalytic Reduction |  |  | ARP, CSNOX, CSOSG3, CSSO2G1, RGGI | 55667 CT01 | 2003-11-24 | 2400 | Y | 0.055071 | 73.11%
PA | Lower Mount Bethel Energy, LLC | 55667 | CT02 |  | 2023 | 7867 | 7863.04 | 2249010.74 |  | 4.609 | 0.001 | 913007.483 | 0.059 | 61.653 | 0.0081 | 15363119.503 | Pipeline Natural Gas |  | Combined cycle |  | Dry Low NOx Burners,Selective Catalytic Reduction |  |  | ARP, CSNOX, CSOSG3, CSSO2G1, RGGI | 55667 CT02 | 2003-12-15 | 2400 | Y | 0.054827 | 73.07%
GA | AL Sandersville Energy Facility | 55672 | CT1 |  | 2023 | 219 | 185.53 | 13032.52 |  | 0.051 | 0.0009 | 9587.7 | 0.0591 | 8.607 | 0.2036 | 162546.1 | Pipeline Natural Gas |  | Combustion turbine |  | Dry Low NOx Burners |  |  | ARP, CSNOX, CSOSG1, CSSO2G2 | 55672 CT1 | 2002-05-24 | 1150 |  | 1.3208 | 1.614%
GA | AL Sandersville Energy Facility | 55672 | CT2 |  | 2023 | 216 | 185.1 | 13229.88 |  | 0.052 | 0.0009 | 9724.6 | 0.0591 | 8.5 | 0.1929 | 164825.7 | Pipeline Natural Gas |  | Combustion turbine |  | Dry Low NOx Burners |  |  | ARP, CSNOX, CSOSG1, CSSO2G2 | 55672 CT2 | 2002-05-24 | 1150 |  | 1.285 | 1.636%
GA | AL Sandersville Energy Facility | 55672 | CT3 |  | 2023 | 261 | 217.87 | 15090.34 |  | 0.057 | 0.0008 | 11070 | 0.0591 | 10.396 | 0.2109 | 187629.5 | Pipeline Natural Gas |  | Combustion turbine |  | Dry Low NOx Burners |  |  | ARP, CSNOX, CSOSG1, CSSO2G2 | 55672 CT3 | 2002-05-25 | 1150 |  | 1.3778 | 1.863%
GA | AL Sandersville Energy Facility | 55672 | CT4 |  | 2023 | 272 | 226.55 | 15619.27 |  | 0.053 | 0.0008 | 10224.6 | 0.059 | 9.338 | 0.2123 | 173342.1 | Pipeline Natural Gas |  | Combustion turbine |  | Dry Low NOx Burners |  |  | ARP, CSNOX, CSOSG1, CSSO2G2 | 55672 CT4 | 2002-05-25 | 1150 |  | 1.1957 | 1.721%
GA | AL Sandersville Energy Facility | 55672 | CT5 |  | 2023 | 128 | 110.29 | 7848.95 |  | 0.031 | 0.0009 | 5734.9 | 0.059 | 4.818 | 0.1999 | 97222.1 | Pipeline Natural Gas |  | Combustion turbine |  | Dry Low NOx Burners |  |  | ARP, CSNOX, CSOSG1, CSSO2G2 | 55672 CT5 | 2002-06-06 | 1150 |  | 1.2277 | 0.9651%
GA | AL Sandersville Energy Facility | 55672 | CT6 |  | 2023 | 93 | 79.02 | 5537.03 |  | 0.022 | 0.0009 | 4109.2 | 0.0589 | 4.077 | 0.2202 | 69636.6 | Pipeline Natural Gas |  | Combustion turbine |  | Dry Low NOx Burners |  |  | ARP, CSNOX, CSOSG1, CSSO2G2 | 55672 CT6 | 2002-06-06 | 1150 |  | 1.4726 | 0.6913%
GA | AL Sandersville Energy Facility | 55672 | CT7 |  | 2023 | 285 | 237.44 | 16138.02 |  | 0.059 | 0.0009 | 11961.7 | 0.059 | 11.699 | 0.2164 | 202760 | Pipeline Natural Gas |  | Combustion turbine |  | Dry Low NOx Burners |  |  | ARP, CSNOX, CSOSG1, CSSO2G2 | 55672 CT7 | 2002-06-13 | 1150 |  | 1.4499 | 2.013%
GA | AL Sandersville Energy Facility | 55672 | CT8 |  | 2023 | 264 | 215.21 | 14653.34 |  | 0.058 | 0.0009 | 10910.6 | 0.0589 | 11.663 | 0.2437 | 184968 | Pipeline Natural Gas |  | Combustion turbine |  | Dry Low NOx Burners |  |  | ARP, CSNOX, CSOSG1, CSSO2G2 | 55672 CT8 | 2002-06-19 | 1150 |  | 1.5919 | 1.836%
NV | Walter M. Higgins III Generating Station | 55687 | BHG1 |  | 2023 | 5733 | 5582.94 | 1120487.39 |  | 2.507 | 0.001 | 496628.524 | 0.0594 | 39.452 | 0.0105 | 8356913.484 | Pipeline Natural Gas |  | Combined cycle |  | Dry Low NOx Burners |  |  | ARP | 55687 BHG1 | 2003-09-01 | 2500 |  | 0.070419 | 38.16%
NV | Walter M. Higgins III Generating Station | 55687 | BHG2 |  | 2023 | 5696 | 5558.74 | 1087467.11 |  | 2.453 | 0.001 | 485933.446 | 0.0595 | 38.808 | 0.0107 | 8176620.758 | Pipeline Natural Gas |  | Combined cycle |  | Dry Low NOx Burners |  |  | ARP | 55687 BHG2 | 2003-09-01 | 2500 |  | 0.071373 | 37.34%
PA | Bethlehem Power Plant | 55690 | 1 |  | 2023 | 7013 | 6909.03 | 992681.13 |  | 2.398 | 0.001 | 475013.192 | 0.059 | 26.133 | 0.0076 | 7992987.848 | Pipeline Natural Gas | Diesel Oil | Combined cycle |  | Water Injection,Overfire Air,Selective Catalytic Reduction |  |  | ARP, CSNOX, CSOSG3, CSSO2G1, RGGI | 55690 1 | 2002-08-01 | 1690 | Y | 0.052651 | 53.99%
PA | Bethlehem Power Plant | 55690 | 2 |  | 2023 | 7056 | 6882.13 | 988151.3 |  | 2.378 | 0.001 | 471056.288 | 0.059 | 30.691 | 0.0094 | 7926470.964 | Pipeline Natural Gas | Diesel Oil | Combined cycle |  | Water Injection,Overfire Air,Selective Catalytic Reduction |  |  | ARP, CSNOX, CSOSG3, CSSO2G1, RGGI | 55690 2 | 2002-09-01 | 1690 | Y | 0.062118 | 53.54%
PA | Bethlehem Power Plant | 55690 | 3 |  | 2023 | 7160 | 7025 | 1022988.38 |  | 2.486 | 0.001 | 492435.316 | 0.059 | 27.381 | 0.0077 | 8286007.37 | Pipeline Natural Gas | Diesel Oil | Combined cycle |  | Water Injection,Overfire Air,Selective Catalytic Reduction |  |  | ARP, CSNOX, CSOSG3, CSSO2G1, RGGI | 55690 3 | 2002-10-01 | 1690 | Y | 0.053531 | 55.97%
PA | Bethlehem Power Plant | 55690 | 5 |  | 2023 | 6959 | 6868.62 | 1019691.33 |  | 2.313 | 0.001 | 458203.942 | 0.059 | 17.165 | 0.0053 | 7708555.102 | Pipeline Natural Gas | Diesel Oil | Combined cycle |  | Water Injection,Overfire Air,Selective Catalytic Reduction |  |  | ARP, CSNOX, CSOSG3, CSSO2G1, RGGI | 55690 5 | 2002-11-01 | 2047 | Y | 0.033667 | 42.99%
PA | Bethlehem Power Plant | 55690 | 6 |  | 2023 | 7390 | 7321.43 | 1074470.18 |  | 2.468 | 0.001 | 488954.107 | 0.059 | 18.256 | 0.0049 | 8227432.284 | Pipeline Natural Gas | Diesel Oil | Combined cycle |  | Water Injection,Overfire Air,Selective Catalytic Reduction |  |  | ARP, CSNOX, CSOSG3, CSSO2G1, RGGI | 55690 6 | 2002-12-01 | 1690 | Y | 0.033981 | 55.57%
PA | Bethlehem Power Plant | 55690 | 7 |  | 2023 | 7456 | 7359.3 | 1119561.85 |  | 2.621 | 0.001 | 519265.926 | 0.059 | 17.344 | 0.0045 | 8737548.206 | Pipeline Natural Gas | Diesel Oil | Combined cycle |  | Water Injection,Overfire Air,Selective Catalytic Reduction |  |  | ARP, CSNOX, CSOSG3, CSSO2G1, RGGI | 55690 7 | 2003-01-01 | 1690 | Y | 0.030984 | 59.02%
MS | Ackerman Combined Cycle Plant | 55694 | AA-001 |  | 2023 | 4553 | 4536.06 | 1163450.69 |  | 2.574 | 0.001 | 509933.657 | 0.059 | 47.982 | 0.0123 | 8580591.616 | Pipeline Natural Gas |  | Combined cycle |  | Dry Low NOx Burners,Selective Catalytic Reduction |  |  | ARP, CSOSG2 | 55694 AA-001 | 2006-06-09 | 2957 | Y | 0.082482 | 33.13%
MS | Ackerman Combined Cycle Plant | 55694 | AA-002 |  | 2023 | 4492 | 4478.81 | 1153288.75 |  | 2.582 | 0.001 | 511366.105 | 0.059 | 48.166 | 0.0119 | 8604696.82 | Pipeline Natural Gas |  | Combined cycle |  | Dry Low NOx Burners,Selective Catalytic Reduction |  |  | ARP, CSOSG2 | 55694 AA-002 | 2006-11-02 | 2957 | Y | 0.083528 | 33.22%
CA | Hanford Energy Park Peaker | 55698 | HEP1 |  | 2023 | 101 | 74.38 | 2092.73 |  | 0.006 | 0.001 | 1257.833 | 0.0593 | 0.193 | 0.0241 | 21166.905 | Pipeline Natural Gas |  | Combustion turbine |  | Water Injection,Selective Catalytic Reduction |  |  | ARP | 55698 HEP1 | 2001-09-01 | 540 | Y | 0.18445 | 0.4475%
CA | Hanford Energy Park Peaker | 55698 | HEP2 |  | 2023 | 99 | 74.67 | 2109.68 |  | 0.006 | 0.001 | 1278.111 | 0.0592 | 0.185 | 0.0213 | 21508.892 | Pipeline Natural Gas |  | Combustion turbine |  | Water Injection,Selective Catalytic Reduction |  |  | ARP | 55698 HEP2 | 2001-09-01 | 540 | Y | 0.17538 | 0.4547%
NY | Bayswater Peaking Facility | 55699 | 1 |  | 2023 | 2346 | 1950.99 | 69096.84 |  | 0.231 | 0.001 | 45802.452 | 0.0593 | 4.158 | 0.0141 | 770577.949 | Pipeline Natural Gas |  | Combustion turbine |  | Selective Catalytic Reduction,Water Injection |  |  | ARP, CSNOX, CSOSG3, CSSO2G1, RGGI | 55699 1 | 2002-07-01 | 680 | Y | 0.12035 | 12.94%
NY | Bayswater Peaking Facility | 55699 | 2 |  | 2023 | 1362 | 1064.81 | 54438.55 |  | 0.204 | 0.0025 | 37355.998 | 0.0629 | 4.1 | 0.0204 | 593639.24 | Diesel Oil | Pipeline Natural Gas | Combustion turbine |  | Water Injection,Selective Catalytic Reduction |  |  | ARP, CSNOX, CSOSG3, CSSO2G1, RGGI | 55699 2 | 2003-07-02 | 680 | Y | 0.15063 | 9.966%
WA | Mint Farm Generating Station | 55700 | CTG1 |  | 2023 | 7046 | 7037.66 | 2050113.31 |  | 9.596 | 0.001 | 879568.752 | 0.059 | 59.869 | 0.0085 | 14800414.64 | Natural Gas |  | Combined cycle |  | Dry Low NOx Burners,Selective Catalytic Reduction |  |  | ARP | 55700 CTG1 | 2008-01-06 | 2735 | Y | 0.058406 | 61.77%
OH | Fremont Energy Center | 55701 | CT01 |  | 2023 | 6339 | 6303.42 | 1777286.71 |  | 3.643 | 0.001 | 721545.121 | 0.059 | 60.065 | 0.0109 | 12141306.134 | Pipeline Natural Gas |  | Combined cycle |  | Dry Low NOx Burners,Ammonia Injection,Selective Catalytic Reduction,Steam Injection |  |  | ARP, CSNOX, CSOSG3, CSSO2G1 | 55701 CT01 | 2010-09-25 | 2990 | Y | 0.067592 | 46.35%
OH | Fremont Energy Center | 55701 | CT02 |  | 2023 | 6118 | 6080.12 | 1683732.47 |  | 3.459 | 0.001 | 685281.879 | 0.059 | 57.719 | 0.0113 | 11531221.534 | Pipeline Natural Gas |  | Combined cycle |  | Dry Low NOx Burners,Ammonia Injection,Selective Catalytic Reduction,Steam Injection |  |  | ARP, CSNOX, CSOSG3, CSSO2G1 | 55701 CT02 | 2010-10-04 | 2990 | Y | 0.068561 | 44.03%
MS | Choctaw County | 55706 | CTG1 |  | 2023 | 6586 | 6579.22 | 1754238.43 |  | 3.566 | 0.001 | 706284.185 | 0.059 | 56.915 | 0.0098 | 11884589.356 | Pipeline Natural Gas |  | Combined cycle |  | Dry Low NOx Burners,Selective Catalytic Reduction |  |  | ARP, CSOSG2 | 55706 CTG1 | 2003-06-05 | 2800 | Y | 0.064889 | 48.45%
MS | Choctaw County | 55706 | CTG2 |  | 2023 | 6672 | 6665.91 | 1760967.99 |  | 3.645 | 0.001 | 722041.641 | 0.059 | 68.058 | 0.0113 | 12149736.44 | Pipeline Natural Gas |  | Combined cycle |  | Dry Low NOx Burners,Selective Catalytic Reduction |  |  | ARP, CSOSG2 | 55706 CTG2 | 2003-06-05 | 2400 | Y | 0.077296 | 57.79%
MS | Choctaw County | 55706 | CTG3 |  | 2023 | 6678 | 6669.32 | 1755724.4 |  | 3.634 | 0.001 | 719817.491 | 0.059 | 64.082 | 0.011 | 12112304.237 | Pipeline Natural Gas |  | Combined cycle |  | Dry Low NOx Burners,Selective Catalytic Reduction |  |  | ARP, CSOSG2 | 55706 CTG3 | 2003-06-05 | 2400 | Y | 0.072998 | 57.61%
TX | Nacogdoches Generating Facility | 55708 | BFB-1 |  | 2023 | 3752 | 3738.14 | 280402.35 |  | 6.809 | 0.0033 | 372709.852 | 0.1033 | 153.657 | 0.0854 | 3576099.143 | Wood |  | Bubbling fluidized bed boiler |  | Selective Non-catalytic Reduction | Baghouse |  | ARP, CSOSG2 | 55708 BFB-1 | 2012-05-06 | 1500 | Y | 1.096 | 27.22%
PA | Springdale Generating Station (55710) | 55710 | 3 |  | 2023 | 8140 | 8135.69 | 1528223.66 |  | 4.148 | 0.001 | 821745.706 | 0.059 | 56.015 | 0.0083 | 13827486.898 | Pipeline Natural Gas |  | Combined cycle |  | Dry Low NOx Burners,Selective Catalytic Reduction |  |  | ARP, CSNOX, CSOSG3, CSSO2G1, RGGI | 55710 3 | 2003-07-21 | 2107 | Y | 0.073307 | 74.92%
PA | Springdale Generating Station (55710) | 55710 | 4 |  | 2023 | 8108 | 8099.21 | 1521445.45 |  | 4.329 | 0.001 | 857490.296 | 0.059 | 57.892 | 0.0082 | 14428931.066 | Pipeline Natural Gas |  | Combined cycle |  | Dry Low NOx Burners,Selective Catalytic Reduction |  |  | ARP, CSNOX, CSOSG3, CSSO2G1, RGGI | 55710 4 | 2003-07-21 | 2108 | Y | 0.076101 | 78.14%
AR | Magnet Cove Generating Station | 55714 | SN-01 |  | 2023 | 6229 | 6218.05 | 2234814.41 |  | 4.264 | 0.001 | 844670.39 | 0.059 | 90.37 | 0.0131 | 14213188.995 | Pipeline Natural Gas |  | Combined cycle |  | Dry Low NOx Burners,Selective Catalytic Reduction |  |  | ARP, CSOSG2 | 55714 SN-01 | 2005-05-05 | 2800 | Y | 0.080875 | 57.95%
AR | Magnet Cove Generating Station | 55714 | SN-02 |  | 2023 | 4201 | 4184.15 | 1453347.27 |  | 2.764 | 0.001 | 547489.738 | 0.059 | 59.919 | 0.0141 | 9212571.039 | Pipeline Natural Gas |  | Combined cycle |  | Dry Low NOx Burners,Selective Catalytic Reduction |  |  | ARP, CSOSG2 | 55714 SN-02 | 2005-10-17 | 2800 | Y | 0.082457 | 37.56%
MI | Dean Peakers | 55718 | 1 |  | 2023 | 1882 | 1834.42 | 140718.4 |  | 0.51 | 0.001 | 100957.077 | 0.059 | 22.149 | 0.028 | 1698792.02 | Pipeline Natural Gas |  | Combustion turbine |  | Dry Low NOx Burners |  |  | ARP, CSNOX, CSOSG3, CSSO2G1 | 55718 1 | 2002-04-21 | 1100 |  | 0.3148 | 17.63%
MI | Dean Peakers | 55718 | 2 |  | 2023 | 1882 | 1833.41 | 139067.02 |  | 0.504 | 0.001 | 99832.691 | 0.059 | 20.544 | 0.0263 | 1679877.396 | Pipeline Natural Gas |  | Combustion turbine |  | Dry Low NOx Burners |  |  | ARP, CSNOX, CSOSG3, CSSO2G1 | 55718 2 | 2002-05-04 | 1100 |  | 0.29545 | 17.43%
MI | Dean Peakers | 55718 | 3 |  | 2023 | 2061 | 2012.83 | 154759.99 |  | 0.559 | 0.001 | 110739.468 | 0.059 | 23.795 | 0.0275 | 1863414.287 | Pipeline Natural Gas |  | Combustion turbine |  | Dry Low NOx Burners |  |  | ARP, CSNOX, CSOSG3, CSSO2G1 | 55718 3 | 2002-05-10 | 1100 |  | 0.30751 | 19.34%
MI | Dean Peakers | 55718 | 4 |  | 2023 | 2143 | 2091.82 | 156312.93 |  | 0.558 | 0.001 | 110622.7 | 0.059 | 24.356 | 0.0279 | 1861458.568 | Pipeline Natural Gas |  | Combustion turbine |  | Dry Low NOx Burners |  |  | ARP, CSNOX, CSOSG3, CSSO2G1 | 55718 4 | 2002-05-13 | 1100 |  | 0.31163 | 19.32%
ID | Bennett Mountain Power Project | 55733 | CT01 |  | 2023 | 4541 | 4424.62 | 730645.86 |  | 2.262 | 0.001 | 447998.653 | 0.059 | 117.523 | 0.034 | 7538475.439 | Pipeline Natural Gas |  | Combustion turbine |  | Dry Low NOx Burners |  |  | ARP | 55733 CT01 | 2005-02-21 | 2020 |  | 0.3217 | 42.6%
OH | Hanging Rock Power Company LLC | 55736 | CTG1 |  | 2023 | 8324 | 8318.89 | 2751279.92 |  | 5.761 | 0.001 | 1141095.889 | 0.059 | 69.135 | 0.0073 | 19201172.891 | Pipeline Natural Gas |  | Combined cycle |  | Dry Low NOx Burners,Selective Catalytic Reduction |  |  | ARP, CSNOX, CSOSG3, CSSO2G1 | 55736 CTG1 | 2003-04-03 | 2750 | Y | 0.050257 | 79.71%
OH | Hanging Rock Power Company LLC | 55736 | CTG2 |  | 2023 | 8349 | 8343.09 | 2738704.79 |  | 5.76 | 0.001 | 1141031.622 | 0.059 | 74.435 | 0.0079 | 19200095.147 | Pipeline Natural Gas |  | Combined cycle |  | Dry Low NOx Burners,Selective Catalytic Reduction |  |  | ARP, CSNOX, CSOSG3, CSSO2G1 | 55736 CTG2 | 2003-04-06 | 2750 | Y | 0.054358 | 79.7%
OH | Hanging Rock Power Company LLC | 55736 | CTG3 |  | 2023 | 8268 | 8260.69 | 2700810.79 |  | 5.745 | 0.001 | 1138068.818 | 0.059 | 69.171 | 0.0074 | 19150194.761 | Pipeline Natural Gas |  | Combined cycle |  | Dry Low NOx Burners,Selective Catalytic Reduction |  |  | ARP, CSNOX, CSOSG3, CSSO2G1 | 55736 CTG3 | 2003-06-04 | 2750 | Y | 0.051222 | 79.49%
OH | Hanging Rock Power Company LLC | 55736 | CTG4 |  | 2023 | 8449 | 8444.64 | 2754895.97 |  | 5.841 | 0.001 | 1157025.287 | 0.059 | 71.848 | 0.0075 | 19469102.525 | Pipeline Natural Gas |  | Combined cycle |  | Dry Low NOx Burners,Selective Catalytic Reduction |  |  | ARP, CSNOX, CSOSG3, CSSO2G1 | 55736 CTG4 | 2003-06-15 | 2750 | Y | 0.05216 | 80.82%
VA | Buchanan Units 1 & 2 | 55738 | 1 |  | 2023 | 2877 | 2746.88 | 116141.01 |  | 0.35 | 0.001 | 69312.8 | 0.0592 | 45.523 | 0.0819 | 1166305.291 | Pipeline Natural Gas |  | Combustion turbine |  | Water Injection |  |  | ARP, CSNOX, CSOSG3, CSSO2G1, RGGI | 55738 1 | 2002-07-01 | 465 |  | 0.78393 | 28.63%
VA | Buchanan Units 1 & 2 | 55738 | 2 |  | 2023 | 1855 | 1746.73 | 69625.27 |  | 0.193 | 0.001 | 38308.231 | 0.0592 | 24.851 | 0.0809 | 644620.509 | Pipeline Natural Gas |  | Combustion turbine |  | Water Injection |  |  | ARP, CSNOX, CSOSG3, CSSO2G1, RGGI | 55738 2 | 2002-07-01 | 449 |  | 0.71385 | 16.39%
CA | Los Esteros Critical Energy Facility | 55748 | CTG1 |  | 2023 | 972 | 863.87 | 47358.78 |  | 0.12 | 0.001 | 23866.712 | 0.0592 | 1.4 | 0.0114 | 401600.636 | Pipeline Natural Gas |  | Combined cycle |  | Water Injection,Selective Catalytic Reduction |  |  | ARP | 55748 CTG1 | 2003-01-18 | 639 | Y | 0.059123 | 7.174%
CA | Los Esteros Critical Energy Facility | 55748 | CTG2 |  | 2023 | 1076 | 947.62 | 50696.58 |  | 0.129 | 0.001 | 25551.852 | 0.0592 | 1.419 | 0.0103 | 429964.179 | Pipeline Natural Gas |  | Combined cycle |  | Water Injection,Selective Catalytic Reduction |  |  | ARP | 55748 CTG2 | 2002-12-29 | 639 | Y | 0.05598 | 7.681%
CA | Los Esteros Critical Energy Facility | 55748 | CTG3 |  | 2023 | 884 | 777.2 | 41820.63 |  | 0.108 | 0.001 | 21459.641 | 0.0592 | 1.375 | 0.0126 | 361116.498 | Pipeline Natural Gas |  | Combined cycle |  | Water Injection,Selective Catalytic Reduction |  |  | ARP | 55748 CTG3 | 2002-12-21 | 639 | Y | 0.065757 | 6.451%
CA | Los Esteros Critical Energy Facility | 55748 | CTG4 |  | 2023 | 1081 | 962.72 | 51302.76 |  | 0.133 | 0.001 | 26281.649 | 0.0592 | 1.437 | 0.0098 | 442244.782 | Pipeline Natural Gas |  | Combined cycle |  | Water Injection,Selective Catalytic Reduction |  |  | ARP | 55748 CTG4 | 2003-01-11 | 639 | Y | 0.05602 | 7.901%
MT | Hardin Generating Station | 55749 | U1 |  | 2023 | 6752 | 6710.72 | 504897.98 |  | 286.339 | 0.083 | 722125.124 | 0.1026 | 275.787 | 0.077 | 6898018.355 | Coal |  | Dry bottom wall-fired boiler | Dry Lime FGD | Low NOx Burner Technology (Dry Bottom only),Selective Catalytic Reduction | Baghouse |  | ARP, MATS | 55749 U1 | 2006-04-14 | 1670 | Y | 1.0924 | 47.15%
NY | Edgewood Energy | 55786 | CT01 |  | 2023 | 1694 | 1301.78 | 55349.22 |  | 0.167 | 0.001 | 33070.805 | 0.0592 | 3.029 | 0.0203 | 556489.074 | Pipeline Natural Gas |  | Combustion turbine |  | Water Injection,Selective Catalytic Reduction |  |  | ARP, CSNOX, CSOSG3, CSSO2G1, RGGI | 55786 CT01 | 2002-07-15 | 480 | Y | 0.10945 | 13.23%
NY | Edgewood Energy | 55786 | CT02 |  | 2023 | 1430 | 1079.77 | 45637.89 |  | 0.138 | 0.001 | 27348.017 | 0.0592 | 2.393 | 0.0208 | 460204.104 | Pipeline Natural Gas |  | Combustion turbine |  | Water Injection,Selective Catalytic Reduction |  |  | ARP, CSNOX, CSOSG3, CSSO2G1, RGGI | 55786 CT02 | 2002-07-15 | 480 | Y | 0.10487 | 10.94%
NY | Shoreham Energy | 55787 | CT01 |  | 2023 | 268 | 168.28 | 6418.27 |  | 0.022 | 0.0009 | 4966.916 | 0.081 | 1.657 | 0.0989 | 61215.117 | Diesel Oil |  | Combustion turbine |  | Water Injection,Selective Catalytic Reduction |  |  | ARP, CSNOX, CSOSG3, CSSO2G1, RGGI | 55787 CT01 | 2002-07-20 | 461 | Y | 0.51634 | 1.516%
NY | Shoreham Energy | 55787 | CT02 |  | 2023 | 268 | 182.19 | 7257.91 |  | 0.025 | 0.0009 | 5676.067 | 0.081 | 1.672 | 0.0712 | 69944.781 | Diesel Oil |  | Combustion turbine |  | Water Injection,Selective Catalytic Reduction |  |  | ARP, CSNOX, CSOSG3, CSSO2G1, RGGI | 55787 CT02 | 2002-07-22 | 461 | Y | 0.46074 | 1.732%
PA | Marcus Hook Energy, LP | 55801 | 1 |  | 2023 | 7352 | 7344.32 | 2015589.96 |  | 4.145 | 0.001 | 821066.895 | 0.059 | 64.319 | 0.0098 | 13816004.282 | Pipeline Natural Gas | Other Gas | Combined cycle |  | Dry Low NOx Burners,Selective Catalytic Reduction |  |  | ARP, CSNOX, CSOSG3, CSSO2G1, RGGI | 55801 1 | 2004-06-04 | 2282 | Y | 0.063822 | 69.11%
PA | Marcus Hook Energy, LP | 55801 | 2 |  | 2023 | 7457 | 7445.36 | 2055403.97 |  | 4.267 | 0.001 | 845208.593 | 0.059 | 67.497 | 0.0099 | 14222272.006 | Pipeline Natural Gas | Other Gas | Combined cycle |  | Dry Low NOx Burners,Selective Catalytic Reduction |  |  | ARP, CSNOX, CSOSG3, CSSO2G1, RGGI | 55801 2 | 2004-06-18 | 2282 | Y | 0.065678 | 71.15%
PA | Marcus Hook Energy, LP | 55801 | 3 |  | 2023 | 7244 | 7231.62 | 1985232.39 |  | 4.015 | 0.001 | 795280.226 | 0.059 | 61.77 | 0.0097 | 13382096.523 | Pipeline Natural Gas | Other Gas | Combined cycle |  | Dry Low NOx Burners,Selective Catalytic Reduction |  |  | ARP, CSNOX, CSOSG3, CSSO2G1, RGGI | 55801 3 | 2004-07-20 | 2282 | Y | 0.062229 | 66.94%
NM | Valencia Power Plant | 55802 | CTG1 |  | 2023 | 2346 | 2101.49 | 247273.67 |  | 0.812 | 0.001 | 160833.806 | 0.059 | 50.623 | 0.0519 | 2706346.73 | Pipeline Natural Gas |  | Combustion turbine |  | Dry Low NOx Burners |  |  | ARP | 55802 CTG1 | 2008-05-20 | 1682 |  | 0.40945 | 18.37%
CA | Henrietta Peaker Plant | 55807 | HPP1 |  | 2023 | 91 | 66.77 | 2049.9 |  | 0.006 | 0.001 | 1247.905 | 0.0593 | 0.183 | 0.0291 | 21004.966 | Pipeline Natural Gas |  | Combustion turbine |  | Water Injection,Selective Catalytic Reduction |  |  | ARP | 55807 HPP1 | 2002-07-01 | 540 | Y | 0.17855 | 0.444%
CA | Henrietta Peaker Plant | 55807 | HPP2 |  | 2023 | 79 | 55.8 | 1626.87 |  | 0.005 | 0.001 | 1007.168 | 0.0593 | 0.146 | 0.0381 | 16946.286 | Pipeline Natural Gas |  | Combustion turbine |  | Water Injection,Selective Catalytic Reduction |  |  | ARP | 55807 HPP2 | 2002-07-01 | 540 | Y | 0.17949 | 0.3582%
CA | Gilroy Energy Center, LLC | 55810 | S-3 |  | 2023 | 485 | 329.36 | 9891.48 |  | 0.028 | 0.001 | 5495.899 | 0.0593 | 1.344 | 0.0599 | 92471.133 | Pipeline Natural Gas |  | Combustion turbine |  | Water Injection,Ammonia Injection,Selective Catalytic Reduction |  |  | ARP | 55810 S-3 | 2001-11-29 | 500 | Y | 0.27175 | 2.111%
CA | Gilroy Energy Center, LLC | 55810 | S-4 |  | 2023 | 349 | 244.09 | 7387.7 |  | 0.031 | 0.001 | 6067.361 | 0.0592 | 1.255 | 0.0382 | 102095.582 | Pipeline Natural Gas |  | Combustion turbine |  | Water Injection,Ammonia Injection,Selective Catalytic Reduction |  |  | ARP | 55810 S-4 | 2001-11-29 | 500 | Y | 0.33975 | 2.331%
CA | Gilroy Energy Center, LLC | 55810 | S-5 |  | 2023 | 455 | 287.73 | 7989.83 |  | 0.026 | 0.001 | 5079.006 | 0.0593 | 1.216 | 0.0559 | 85470.642 | Pipeline Natural Gas |  | Combustion turbine |  | Water Injection,Ammonia Injection,Selective Catalytic Reduction |  |  | ARP | 55810 S-5 | 2002-02-14 | 500 | Y | 0.30439 | 1.951%
WA | Frederickson Power LP | 55818 | F1CT |  | 2023 | 7378 | 7366.4 | 1843501.05 |  | 3.94 | 0.001 | 780419.922 | 0.059 | 68.842 | 0.0116 | 13132044.697 | Pipeline Natural Gas |  | Combined cycle |  | Dry Low NOx Burners,Ammonia Injection,Selective Catalytic Reduction |  |  | ARP | 55818 F1CT | 2002-08-19 | 2137 | Y | 0.074686 | 70.15%
FL | Stanton A | 55821 | 25 |  | 2023 | 6948 | 6915.29 | 1792284.92 |  | 3.616 | 0.001 | 716232.962 | 0.059 | 70.254 | 0.0128 | 12051997.736 | Pipeline Natural Gas | Diesel Oil | Combined cycle |  | Dry Low NOx Burners,Water Injection,Selective Catalytic Reduction |  |  | ARP | 55821 25 | 2003-07-23 | 2402 | Y | 0.078396 | 57.28%
FL | Stanton A | 55821 | 26 |  | 2023 | 7198 | 7162.38 | 1858365.68 |  | 3.784 | 0.001 | 749594.709 | 0.059 | 73.757 | 0.0124 | 12613401.812 | Pipeline Natural Gas | Diesel Oil | Combined cycle |  | Dry Low NOx Burners,Water Injection,Selective Catalytic Reduction |  |  | ARP | 55821 26 | 2003-08-20 | 2402 | Y | 0.079378 | 59.95%
CO | Rocky Mountain Energy Center | 55835 | 1 |  | 2023 | 5762 | 5703.84 | 1143189.76 |  | 2.704 | 0.001 | 535579.513 | 0.059 | 38.981 | 0.0104 | 9012151.285 | Pipeline Natural Gas |  | Combined cycle |  | Dry Low NOx Burners,Selective Catalytic Reduction |  |  | ARP | 55835 1 | 2004-03-09 | 2460 | Y | 0.068197 | 41.82%
CO | Rocky Mountain Energy Center | 55835 | 2 |  | 2023 | 6936 | 6910.19 | 1369567.98 |  | 3.269 | 0.001 | 647561.765 | 0.059 | 45.613 | 0.0091 | 10896445.463 | Pipeline Natural Gas |  | Combined cycle |  | Dry Low NOx Burners,Selective Catalytic Reduction |  |  | ARP | 55835 2 | 2004-03-01 | 2500 | Y | 0.066609 | 49.76%
WI | Island Street Peaking Plant | 55836 | 1A |  | 2023 | 449 | 330.55 | 3966.94 |  | 0.016 | 0.001 | 3136.256 | 0.0594 | 2.786 | 0.1095 | 52780.137 | Pipeline Natural Gas |  | Combustion turbine |  | Water Injection |  |  | ARP, CSNOX, CSOSG3, CSSO2G1 | 55836 1A | 2004-04-03 | 325 |  | 1.4046 | 1.854%
WI | Island Street Peaking Plant | 55836 | 1B |  | 2023 | 455 | 334.36 | 3841.78 |  | 0.016 | 0.001 | 3133.547 | 0.0594 | 2.579 | 0.1008 | 52732.175 | Pipeline Natural Gas |  | Combustion turbine |  | Water Injection |  |  | ARP, CSNOX, CSOSG3, CSSO2G1 | 55836 1B | 2004-04-03 | 325 |  | 1.3426 | 1.852%
NV | Silverhawk Generating Station | 55841 | A01 |  | 2023 | 6686 | 6525.72 | 1301529.66 |  | 2.907 | 0.001 | 575925.234 | 0.059 | 48.819 | 0.0151 | 9691083.826 | Pipeline Natural Gas |  | Combined cycle |  | Dry Low NOx Burners,Selective Catalytic Reduction |  |  | ARP | 55841 A01 | 2004-01-01 | 2463 | Y | 0.075018 | 44.92%
NV | Silverhawk Generating Station | 55841 | A03 |  | 2023 | 6253 | 6072.12 | 1219488.46 |  | 2.726 | 0.001 | 539943.895 | 0.059 | 42.393 | 0.0142 | 9085604.088 | Pipeline Natural Gas |  | Combined cycle |  | Dry Low NOx Burners,Selective Catalytic Reduction |  |  | ARP | 55841 A03 | 2004-01-01 | 2463 | Y | 0.069526 | 42.11%
CA | Feather River Energy Center | 55847 | UNIT1 |  | 2023 | 1813 | 1597.86 | 47875.03 |  | 0.162 | 0.001 | 32167.185 | 0.0593 | 13.333 | 0.1603 | 541290.157 | Pipeline Natural Gas |  | Combustion turbine |  | Water Injection,Selective Catalytic Reduction |  |  | ARP | 55847 UNIT1 | 2002-12-15 | 500 | Y | 0.55699 | 12.36%
CA | Wolfskill Energy Center | 55855 | UNIT1 |  | 2023 | 336 | 236.95 | 8269.03 |  | 0.027 | 0.001 | 5302.675 | 0.0592 | 0.948 | 0.0475 | 89227.127 | Pipeline Natural Gas |  | Combustion turbine |  | Water Injection,Ammonia Injection,Selective Catalytic Reduction |  |  | ARP | 55855 UNIT1 | 2003-01-08 | 500 | Y | 0.22929 | 2.037%
IL | Prairie State Generating Station | 55856 | 1 |  | 2023 | 7708 | 7700.82 | 6477751.98 |  | 4615.452 | 0.1569 | 6043155.39 | 0.103 | 1906.384 | 0.0667 | 58900131.926 | Coal |  | Dry bottom wall-fired boiler | Wet Lime FGD | Selective Catalytic Reduction | Electrostatic Precipitator,Wet ESP | Untreated PAC Sorbent Injection | ARP, CSNOX, CSOSG3, CSSO2G1, MATS | 55856 1 | 2011-10-08 | 10000 | Y | 0.58859 | 67.24%
IL | Prairie State Generating Station | 55856 | 2 |  | 2023 | 8195 | 8185.79 | 6922028.7 |  | 4664.966 | 0.1536 | 6390984.485 | 0.103 | 2017.441 | 0.067 | 62290273.47 | Coal |  | Dry bottom wall-fired boiler | Wet Lime FGD | Selective Catalytic Reduction | Electrostatic Precipitator,Wet ESP | Untreated PAC Sorbent Injection | ARP, CSNOX, CSOSG3, CSSO2G1, MATS | 55856 2 | 2012-01-26 | 10000 | Y | 0.5829 | 71.11%
SC | Jasper County Generating Facility | 55927 | CT01 |  | 2023 | 7766 | 7753.73 | 1804059.82 |  | 3.783 | 0.001 | 749230.717 | 0.059 | 52.237 | 0.0087 | 12606032.69 | Pipeline Natural Gas | Diesel Oil | Combined cycle |  | Dry Low NOx Burners,Water Injection,Ammonia Injection |  |  | ARP, CSNOX, CSSO2G2, SIPNOX | 55927 CT01 | 2003-11-18 | 2448.5 |  | 0.05791 | 58.77%
SC | Jasper County Generating Facility | 55927 | CT02 |  | 2023 | 8085 | 8076.22 | 1861993.07 |  | 3.914 | 0.001 | 775202.259 | 0.059 | 53.888 | 0.0086 | 13043739.785 | Pipeline Natural Gas | Diesel Oil | Combined cycle |  | Dry Low NOx Burners,Water Injection,Ammonia Injection |  |  | ARP, CSNOX, CSSO2G2, SIPNOX | 55927 CT02 | 2003-11-25 | 2448.5 |  | 0.057882 | 60.81%
SC | Jasper County Generating Facility | 55927 | CT03 |  | 2023 | 7736 | 7717.37 | 1785582.76 |  | 3.725 | 0.001 | 737637.603 | 0.059 | 53.241 | 0.0095 | 12411376.22 | Pipeline Natural Gas | Diesel Oil | Combined cycle |  | Dry Low NOx Burners,Water Injection,Ammonia Injection |  |  | ARP, CSNOX, CSSO2G2, SIPNOX | 55927 CT03 | 2003-12-05 | 2448.5 |  | 0.059634 | 57.86%
CA | Tracy Combined Cycle Power Plant | 55933 | TPP1 |  | 2023 | 3536 | 3347.45 | 434141.85 |  | 1.051 | 0.001 | 208168.195 | 0.059 | 20.944 | 0.019 | 3502824.604 | Pipeline Natural Gas |  | Combined cycle |  | Selective Catalytic Reduction,Dry Low NOx Burners |  |  | ARP | 55933 TPP1 | 2003-04-02 | 1415 | Y | 0.096485 | 28.26%
CA | Tracy Combined Cycle Power Plant | 55933 | TPP2 |  | 2023 | 3617 | 3426.69 | 441787.1 |  | 1.071 | 0.001 | 212094.027 | 0.059 | 20.97 | 0.019 | 3568894.768 | Pipeline Natural Gas |  | Combined cycle |  | Selective Catalytic Reduction,Dry Low NOx Burners |  |  | ARP | 55933 TPP2 | 2003-04-02 | 1415 | Y | 0.094933 | 28.79%
IL | Rockford II Energy Center | 55936 | U1 |  | 2023 | 336 | 300.81 | 46742.97 |  | 0.136 | 0.001 | 27357.49 | 0.0591 | 11.938 | 0.0561 | 460334.931 | Pipeline Natural Gas |  | Combustion turbine |  | Dry Low NOx Burners |  |  | ARP, CSNOX, CSOSG3, CSSO2G1 | 55936 U1 | 2002-05-13 | 1721.9 |  | 0.51079 | 3.052%
NJ | Ocean Peaking Power | 55938 | OPP3 |  | 2023 | 850 | 786.21 | 120019.76 |  | 0.378 | 0.001 | 74908.008 | 0.0591 | 20.244 | 0.0401 | 1260481.003 | Pipeline Natural Gas |  | Combustion turbine |  | Dry Low NOx Burners |  |  | ARP, CSNOX, CSOSG3, CSSO2G1, RGGI | 55938 OPP3 | 2003-01-08 | 1959 |  | 0.33734 | 7.345%
NJ | Ocean Peaking Power | 55938 | OPP4 |  | 2023 | 794 | 732.08 | 112173.55 |  | 0.356 | 0.001 | 70508.231 | 0.0591 | 21.058 | 0.0454 | 1186445.422 | Pipeline Natural Gas |  | Combustion turbine |  | Dry Low NOx Burners |  |  | ARP, CSNOX, CSOSG3, CSSO2G1, RGGI | 55938 OPP4 | 2003-03-27 | 1959 |  | 0.37545 | 6.914%
VA | Warren County Power Station | 55939 | 1A |  | 2023 | 7254 | 7250.68 | 2909927.72 |  | 5.917 | 0.001 | 1172108.242 | 0.059 | 56.816 | 0.0061 | 19723057.253 | Pipeline Natural Gas |  | Combined cycle |  | Dry Low NOx Burners,Selective Catalytic Reduction |  |  | ARP, CSNOX, CSOSG3, CSSO2G1, RGGI | 55939 1A | 2014-09-14 | 3496 | Y | 0.03905 | 64.4%
VA | Warren County Power Station | 55939 | 1B |  | 2023 | 6993 | 6985.6 | 2819359.37 |  | 5.674 | 0.001 | 1124029.112 | 0.059 | 54.615 | 0.0061 | 18913955.332 | Pipeline Natural Gas |  | Combined cycle |  | Dry Low NOx Burners,Selective Catalytic Reduction |  |  | ARP, CSNOX, CSOSG3, CSSO2G1, RGGI | 55939 1B | 2014-08-28 | 3496 | Y | 0.038743 | 61.76%
VA | Warren County Power Station | 55939 | 1C |  | 2023 | 7212 | 7207.16 | 2893606.59 |  | 5.835 | 0.001 | 1155826.323 | 0.059 | 55.328 | 0.0058 | 19449017.759 | Pipeline Natural Gas |  | Combined cycle |  | Dry Low NOx Burners,Selective Catalytic Reduction |  |  | ARP, CSNOX, CSOSG3, CSSO2G1, RGGI | 55939 1C | 2014-08-08 | 3496 | Y | 0.038242 | 63.51%
CA | Agua Mansa Power | 55951 | AMP-1 |  | 2023 | 339 | 282 | 10908.5 |  | 0.034 | 0.001 | 6739.2 | 0.0593 | 0.867 | 0.032 | 113397.475 | Pipeline Natural Gas |  | Combustion turbine |  | Water Injection,Selective Catalytic Reduction |  |  | ARP | 55951 AMP-1 | 2003-06-08 | 470 | Y | 0.15896 | 2.754%
CA | Riverview Energy Center | 55963 | 1 |  | 2023 | 934 | 724.38 | 28708.54 |  | 0.089 | 0.001 | 17628.532 | 0.0593 | 2.953 | 0.0362 | 296606.579 | Pipeline Natural Gas |  | Combustion turbine |  | Ammonia Injection,Selective Catalytic Reduction |  |  | ARP | 55963 1 | 2003-04-19 | 500 | Y | 0.20572 | 6.772%
GA | Wansley CC (55965) | 55965 | 6A |  | 2023 | 8383 | 8376.12 | 2311468.77 |  | 4.721 | 0.001 | 935229.903 | 0.059 | 64.577 | 0.0086 | 15737030.201 | Pipeline Natural Gas |  | Combined cycle |  | Dry Low NOx Burners,Selective Catalytic Reduction |  |  | ARP, CSNOX, CSOSG1, CSSO2G2 | 55965 6A | 2001-12-13 | 2350 | Y | 0.055875 | 76.45%
GA | Wansley CC (55965) | 55965 | 6B |  | 2023 | 8351 | 8338.4 | 2328235.61 |  | 4.715 | 0.001 | 933978.144 | 0.059 | 65.535 | 0.0088 | 15715921.458 | Pipeline Natural Gas |  | Combined cycle |  | Dry Low NOx Burners,Selective Catalytic Reduction |  |  | ARP, CSNOX, CSOSG1, CSSO2G2 | 55965 6B | 2001-12-13 | 2350 | Y | 0.056296 | 76.34%
GA | Wansley CC (55965) | 55965 | 7A |  | 2023 | 8425 | 8413.42 | 2289407.76 |  | 4.675 | 0.001 | 926088.324 | 0.059 | 72.355 | 0.0096 | 15583249.464 | Pipeline Natural Gas |  | Combined cycle |  | Dry Low NOx Burners,Selective Catalytic Reduction |  |  | ARP, CSNOX, CSOSG1, CSSO2G2 | 55965 7A | 2001-12-13 | 2350 | Y | 0.063208 | 75.7%
GA | Wansley CC (55965) | 55965 | 7B |  | 2023 | 8396 | 8386.83 | 2316228.21 |  | 4.726 | 0.001 | 936198.138 | 0.059 | 66.132 | 0.0087 | 15753410.937 | Pipeline Natural Gas |  | Combined cycle |  | Dry Low NOx Burners,Selective Catalytic Reduction |  |  | ARP, CSNOX, CSOSG1, CSSO2G2 | 55965 7B | 2001-12-13 | 2350 | Y | 0.057103 | 76.52%
NY | Hawkeye Energy Greenport, LLC | 55969 | U-01 |  | 2023 | 433 | 352.35 | 16585.5 |  | 0.085 | 0.001 | 14140.644 | 0.081 | 2.555 | 0.0524 | 174273.84 | Diesel Oil |  | Combustion turbine |  | Water Injection,Selective Catalytic Reduction |  |  | ARP, CSNOX, CSOSG3, CSSO2G1, RGGI | 55969 U-01 | 2003-06-23 | 560 | Y | 0.3081 | 3.553%
CA | Cosumnes Power Plant | 55970 | 2 |  | 2023 | 5539 | 5525.4 | 1401020.6 |  | 2.896 | 0.001 | 581215.883 | 0.06 | 28.62 | 0.0063 | 9654476.467 | Other Gas |  | Combined cycle |  | Dry Low NOx Burners,Selective Catalytic Reduction |  |  | ARP | 55970 2 | 2006-01-09 | 2200 | Y | 0.040856 | 50.1%
CA | Cosumnes Power Plant | 55970 | 3 |  | 2023 | 6588 | 6575.36 |  |  | 3.32 | 0.001 | 666516.408 | 0.0601 | 28.882 | 0.0054 | 11065393.001 | Other Gas |  | Combined cycle |  | Dry Low NOx Burners,Selective Catalytic Reduction |  |  | ARP | 55970 3 | 2006-01-09 | 2200 | Y |  | 57.42%
NE | Cass County Station | 55972 | CT1 |  | 2023 | 920 | 836.17 | 104955.19 |  | 0.365 | 0.001 | 72328.843 | 0.059 | 33.936 | 0.0558 | 1217095.403 | Pipeline Natural Gas |  | Combustion turbine |  | Dry Low NOx Burners |  |  | ARP, CSNOX, CSSO2G2 | 55972 CT1 | 2003-03-01 | 2065 |  | 0.64668 | 6.728%
NE | Cass County Station | 55972 | CT2 |  | 2023 | 942 | 860.67 | 109158.26 |  | 0.383 | 0.001 | 75825.071 | 0.059 | 33.904 | 0.0537 | 1275875.665 | Pipeline Natural Gas |  | Combustion turbine |  | Dry Low NOx Burners |  |  | ARP, CSNOX, CSSO2G2 | 55972 CT2 | 2003-03-01 | 2065 |  | 0.62119 | 7.053%
PA | Hunterstown Combined Cycle | 55976 | CT101 |  | 2023 | 5918 | 5906.74 | 1020758.35 |  | 3.408 | 0.001 | 675145.553 | 0.059 | 36.935 | 0.0066 | 11360608.204 | Pipeline Natural Gas |  | Combined cycle |  | Dry Low NOx Burners,Selective Catalytic Reduction |  |  | ARP, CSNOX, CSOSG3, CSSO2G1, RGGI | 55976 CT101 | 2002-04-01 | 2455 | Y | 0.072368 | 52.83%
PA | Hunterstown Combined Cycle | 55976 | CT201 |  | 2023 | 6474 | 6464.49 | 1106903.4 |  | 3.712 | 0.001 | 735328.986 | 0.059 | 49.16 | 0.0081 | 12373323.716 | Pipeline Natural Gas |  | Combined cycle |  | Dry Low NOx Burners,Selective Catalytic Reduction |  |  | ARP, CSNOX, CSOSG3, CSSO2G1, RGGI | 55976 CT201 | 2003-04-29 | 2455 | Y | 0.088824 | 57.53%
PA | Hunterstown Combined Cycle | 55976 | CT301 |  | 2023 | 6492 | 6487.98 | 1103411.76 |  | 3.736 | 0.001 | 740133.5 | 0.059 | 22.512 | 0.0038 | 12454142.612 | Pipeline Natural Gas |  | Combined cycle |  | Dry Low NOx Burners,Selective Catalytic Reduction |  |  | ARP, CSNOX, CSOSG3, CSSO2G1, RGGI | 55976 CT301 | 2003-04-29 | 2455 | Y | 0.040804 | 57.91%
NM | Bluffview Power Plant | 55977 | CTG-1 |  | 2023 | 8223 | 8207.48 | 432702.32 |  | 1.085 | 0.001 | 214977.136 | 0.0592 | 81.787 | 0.0452 | 3617472.865 | Pipeline Natural Gas |  | Combined cycle |  | Dry Low NOx Burners,Selective Catalytic Reduction |  |  | ARP | 55977 CTG-1 | 2005-04-20 | 532 | Y | 0.37803 | 77.62%
CA | Palomar Energy Center | 55985 | CTG1 |  | 2023 | 2407 | 2315.7 | 548882.42 |  | 1.151 | 0.001 | 227962.945 | 0.059 | 12.51 | 0.0096 | 3835924.978 | Pipeline Natural Gas |  | Combined cycle |  | Dry Low NOx Burners,Selective Catalytic Reduction |  |  | ARP | 55985 CTG1 | 2005-10-30 | 3926.7 | Y | 0.045584 | 11.15%
CA | Palomar Energy Center | 55985 | CTG2 |  | 2023 | 3247 | 3140.66 | 748174.08 |  | 1.562 | 0.001 | 309421.83 | 0.059 | 16.461 | 0.0086 | 5206622.386 | Pipeline Natural Gas |  | Combined cycle |  | Dry Low NOx Burners,Selective Catalytic Reduction |  |  | ARP | 55985 CTG2 | 2005-11-02 | 3926.7 | Y | 0.044003 | 15.14%
IA | Exira Station | 56013 | U-1 |  | 2023 | 3675 | 3247.82 | 94161.29 |  | 0.499 | 0.0014 | 57800.608 | 0.0595 | 44.946 | 0.0986 | 969619.706 | Pipeline Natural Gas | Diesel Oil | Combustion turbine |  | Water Injection |  |  | ARP, CSNOX, CSOSG2, CSSO2G1 | 56013 U-1 | 2004-05-21 | 495 |  | 0.95466 | 22.36%
IA | Exira Station | 56013 | U-2 |  | 2023 | 3027 | 2662.71 | 78568.17 |  | 0.452 | 0.0015 | 48404.564 | 0.0595 | 38.143 | 0.0985 | 811422.643 | Pipeline Natural Gas | Diesel Oil | Combustion turbine |  | Water Injection |  |  | ARP, CSNOX, CSOSG2, CSSO2G1 | 56013 U-2 | 2004-05-21 | 495 |  | 0.97095 | 18.71%
IA | Exira Station | 56013 | U-3 |  | 2023 | 2431 | 2134.86 | 61736.94 |  | 0.403 | 0.0016 | 38736.957 | 0.0596 | 30.345 | 0.0995 | 648784.897 | Pipeline Natural Gas | Diesel Oil | Combustion turbine |  | Water Injection |  |  | ARP, CSNOX, CSOSG2, CSSO2G1 | 56013 U-3 | 2007-03-20 | 495 |  | 0.98304 | 14.96%
GA | Walton Bainbridge Power Facility | 56015 | P1A |  | 2023 | 7 | 2.73 | 37.33 |  | 0.082 | 0.2016 |  |  | 0.089 | 0.218 | 816.2 | Diesel Oil |  | Combustion turbine |  | Water Injection |  |  | CSNOX, CSOSG1, CSSO2G2 | 56015 P1A | 1977-09-30 | 299 |  | 4.7683 | 0.03116%
GA | Walton Bainbridge Power Facility | 56015 | P1B |  | 2023 | 7 | 2.73 | 35.8 |  | 0.083 | 0.2011 |  |  | 0.089 | 0.2176 | 817.7 | Diesel Oil |  | Combustion turbine |  | Water Injection |  |  | CSNOX, CSOSG1, CSSO2G2 | 56015 P1B | 1977-09-30 | 299.5 |  | 4.9721 | 0.03117%
GA | Walton Bainbridge Power Facility | 56015 | P2A |  | 2023 | 7 | 2.75 | 37.33 |  | 0.087 | 0.2013 |  |  | 0.083 | 0.1923 | 865.2 | Diesel Oil |  | Combustion turbine |  | Water Injection |  |  | CSNOX, CSOSG1, CSSO2G2 | 56015 P2A | 1977-09-30 | 314.6 |  | 4.4468 | 0.03139%
GA | Walton Bainbridge Power Facility | 56015 | P2B |  | 2023 | 7 | 2.74 | 37.33 |  | 0.082 | 0.2027 |  |  | 0.078 | 0.1933 | 807.7 | Diesel Oil |  | Combustion turbine |  | Water Injection |  |  | CSNOX, CSOSG1, CSSO2G2 | 56015 P2B | 1977-09-30 | 294.8 |  | 4.1789 | 0.03128%
AL | AMEA Sylacauga Plant | 56018 | 1 |  | 2023 | 498 | 498 | 23793 |  | 0.083 | 0.001 | 15507.2 | 0.059 | 11.298 | 0.086 | 262668.3 | Pipeline Natural Gas |  | Combustion turbine |  | Water Injection |  |  | ARP, CSNOX, CSOSG2, CSSO2G2 | 56018 1 | 2004-05-04 | 500 |  | 0.94969 | 5.997%
AL | AMEA Sylacauga Plant | 56018 | 2 |  | 2023 | 498 | 498 | 23869 |  | 0.083 | 0.001 | 15770.1 | 0.059 | 11.357 | 0.085 | 267253.3 | Pipeline Natural Gas |  | Combustion turbine |  | Water Injection |  |  | ARP, CSNOX, CSOSG2, CSSO2G2 | 56018 2 | 2004-05-04 | 500 |  | 0.95161 | 6.102%
CA | Donald Von Raesfeld | 56026 | PCT1 |  | 2023 | 6803 | 6716.57 | 440870.71 |  | 1.02 | 0.001 | 201951.192 | 0.0591 | 11.49 | 0.0078 | 3398227.816 | Pipeline Natural Gas |  | Combined cycle |  | Dry Low NOx Burners,Water Injection,Selective Catalytic Reduction |  |  | ARP | 56026 PCT1 | 2005-03-15 | 610.6 | Y | 0.052124 | 63.53%
CA | Donald Von Raesfeld | 56026 | PCT2 |  | 2023 | 7226 | 7141.58 | 460406.2 |  | 1.091 | 0.001 | 216118.025 | 0.0591 | 11.534 | 0.0074 | 3636640.815 | Pipeline Natural Gas |  | Combined cycle |  | Dry Low NOx Burners,Water Injection,Selective Catalytic Reduction |  |  | ARP | 56026 PCT2 | 2005-03-15 | 610.6 | Y | 0.050104 | 67.99%
WI | Fox Energy Center | 56031 | CTG-1 |  | 2023 | 7627 | 7562.56 | 2204441.67 |  | 4.471 | 0.001 | 885602.641 | 0.059 | 65.194 | 0.0095 | 14902065.827 | Pipeline Natural Gas |  | Combined cycle |  | Dry Low NOx Burners,Selective Catalytic Reduction |  |  | ARP, CSNOX, CSOSG3, CSSO2G1 | 56031 CTG-1 | 2005-10-15 | 2873.3 | Y | 0.059148 | 59.21%
WI | Fox Energy Center | 56031 | CTG-2 |  | 2023 | 7752 | 7711.1 | 2228287.4 |  | 4.551 | 0.001 | 901414.364 | 0.059 | 62.885 | 0.0089 | 15168024.233 | Pipeline Natural Gas |  | Combined cycle |  | Dry Low NOx Burners,Selective Catalytic Reduction |  |  | ARP, CSNOX, CSOSG3, CSSO2G1 | 56031 CTG-2 | 2005-04-28 | 2587 | Y | 0.056442 | 66.93%
NY | Equus Power I | 56032 | 1 |  | 2023 | 1640 | 1266.87 | 57166.65 |  | 0.17 | 0.001 | 33757.621 | 0.0592 | 4.185 | 0.0276 | 568045.282 | Pipeline Natural Gas | Diesel Oil | Combustion turbine |  | Water Injection,Selective Catalytic Reduction |  |  | ARP, CSNOX, CSOSG3, CSSO2G1, RGGI | 56032 1 | 2004-07-01 | 520.7 | Y | 0.14641 | 12.45%
CA | Malburg Generating Station | 56041 | M1 |  | 2023 | 4025 | 4006.9 | 159089.17 |  | 0.395 | 0.001 | 77469.591 | 0.0592 | 4.789 | 0.0081 | 1303795.904 | Pipeline Natural Gas |  | Combined cycle |  | Dry Low NOx Burners,Selective Catalytic Reduction |  |  | ARP | 56041 M1 | 2005-07-23 | 594 | Y | 0.060205 | 25.06%
CA | Malburg Generating Station | 56041 | M2 |  | 2023 | 4421 | 4405.77 | 172770.63 |  | 0.428 | 0.001 | 84847.685 | 0.0592 | 4.936 | 0.0074 | 1427599.248 | Pipeline Natural Gas |  | Combined cycle |  | Dry Low NOx Burners,Selective Catalytic Reduction |  |  | ARP | 56041 M2 | 2005-07-25 | 594 | Y | 0.057139 | 27.44%
CA | Magnolia Power Project | 56046 | 1 |  | 2023 | 8447 | 8441.25 | 1529074.28 |  | 3.4 | 0.001 | 672946.382 | 0.059 | 28.41 | 0.0052 | 11323616.159 | Pipeline Natural Gas |  | Combined cycle |  | Dry Low NOx Burners,Selective Catalytic Reduction |  |  | ARP | 56046 1 | 2005-09-09 | 2370 | Y | 0.03716 | 54.54%
CT | CPV Towantic Energy Center | 56047 | 1 |  | 2023 | 8098 | 8064.71 | 2870026.35 |  | 5.601 | 0.001 | 1077539.513 | 0.058 | 52.672 | 0.0058 | 18657964.377 | Pipeline Natural Gas | Diesel Oil | Combined cycle |  | Dry Low NOx Burners,Water Injection,Selective Catalytic Reduction |  |  | ARP, NSPS4T, RGGI, SIPNOX | 56047 1 | 2018-01-27 | 2899 | Y | 0.036705 | 73.47%
CT | CPV Towantic Energy Center | 56047 | 2 |  | 2023 | 7992 | 7930.38 | 2800770.97 |  | 5.491 | 0.001 | 1056434.471 | 0.058 | 48.798 | 0.0057 | 18292637.729 | Pipeline Natural Gas | Diesel Oil | Combined cycle |  | Dry Low NOx Burners,Water Injection,Selective Catalytic Reduction |  |  | ARP, NSPS4T, RGGI, SIPNOX | 56047 2 | 2018-02-26 | 2899 | Y | 0.034846 | 72.03%
WI | Elm Road Generating Station | 56068 | 1 |  | 2023 | 5845 | 5835.33 | 3234647.37 |  | 145.081 | 0.0117 | 2971756.185 | 0.1044 | 896.744 | 0.0645 | 28351023.669 | Coal | Pipeline Natural Gas | Dry bottom wall-fired boiler | Wet Limestone | Selective Catalytic Reduction | Baghouse,Wet ESP |  | ARP, CSNOX, CSOSG3, CSSO2G1, MATS | 56068 1 | 2009-10-07 | 6750 | Y | 0.55446 | 47.95%
WI | Elm Road Generating Station | 56068 | 2 |  | 2023 | 6952 | 6932.2 | 3845184.4 |  | 161.669 | 0.0104 | 3471453.861 | 0.1043 | 1057.596 | 0.0649 | 33120412.063 | Coal | Pipeline Natural Gas | Dry bottom wall-fired boiler | Wet Limestone | Selective Catalytic Reduction | Baghouse,Wet ESP |  | ARP, CSNOX, CSOSG3, CSSO2G1, MATS | 56068 2 | 2010-07-16 | 6750 | Y | 0.55009 | 56.01%
CA | Walnut Energy Center | 56078 | 1 |  | 2023 | 7592 | 7580.56 | 804308.57 |  | 1.951 | 0.001 | 386385.485 | 0.059 | 22.8 | 0.0073 | 6502091.324 | Pipeline Natural Gas |  | Combined cycle |  | Dry Low NOx Burners,Ammonia Injection,Selective Catalytic Reduction |  |  | ARP | 56078 1 | 2005-11-21 | 1047 | Y | 0.056695 | 70.89%
CA | Walnut Energy Center | 56078 | 2 |  | 2023 | 7699 | 7693.89 | 817105.67 |  | 1.982 | 0.001 | 392520.876 | 0.059 | 22.053 | 0.0068 | 6605101.056 | Pipeline Natural Gas |  | Combined cycle |  | Dry Low NOx Burners,Ammonia Injection,Selective Catalytic Reduction |  |  | ARP | 56078 2 | 2005-10-25 | 1047 | Y | 0.053978 | 72.02%
UT | Currant Creek Power Project | 56102 | CTG1A |  | 2023 | 7887 | 7794.47 | 1452718.28 |  | 3.139 | 0.001 | 621782.418 | 0.059 | 44.307 | 0.0113 | 10462734.895 | Pipeline Natural Gas |  | Combined cycle |  | Selective Catalytic Reduction |  |  | ARP | 56102 CTG1A | 2005-03-01 | 2165 | Y | 0.060999 | 55.17%
UT | Currant Creek Power Project | 56102 | CTG1B |  | 2023 | 8056 | 7980.12 | 1489486.57 |  | 3.208 | 0.001 | 635370.641 | 0.059 | 43.624 | 0.0106 | 10691309.563 | Pipeline Natural Gas |  | Combined cycle |  | Selective Catalytic Reduction |  |  | ARP | 56102 CTG1B | 2005-03-11 | 2156 | Y | 0.058576 | 56.61%
MN | Mankato Energy Center | 56104 | CT-1 |  | 2023 | 5371 | 5278.73 | 1467657.09 |  | 3.282 | 0.001 | 650032.934 | 0.059 | 45.44 | 0.0108 | 10938083.618 | Pipeline Natural Gas |  | Combined cycle |  | Dry Low NOx Burners,Ammonia Injection,Selective Catalytic Reduction |  |  | ARP, CSNOX, CSSO2G2, NSPS4T | 56104 CT-1 | 2019-02-10 | 3000 | Y | 0.061922 | 41.62%
MN | Mankato Energy Center | 56104 | CT-2 |  | 2023 | 4689 | 4619.31 | 1240804.05 |  | 2.68 | 0.001 | 530374.415 | 0.059 | 38.737 | 0.0101 | 8924053.832 | Pipeline Natural Gas | Diesel Oil | Combined cycle |  | Dry Low NOx Burners,Water Injection,Ammonia Injection,Selective Catalytic Reduction |  |  | ARP, CSNOX, CSSO2G2 | 56104 CT-2 | 2006-05-28 | 2844 | Y | 0.062439 | 35.82%
LA | T J Labbe Electric Generating Station | 56108 | U-1 |  | 2023 | 861 | 678.11 | 26898.22 |  | 0.079 | 0.001 | 15709.72 | 0.0592 | 11.187 | 0.0928 | 264364.972 | Pipeline Natural Gas |  | Combustion turbine |  | Water Injection |  |  | ARP, CSOSG2E | 56108 U-1 | 2005-06-24 | 510 |  | 0.8318 | 5.917%
LA | T J Labbe Electric Generating Station | 56108 | U-2 |  | 2023 | 804 | 625.33 | 25898.02 |  | 0.076 | 0.001 | 15069.999 | 0.0592 | 10.875 | 0.0958 | 253592.487 | Pipeline Natural Gas |  | Combustion turbine |  | Water Injection |  |  | ARP, CSOSG2E | 56108 U-2 | 2005-07-01 | 510 |  | 0.83983 | 5.676%
CA | Ripon Generation Station | 56135 | 1 |  | 2023 | 398 | 316.51 | 7830.71 |  | 0.029 | 0.001 | 5776.638 | 0.0593 | 0.605 | 0.0442 | 97217.054 | Pipeline Natural Gas |  | Combustion turbine |  | Water Injection,Selective Catalytic Reduction |  |  | ARP | 56135 1 | 2006-06-21 | 525 | Y | 0.15452 | 2.114%
CA | Ripon Generation Station | 56135 | 2 |  | 2023 | 168 | 123.13 | 3778.97 |  | 0.011 | 0.001 | 2203.183 | 0.0594 | 0.258 | 0.0457 | 37072.161 | Pipeline Natural Gas |  | Combustion turbine |  | Water Injection,Selective Catalytic Reduction |  |  | ARP | 56135 2 | 2006-06-21 | 525 | Y | 0.13655 | 0.8061%
CA | Riverside Energy Resource Center | 56143 | 1 |  | 2023 | 478 | 354.62 | 13652.24 |  | 0.041 | 0.001 | 8080.283 | 0.0592 | 0.681 | 0.0238 | 135974.21 | Pipeline Natural Gas |  | Combustion turbine |  | Water Injection,Selective Catalytic Reduction |  |  | ARP | 56143 1 | 2006-03-22 | 525 | Y | 0.099764 | 2.957%
CA | Riverside Energy Resource Center | 56143 | 2 |  | 2023 | 487 | 333.52 | 12096.07 |  | 0.038 | 0.001 | 7598.345 | 0.0593 | 0.701 | 0.022 | 127857.075 | Pipeline Natural Gas |  | Combustion turbine |  | Water Injection,Selective Catalytic Reduction |  |  | ARP | 56143 2 | 2006-03-30 | 525 | Y | 0.11591 | 2.78%
CA | Riverside Energy Resource Center | 56143 | 3 |  | 2023 | 671 | 461.13 | 16079.75 |  | 0.049 | 0.001 | 9756.771 | 0.0593 | 0.888 | 0.022 | 164177.857 | Pipeline Natural Gas |  | Combustion turbine |  | Water Injection,Selective Catalytic Reduction |  |  | ARP | 56143 3 | 2011-01-29 | 525 | Y | 0.11045 | 3.57%
CA | Riverside Energy Resource Center | 56143 | 4 |  | 2023 | 605 | 410.58 | 13774.32 |  | 0.042 | 0.001 | 8364.344 | 0.0593 | 0.667 | 0.0171 | 140747.381 | Pipeline Natural Gas |  | Combustion turbine |  | Water Injection,Selective Catalytic Reduction |  |  | ARP | 56143 4 | 2010-10-29 | 525 | Y | 0.096847 | 3.06%
GA | McIntosh Combined Cycle Facility | 56150 | 10A |  | 2023 | 7947 | 7923.99 | 2344897 |  | 4.855 | 0.001 | 961320.856 | 0.059 | 50.455 | 0.007 | 16173594.305 | Pipeline Natural Gas | Diesel Oil | Combined cycle |  | Dry Low NOx Burners,Water Injection,Selective Catalytic Reduction |  |  | ARP, CSNOX, CSOSG1, CSSO2G2 | 56150 10A | 2005-04-05 | 3500 | Y | 0.043034 | 52.75%
GA | McIntosh Combined Cycle Facility | 56150 | 10B |  | 2023 | 7880 | 7864.04 | 2328690.71 |  | 4.899 | 0.001 | 969518.325 | 0.059 | 47.474 | 0.0064 | 16308896.732 | Pipeline Natural Gas | Diesel Oil | Combined cycle |  | Dry Low NOx Burners,Water Injection,Selective Catalytic Reduction |  |  | ARP, CSNOX, CSOSG1, CSSO2G2 | 56150 10B | 2005-04-06 | 3500 | Y | 0.040773 | 53.19%
GA | McIntosh Combined Cycle Facility | 56150 | 11A |  | 2023 | 7696 | 7665.23 | 2244126.38 |  | 4.683 | 0.001 | 927665.38 | 0.059 | 46.479 | 0.0069 | 15609778.258 | Pipeline Natural Gas | Diesel Oil | Combined cycle |  | Dry Low NOx Burners,Water Injection,Selective Catalytic Reduction |  |  | ARP, CSNOX, CSOSG1, CSSO2G2 | 56150 11A | 2005-04-06 | 3500 | Y | 0.041423 | 50.91%
GA | McIntosh Combined Cycle Facility | 56150 | 11B |  | 2023 | 8011 | 8002.86 | 2320128.88 |  | 4.909 | 0.001 | 972469.934 | 0.059 | 46.741 | 0.0062 | 16363667.335 | Pipeline Natural Gas | Diesel Oil | Combined cycle |  | Dry Low NOx Burners,Water Injection,Selective Catalytic Reduction |  |  | ARP, CSNOX, CSOSG1, CSSO2G2 | 56150 11B | 2005-04-05 | 3500 | Y | 0.040292 | 53.37%
MO | South Harper Peaking Facility | 56151 | 1 |  | 2023 | 832 | 766.23 | 61331.94 |  | 0.249 | 0.001 | 49353.815 | 0.059 | 21.778 | 0.0527 | 830480.824 | Pipeline Natural Gas |  | Combustion turbine |  |  |  |  | ARP, CSNOX, CSOSG2, CSSO2G1 | 56151 1 | 2005-07-11 | 1581 |  | 0.71017 | 5.996%
MO | South Harper Peaking Facility | 56151 | 2 |  | 2023 | 783 | 723.51 | 61737.29 |  | 0.235 | 0.001 | 46606.391 | 0.059 | 21.114 | 0.0539 | 784240.846 | Pipeline Natural Gas |  | Combustion turbine |  |  |  |  | ARP, CSNOX, CSOSG2, CSSO2G1 | 56151 2 | 2005-06-24 | 1581 |  | 0.684 | 5.663%
MO | South Harper Peaking Facility | 56151 | 3 |  | 2023 | 730 | 674.89 | 56621.22 |  | 0.22 | 0.001 | 43625.007 | 0.059 | 19.492 | 0.0533 | 734087.157 | Pipeline Natural Gas |  | Combustion turbine |  |  |  |  | ARP, CSNOX, CSOSG2, CSSO2G1 | 56151 3 | 2005-06-20 | 1581 |  | 0.68851 | 5.3%
MN | Faribault Energy Park | 56164 | EU006 |  | 2023 | 4979 | 4756.51 | 1096536.37 |  | 2.174 | 0.001 | 430593.137 | 0.059 | 46.755 | 0.0193 | 7245578.86 | Pipeline Natural Gas | Diesel Oil | Combined cycle |  | Dry Low NOx Burners,Water Injection,Selective Catalytic Reduction |  |  | ARP, CSNOX, CSSO2G2 | 56164 EU006 | 2005-05-10 | 2260 | Y | 0.085278 | 36.6%
WI | Sheboygan Falls Energy Facility | 56166 | 1 |  | 2023 | 2387 | 2207.48 | 317524.43 |  | 1.065 | 0.001 | 211024.06 | 0.059 | 56.862 | 0.039 | 3550841.863 | Pipeline Natural Gas |  | Combustion turbine |  | Dry Low NOx Burners |  |  | ARP, CSNOX, CSOSG3, CSSO2G1 | 56166 1 | 2005-05-05 | 1949 |  | 0.35816 | 20.8%
WI | Sheboygan Falls Energy Facility | 56166 | 2 |  | 2023 | 1807 | 1656.35 | 235997.66 |  | 0.786 | 0.001 | 155643.058 | 0.059 | 37.767 | 0.0361 | 2619001.754 | Pipeline Natural Gas |  | Combustion turbine |  | Dry Low NOx Burners |  |  | ARP, CSNOX, CSOSG3, CSSO2G1 | 56166 2 | 2005-05-15 | 1953 |  | 0.32006 | 15.31%
UT | Nebo Power Station | 56177 | U1 |  | 2023 | 7620 | 7541.03 | 854366 |  | 1.915 | 0.001 | 379292.626 | 0.059 | 120.412 | 0.0444 | 6382297.549 | Pipeline Natural Gas |  | Combined cycle |  | Dry Low NOx Burners,Selective Catalytic Reduction |  |  | ARP | 56177 U1 | 2004-06-17 | 1300 | Y | 0.28187 | 56.04%
NY | Pinelawn Power | 56188 | 1 |  | 2023 | 1515 | 1380.76 | 86464.14 |  | 0.199 | 0.001 | 39506.929 | 0.0592 | 2.815 | 0.0131 | 664769.476 | Pipeline Natural Gas | Other Oil | Combined cycle |  | Water Injection,Selective Catalytic Reduction |  |  | ARP, CSNOX, CSOSG3, CSSO2G1, RGGI | 56188 1 | 2005-06-14 | 850 | Y | 0.065114 | 8.928%
NY | Poletti 500 MW CC | 56196 | CTG7A |  | 2023 | 7269 | 7235.5 | 1754139.69 |  | 3.57 | 0.001 | 703727.089 | 0.0591 | 37.878 | 0.0072 | 11823254.354 | Pipeline Natural Gas | Diesel Oil | Combined cycle |  | Dry Low NOx Burners,Water Injection,Selective Catalytic Reduction |  |  | ARP, CSNOX, CSOSG3, CSSO2G1, RGGI | 56196 CTG7A | 2005-12-31 | 2080 | Y | 0.043187 | 64.89%
NY | Poletti 500 MW CC | 56196 | CTG7B |  | 2023 | 7376 | 7356.48 | 1741317.57 |  | 3.593 | 0.001 | 709710.216 | 0.0591 | 39.047 | 0.0075 | 11931334.689 | Pipeline Natural Gas | Diesel Oil | Combined cycle |  | Dry Low NOx Burners,Water Injection,Selective Catalytic Reduction |  |  | ARP, CSNOX, CSOSG3, CSSO2G1, RGGI | 56196 CTG7B | 2005-12-31 | 2041 | Y | 0.044848 | 66.73%
NV | TS Power Plant | 56224 | 1 |  | 2023 | 7534 | 7527.73 | 1186632.75 |  | 121.648 | 0.0214 | 1190832.715 | 0.1048 | 263.101 | 0.0453 | 11362175.718 | Coal | Diesel Oil | Dry bottom wall-fired boiler | Dry Lime FGD | Low NOx Burner Technology w/ Overfire Air,Selective Catalytic Reduction | Baghouse | Halogenated PAC Sorbent Injection | ARP, MATS | 56224 1 | 2008-01-18 | 2462 | Y | 0.44344 | 52.68%
OR | Port Westward | 56227 | PWEU1 |  | 2023 | 8180 | 8177.93 | 3137089.68 |  | 5.496 | 0.001 | 1255485.04 | 0.059 | 86.188 | 0.0083 | 21125974.62 | Natural Gas |  | Combined cycle |  | Dry Low NOx Burners,Selective Catalytic Reduction |  |  | ARP | 56227 PWEU1 | 2007-06-12 | 4000 | Y | 0.054948 | 60.29%
CA | Miramar Energy Facility | 56232 | 1 |  | 2023 | 375 | 300.57 | 11994.34 |  | 0.036 | 0.001 | 7104.27 | 0.0592 | 1.153 | 0.0329 | 119538.657 | Pipeline Natural Gas |  | Combustion turbine |  | Water Injection,Selective Catalytic Reduction |  |  | ARP | 56232 1 | 2005-05-16 | 500 | Y | 0.19226 | 2.729%
CA | Miramar Energy Facility | 56232 | 2 |  | 2023 | 367 | 291.71 | 11742.1 |  | 0.035 | 0.001 | 6980.387 | 0.0592 | 1.198 | 0.0316 | 117467.689 | Pipeline Natural Gas |  | Combustion turbine |  | Water Injection,Selective Catalytic Reduction |  |  | ARP | 56232 2 | 2009-05-16 | 490 | Y | 0.20405 | 2.737%
NY | Caithness Long Island Energy Center | 56234 | 1 |  | 2023 | 8311 | 8306.82 | 2557228.07 |  | 4.994 | 0.001 | 989177.535 | 0.059 | 56.511 | 0.0068 | 16644721.095 | Pipeline Natural Gas | Diesel Oil | Combined cycle |  | Dry Low NOx Burners,Water Injection,Ammonia Injection,Selective Catalytic Reduction |  |  | ARP, CSNOX, CSOSG3, CSSO2G1, RGGI | 56234 1 | 2009-04-17 | 2650 | Y | 0.044197 | 71.7%
UT | Lake Side Power Plant | 56237 | CT01 |  | 2023 | 7957 | 7935.26 | 1636454.61 |  | 3.488 | 0.001 | 690876.779 | 0.059 | 36.732 | 0.0065 | 11625253.247 | Pipeline Natural Gas |  | Combined cycle |  | Selective Catalytic Reduction |  |  | ARP | 56237 CT01 | 2007-05-25 | 2200 | Y | 0.044892 | 60.32%
UT | Lake Side Power Plant | 56237 | CT02 |  | 2023 | 7802 | 7587.42 | 1564740.98 |  | 3.336 | 0.001 | 660735.254 | 0.059 | 39.101 | 0.0087 | 11118157.217 | Pipeline Natural Gas |  | Combined cycle |  | Selective Catalytic Reduction |  |  | ARP | 56237 CT02 | 2007-06-02 | 2200 | Y | 0.049978 | 57.69%
UT | Lake Side Power Plant | 56237 | CT03 |  | 2023 | 7698 | 7692.52 | 1781349.45 |  | 3.652 | 0.001 | 723473.559 | 0.059 | 37.347 | 0.0063 | 12173906.213 | Pipeline Natural Gas |  | Combined cycle |  | Selective Catalytic Reduction |  |  | ARP | 56237 CT03 | 2014-01-23 | 2310 | Y | 0.041931 | 60.16%
UT | Lake Side Power Plant | 56237 | CT04 |  | 2023 | 7207 | 7109.91 | 1647933.38 |  | 3.409 | 0.001 | 675231.725 | 0.059 | 37.164 | 0.0071 | 11362036.805 | Pipeline Natural Gas |  | Combined cycle |  | Selective Catalytic Reduction |  |  | ARP | 56237 CT04 | 2014-02-01 | 2310 | Y | 0.045104 | 56.15%
SD | Groton Generating Station | 56238 | CT001 |  | 2023 | 1593 | 1477.65 | 76513.94 |  | 0.232 | 0.001 | 45986.822 | 0.0591 | 40.836 | 0.1051 | 773831.666 | Pipeline Natural Gas |  | Combustion turbine |  | Water Injection |  |  | ARP | 56238 CT001 | 2006-06-22 | 840 |  | 1.0674 | 10.52%
SD | Groton Generating Station | 56238 | CT002 |  | 2023 | 2709 | 2404.53 | 137263.27 |  | 0.265 | 0.001 | 52477.219 | 0.0592 | 37.089 | 0.0853 | 883026.864 | Pipeline Natural Gas |  | Combustion turbine |  | Water Injection |  |  | ARP | 56238 CT002 | 2008-07-01 | 786.5 |  | 0.54041 | 12.82%
CA | Malaga Power | 56239 | GT-1 |  | 2023 | 356 | 216.52 | 5232.78 |  | 0.017 | 0.001 | 3333.128 | 0.0593 | 0.731 | 0.0449 | 56098.23 | Pipeline Natural Gas |  | Combustion turbine |  | Selective Catalytic Reduction |  |  | ARP | 56239 GT-1 | 2005-06-01 | 490 | Y | 0.27939 | 1.307%
CA | Malaga Power | 56239 | GT-2 |  | 2023 | 362 | 218.38 | 5191.72 |  | 0.017 | 0.001 | 3306.028 | 0.0593 | 0.484 | 0.0305 | 55634.565 | Pipeline Natural Gas |  | Combustion turbine |  | Selective Catalytic Reduction |  |  | ARP | 56239 GT-2 | 2005-06-01 | 480 | Y | 0.18645 | 1.323%
MN | Cannon Falls Energy Center | 56241 | CT-01 |  | 2023 | 2467 | 2344.6 | 340392.03 |  | 1.155 | 0.001 | 225603.3 | 0.059 | 65.842 | 0.068 | 3823662.7 | Pipeline Natural Gas | Diesel Oil | Combustion turbine |  | Dry Low NOx Burners,Water Injection |  |  | ARP, CSNOX, CSSO2G2 | 56241 CT-01 | 2008-03-06 | 2300 |  | 0.38686 | 18.98%
MN | Cannon Falls Energy Center | 56241 | CT-02 |  | 2023 | 2746 | 2623.99 | 359868.08 |  | 1.25 | 0.001 | 244592.1 | 0.059 | 70.077 | 0.0608 | 4145502.2 | Pipeline Natural Gas | Diesel Oil | Combustion turbine |  | Dry Low NOx Burners,Water Injection |  |  | ARP, CSNOX, CSSO2G2 | 56241 CT-02 | 2008-03-18 | 2300 |  | 0.38946 | 20.58%
NC | NCEMC Anson Plant | 56249 | ES1-A |  | 2023 | 349 | 332.77 | 8543.44 |  | 0.027 | 0.001 | 5172.649 | 0.0603 | 3.914 | 0.092 | 85860.741 | Pipeline Natural Gas | Diesel Oil | Combustion turbine |  | Water Injection |  |  | ARP, CSNOX, CSSO2G1, SIPNOX | 56249 ES1-A | 2007-01-23 | 330 |  | 0.91626 | 2.97%
NC | NCEMC Anson Plant | 56249 | ES1-B |  | 2023 | 354 | 329.17 | 8620.29 |  | 0.027 | 0.001 | 5169.523 | 0.0603 | 3.955 | 0.0929 | 85828.956 | Pipeline Natural Gas | Diesel Oil | Combustion turbine |  | Water Injection |  |  | ARP, CSNOX, CSSO2G1, SIPNOX | 56249 ES1-B | 2007-01-23 | 330 |  | 0.9176 | 2.969%
NC | NCEMC Anson Plant | 56249 | ES2-A |  | 2023 | 362 | 340.12 | 8389.25 |  | 0.027 | 0.001 | 5210.937 | 0.0603 | 4.099 | 0.0949 | 86570.682 | Pipeline Natural Gas | Diesel Oil | Combustion turbine |  | Water Injection |  |  | ARP, CSNOX, CSSO2G1, SIPNOX | 56249 ES2-A | 2007-01-24 | 330 |  | 0.9772 | 2.995%
NC | NCEMC Anson Plant | 56249 | ES2-B |  | 2023 | 362 | 339.08 | 8611.45 |  | 0.028 | 0.001 | 5319.376 | 0.0603 | 4.043 | 0.0922 | 88367.866 | Pipeline Natural Gas | Diesel Oil | Combustion turbine |  | Water Injection |  |  | ARP, CSNOX, CSSO2G1, SIPNOX | 56249 ES2-B | 2007-01-24 | 330 |  | 0.93898 | 3.057%
NC | NCEMC Anson Plant | 56249 | ES3-A |  | 2023 | 353 | 329.53 | 8323.7 |  | 0.027 | 0.001 | 5039.106 | 0.0603 | 3.895 | 0.0938 | 83645.487 | Pipeline Natural Gas | Diesel Oil | Combustion turbine |  | Water Injection |  |  | ARP, CSNOX, CSSO2G1, SIPNOX | 56249 ES3-A | 2007-02-12 | 330 |  | 0.93588 | 2.894%
NC | NCEMC Anson Plant | 56249 | ES3-B |  | 2023 | 361 | 330.66 | 8315.04 |  | 0.027 | 0.001 | 5068.805 | 0.0605 | 3.847 | 0.0927 | 83822.877 | Pipeline Natural Gas | Diesel Oil | Combustion turbine |  | Water Injection |  |  | ARP, CSNOX, CSSO2G1, SIPNOX | 56249 ES3-B | 2007-02-12 | 330 |  | 0.92531 | 2.9%
NC | NCEMC Anson Plant | 56249 | ES4-A |  | 2023 | 222 | 206.8 | 5217.42 |  | 0.018 | 0.001 | 3247.178 | 0.0616 | 2.605 | 0.0996 | 52919.038 | Pipeline Natural Gas | Diesel Oil | Combustion turbine |  | Water Injection |  |  | ARP, CSNOX, CSSO2G1, SIPNOX | 56249 ES4-A | 2007-02-13 | 330 |  | 0.99858 | 1.831%
NC | NCEMC Anson Plant | 56249 | ES4-B |  | 2023 | 193 | 179.14 | 4679.57 |  | 0.016 | 0.001 | 2860.147 | 0.0608 | 11.467 | 0.5042 | 46995.876 | Pipeline Natural Gas | Diesel Oil | Combustion turbine |  | Water Injection |  |  | ARP, CSNOX, CSSO2G1, SIPNOX | 56249 ES4-B | 2007-02-13 | 330 |  | 4.9009 | 1.626%
NC | NCEMC Anson Plant | 56249 | ES5-A |  | 2023 | 353 | 333.34 | 8566.25 |  | 0.026 | 0.001 | 4992.089 | 0.0603 | 3.853 | 0.0935 | 82787.929 | Pipeline Natural Gas | Diesel Oil | Combustion turbine |  | Water Injection |  |  | ARP, CSNOX, CSSO2G1, SIPNOX | 56249 ES5-A | 2007-04-23 | 330 |  | 0.89958 | 2.864%
NC | NCEMC Anson Plant | 56249 | ES5-B |  | 2023 | 351 | 327.46 | 8861.39 |  | 0.027 | 0.001 | 5115.548 | 0.0603 | 3.88 | 0.092 | 84939.925 | Pipeline Natural Gas | Diesel Oil | Combustion turbine |  | Water Injection |  |  | ARP, CSNOX, CSSO2G1, SIPNOX | 56249 ES5-B | 2007-04-23 | 330 |  | 0.87571 | 2.938%
NC | NCEMC Anson Plant | 56249 | ES6-A |  | 2023 | 371 | 353.54 | 9321.93 |  | 0.029 | 0.001 | 5566.523 | 0.0603 | 4.239 | 0.0924 | 92441.671 | Pipeline Natural Gas | Diesel Oil | Combustion turbine |  | Water Injection |  |  | ARP, CSNOX, CSSO2G1, SIPNOX | 56249 ES6-A | 2007-04-24 | 330 |  | 0.90947 | 3.198%
NC | NCEMC Anson Plant | 56249 | ES6-B |  | 2023 | 367 | 346.95 | 9206.01 |  | 0.029 | 0.001 | 5479.057 | 0.0602 | 4.105 | 0.0907 | 91004.566 | Pipeline Natural Gas | Diesel Oil | Combustion turbine |  | Water Injection |  |  | ARP, CSNOX, CSSO2G1, SIPNOX | 56249 ES6-B | 2007-04-24 | 330 |  | 0.89181 | 3.148%
UT | Millcreek Power | 56253 | MC-1 |  | 2023 | 1616 | 1445.42 | 52996.6 |  | 0.147 | 0.0009 | 30649.6 | 0.059 | 19.652 | 0.1121 | 520351.2 | Pipeline Natural Gas |  | Combustion turbine |  | Dry Low NOx Burners |  |  | ARP | 56253 MC-1 | 2006-04-03 | 360 |  | 0.74163 | 16.5%
UT | Millcreek Power | 56253 | MC-2 |  | 2023 | 2036 | 1936.52 | 72596.61 |  | 0.209 | 0.001 | 41457.349 | 0.0592 | 2.407 | 0.0078 | 697688.592 | Pipeline Natural Gas |  | Combustion turbine |  | Dry Low NOx Burners,Selective Catalytic Reduction |  |  | ARP | 56253 MC-2 | 2010-04-25 | 420 | Y | 0.066312 | 18.96%
NY | Empire Generating Co, LLC | 56259 | CT-1 |  | 2023 | 5958 | 5921.4 | 1374664.88 |  | 2.981 | 0.001 | 589158.074 | 0.0591 | 33.657 | 0.0083 | 9906960.007 | Pipeline Natural Gas | Diesel Oil | Combined cycle |  | Dry Low NOx Burners,Water Injection,Selective Catalytic Reduction |  |  | ARP, CSNOX, CSOSG3, CSSO2G1, RGGI | 56259 CT-1 | 2010-05-26 | 2750 | Y | 0.048968 | 41.12%
NY | Empire Generating Co, LLC | 56259 | CT-2 |  | 2023 | 7462 | 7431.83 | 1756919.55 |  | 3.807 | 0.001 | 753577.42 | 0.059 | 41.262 | 0.0072 | 12677742.901 | Pipeline Natural Gas | Diesel Oil | Combined cycle |  | Dry Low NOx Burners,Water Injection,Selective Catalytic Reduction |  |  | ARP, CSNOX, CSOSG3, CSSO2G1, RGGI | 56259 CT-2 | 2010-06-03 | 2750 | Y | 0.046971 | 52.63%
LA | Hargis-Hebert Electric Generating Statio | 56283 | U-1 |  | 2023 | 914 | 730.48 | 26870.44 |  | 0.08 | 0.001 | 15819.39 | 0.0593 | 10.823 | 0.0898 | 266177.107 | Pipeline Natural Gas |  | Combustion turbine |  | Water Injection |  |  | ARP, CSOSG2E | 56283 U-1 | 2006-04-27 | 510 |  | 0.80557 | 5.958%
LA | Hargis-Hebert Electric Generating Statio | 56283 | U-2 |  | 2023 | 822 | 636.5 | 25266.78 |  | 0.075 | 0.001 | 14843.88 | 0.0593 | 10.499 | 0.0922 | 249768.044 | Pipeline Natural Gas |  | Combustion turbine |  | Water Injection |  |  | ARP, CSOSG2E | 56283 U-2 | 2006-04-18 | 510 |  | 0.83105 | 5.591%
NC | NCEMC Hamlet Plant | 56292 | ES1-A |  | 2023 | 340 | 320.23 | 7881.41 |  | 0.024 | 0.001 | 4731.361 | 0.0598 | 3.549 | 0.0901 | 79169.324 | Pipeline Natural Gas | Diesel Oil | Combustion turbine |  | Water Injection |  |  | ARP, CSNOX, CSSO2G1, SIPNOX | 56292 ES1-A | 2007-10-05 | 330 |  | 0.9006 | 2.739%
NC | NCEMC Hamlet Plant | 56292 | ES1-B |  | 2023 | 333 | 310.95 | 8381.55 |  | 0.026 | 0.001 | 5071.968 | 0.0598 | 3.754 | 0.0889 | 84860.15 | Pipeline Natural Gas | Diesel Oil | Combustion turbine |  | Water Injection |  |  | ARP, CSNOX, CSSO2G1, SIPNOX | 56292 ES1-B | 2007-10-05 | 330 |  | 0.89578 | 2.936%
NC | NCEMC Hamlet Plant | 56292 | ES2-A |  | 2023 | 268 | 239.67 | 6043.73 |  | 0.019 | 0.001 | 3586.491 | 0.0598 | 2.661 | 0.0893 | 59913.416 | Pipeline Natural Gas | Diesel Oil | Combustion turbine |  | Water Injection |  |  | ARP, CSNOX, CSSO2G1, SIPNOX | 56292 ES2-A | 2007-10-08 | 330 |  | 0.88058 | 2.073%
NC | NCEMC Hamlet Plant | 56292 | ES2-B |  | 2023 | 267 | 236.98 | 6541.87 |  | 0.02 | 0.001 | 3876.437 | 0.0598 | 2.942 | 0.0908 | 64765.03 | Pipeline Natural Gas | Diesel Oil | Combustion turbine |  | Water Injection |  |  | ARP, CSNOX, CSSO2G1, SIPNOX | 56292 ES2-B | 2007-10-08 | 330 |  | 0.89944 | 2.24%
NC | NCEMC Hamlet Plant | 56292 | ES3-A |  | 2023 | 206 | 182.45 | 4792.62 |  | 0.015 | 0.001 | 2843.841 | 0.06 | 2.161 | 0.0918 | 47382.267 | Pipeline Natural Gas | Diesel Oil | Combustion turbine |  | Water Injection |  |  | ARP, CSNOX, CSSO2G1, SIPNOX | 56292 ES3-A | 2007-10-11 | 330 |  | 0.9018 | 1.639%
NC | NCEMC Hamlet Plant | 56292 | ES3-B |  | 2023 | 199 | 173.22 | 4577.31 |  | 0.014 | 0.001 | 2728.674 | 0.0601 | 2.058 | 0.0907 | 45434.917 | Pipeline Natural Gas | Diesel Oil | Combustion turbine |  | Water Injection |  |  | ARP, CSNOX, CSSO2G1, SIPNOX | 56292 ES3-B | 2007-10-11 | 330 |  | 0.89922 | 1.572%
NC | NCEMC Hamlet Plant | 56292 | ES4-A |  | 2023 | 340 | 324.87 | 8593.16 |  | 0.026 | 0.001 | 4986.599 | 0.0597 | 3.736 | 0.0901 | 83485.141 | Pipeline Natural Gas | Diesel Oil | Combustion turbine |  | Water Injection |  |  | ARP, CSNOX, CSSO2G1, SIPNOX | 56292 ES4-A | 2007-10-11 | 330 |  | 0.86953 | 2.888%
NC | NCEMC Hamlet Plant | 56292 | ES4-B |  | 2023 | 339 | 319.36 | 8045.7 |  | 0.024 | 0.001 | 4706.608 | 0.0597 | 3.439 | 0.0878 | 78783.671 | Pipeline Natural Gas | Diesel Oil | Combustion turbine |  | Water Injection |  |  | ARP, CSNOX, CSSO2G1, SIPNOX | 56292 ES4-B | 2007-10-11 | 330 |  | 0.85487 | 2.725%
NC | NCEMC Hamlet Plant | 56292 | ES5-A |  | 2023 | 298 | 282.77 | 7247.44 |  | 0.022 | 0.001 | 4372.659 | 0.0598 | 3.299 | 0.0904 | 73155.556 | Pipeline Natural Gas | Diesel Oil | Combustion turbine |  | Water Injection |  |  | ARP, CSNOX, CSSO2G1, SIPNOX | 56292 ES5-A | 2007-10-26 | 330 |  | 0.91039 | 2.531%
NC | NCEMC Hamlet Plant | 56292 | ES5-B |  | 2023 | 290 | 272.91 | 6798.11 |  | 0.022 | 0.001 | 4134.663 | 0.0602 | 3.17 | 0.0928 | 68751.301 | Pipeline Natural Gas | Diesel Oil | Combustion turbine |  | Water Injection |  |  | ARP, CSNOX, CSSO2G1, SIPNOX | 56292 ES5-B | 2007-10-26 | 330 |  | 0.93261 | 2.378%
NC | NCEMC Hamlet Plant | 56292 | ES6-A |  | 2023 | 251 | 222.62 | 5868.68 |  | 0.018 | 0.001 | 3420.691 | 0.0599 | 2.584 | 0.0907 | 57074.252 | Pipeline Natural Gas | Diesel Oil | Combustion turbine |  | Water Injection |  |  | ARP, CSNOX, CSSO2G1, SIPNOX | 56292 ES6-A | 2013-04-17 | 330 |  | 0.88061 | 1.974%
NC | NCEMC Hamlet Plant | 56292 | ES6-B |  | 2023 | 248 | 219.8 | 5859.28 |  | 0.018 | 0.001 | 3435.725 | 0.0598 | 2.566 | 0.0898 | 57349.164 | Pipeline Natural Gas | Diesel Oil | Combustion turbine |  | Water Injection |  |  | ARP, CSNOX, CSSO2G1, SIPNOX | 56292 ES6-B | 2013-04-17 | 330 |  | 0.87588 | 1.984%
CA | Roseville Energy Park | 56298 | CT001 |  | 2023 | 3597 | 3558.24 | 183407.71 |  | 0.434 | 0.001 | 85881.262 | 0.0592 | 4.157 | 0.0063 | 1445116.066 | Pipeline Natural Gas |  | Combined cycle |  | Dry Low NOx Burners,Selective Catalytic Reduction |  |  | ARP | 56298 CT001 | 2007-06-13 | 705.3 | Y | 0.045331 | 23.39%
CA | Roseville Energy Park | 56298 | CT002 |  | 2023 | 3294 | 3249.01 | 166255.13 |  | 0.413 | 0.001 | 81815.114 | 0.0592 | 4.62 | 0.0078 | 1376718.795 | Pipeline Natural Gas |  | Combined cycle |  | Dry Low NOx Burners,Selective Catalytic Reduction |  |  | ARP | 56298 CT002 | 2007-06-20 | 705.3 | Y | 0.055577 | 22.28%
CA | Roseville Energy Park | 56298 | CT005 |  | 2023 | 91 | 65.64 | 1586.82 |  | 0.005 | 0.0009 | 972.083 | 0.0594 | 0.111 | 0.0251 | 16355.743 | Pipeline Natural Gas |  | Combustion turbine |  | Water Injection,Selective Catalytic Reduction |  |  | ARP | 56298 CT005 | 2022-07-01 | 366.1 | Y | 0.1399 | 0.51%
CA | Roseville Energy Park | 56298 | CT006 |  | 2023 | 92 | 58.27 | 1339.92 |  | 0.004 | 0.001 | 809.583 | 0.0594 | 0.225 | 0.0851 | 13615.179 | Pipeline Natural Gas |  | Combustion turbine |  | Water Injection,Selective Catalytic Reduction |  |  | ARP | 56298 CT006 | 2022-07-02 | 366.1 | Y | 0.33584 | 0.4245%
WY | Wygen II | 56319 | 1 |  | 2023 | 8300 | 8290.02 | 729201.25 |  | 123.813 | 0.0286 | 886909.808 | 0.105 | 260.116 | 0.0615 | 8456398.519 | Coal |  | Dry bottom wall-fired boiler | Dry Lime FGD | Low NOx Burner Technology w/ Overfire Air,Selective Catalytic Reduction | Baghouse |  | ARP, MATS | 56319 1 | 2007-10-19 | 1300 | Y | 0.71343 | 74.26%
TX | Mustang Station (56326) | 56326 | GEN1 |  | 2023 | 3022 | 2876.96 | 353906.47 |  | 1.106 | 0.001 | 219085.815 | 0.059 | 54.504 | 0.0332 | 3686510.314 | Pipeline Natural Gas |  | Combustion turbine |  | Dry Low NOx Burners |  |  | ARP, CSOSG2 | 56326 GEN1 | 2006-02-27 | 1728 |  | 0.30801 | 24.35%
TX | Mustang Station (56326) | 56326 | GEN2 |  | 2023 | 2479 | 2337.65 | 276964.77 |  | 0.885 | 0.001 | 175257.07 | 0.059 | 42.6 | 0.0331 | 2948971.091 | Pipeline Natural Gas |  | Combustion turbine |  | Dry Low NOx Burners |  |  | ARP, CSOSG2 | 56326 GEN2 | 2007-04-01 | 1728 |  | 0.30762 | 19.48%
TX | Mustang Station (56326) | 56326 | GEN3 |  | 2023 | 2225 | 2097.12 | 249264.98 |  | 0.849 | 0.001 | 168126.139 | 0.059 | 46.901 | 0.0371 | 2829024.786 | Pipeline Natural Gas |  | Combustion turbine |  | Dry Low NOx Burners |  |  | ARP, CSOSG2 | 56326 GEN3 | 2013-04-01 | 1728 |  | 0.37631 | 18.69%
AR | Harry D. Mattison Power Plant | 56328 | 1 |  | 2023 | 809 | 774.92 | 54581.24 |  | 0.197 | 0.001 | 40039.8 | 0.0591 | 15.577 | 0.0862 | 678747.1 | Pipeline Natural Gas |  | Combustion turbine |  | Dry Low NOx Burners |  |  | ARP, CSOSG2 | 56328 1 | 2007-12-13 | 1078 |  | 0.57078 | 7.188%
AR | Harry D. Mattison Power Plant | 56328 | 2 |  | 2023 | 816 | 797.54 | 58455.99 |  | 0.231 | 0.001 | 44043.5 | 0.059 | 14.365 | 0.0604 | 746401.8 | Pipeline Natural Gas |  | Combustion turbine |  | Dry Low NOx Burners |  |  | ARP, CSOSG2 | 56328 2 | 2007-12-13 | 1078 |  | 0.49148 | 7.904%
AR | Harry D. Mattison Power Plant | 56328 | 3 |  | 2023 | 449 | 409.1 | 28325.48 |  | 0.099 | 0.001 | 19994.2 | 0.0588 | 22.036 | 0.2069 | 338880.2 | Pipeline Natural Gas |  | Combustion turbine |  | Dry Low NOx Burners |  |  | ARP, CSOSG2 | 56328 3 | 2007-07-02 | 1078 |  | 1.5559 | 3.589%
AR | Harry D. Mattison Power Plant | 56328 | 4 |  | 2023 | 618 | 560.38 | 39514.6 |  | 0.142 | 0.001 | 28775.8 | 0.0592 | 17.755 | 0.1543 | 487699.1 | Pipeline Natural Gas |  | Combustion turbine |  | Dry Low NOx Burners |  |  | ARP, CSOSG2 | 56328 4 | 2007-07-01 | 1078 |  | 0.89866 | 5.165%
TX | Quail Run Energy Center | 56349 | CT1A |  | 2023 | 6053 | 5916.91 | 593396.35 |  | 1.55 | 0.001 | 307008.11 | 0.059 | 38.872 | 0.0179 | 5165981.232 | Pipeline Natural Gas |  | Combined cycle |  | Dry Low NOx Burners,Selective Catalytic Reduction |  |  | ARP, CSOSG2 | 56349 CT1A | 2007-04-25 | 1260 | Y | 0.13102 | 46.8%
TX | Quail Run Energy Center | 56349 | CT1B |  | 2023 | 6025 | 5865.57 | 584695 |  | 1.511 | 0.001 | 299243.454 | 0.059 | 38.539 | 0.0186 | 5035256.751 | Pipeline Natural Gas |  | Combined cycle |  | Dry Low NOx Burners,Selective Catalytic Reduction |  |  | ARP, CSOSG2 | 56349 CT1B | 2007-04-26 | 1260 | Y | 0.13183 | 45.62%
TX | Quail Run Energy Center | 56349 | CT2A |  | 2023 | 6259 | 6102.67 | 597411.9 |  | 1.538 | 0.001 | 304610.72 | 0.059 | 35.385 | 0.0158 | 5125704.947 | Pipeline Natural Gas |  | Combined cycle |  | Dry Low NOx Burners,Selective Catalytic Reduction |  |  | ARP, CSOSG2 | 56349 CT2A | 2008-04-15 | 1335 | Y | 0.11846 | 43.83%
TX | Quail Run Energy Center | 56349 | CT2B |  | 2023 | 6138 | 5989.45 | 595212.39 |  | 1.51 | 0.001 | 299144.624 | 0.059 | 34.862 | 0.0155 | 5033682.718 | Pipeline Natural Gas |  | Combined cycle |  | Dry Low NOx Burners,Selective Catalytic Reduction |  |  | ARP, CSOSG2 | 56349 CT2B | 2008-04-15 | 1260 | Y | 0.11714 | 45.6%
TX | Colorado Bend Energy Center | 56350 | CT1A |  | 2023 | 6343 | 6289.94 | 686849.55 |  | 1.694 | 0.001 | 335589.083 | 0.059 | 39.666 | 0.0156 | 5646917.807 | Pipeline Natural Gas |  | Combined cycle |  | Dry Low NOx Burners,Selective Catalytic Reduction |  |  | ARP, CSOSG2 | 56350 CT1A | 2007-04-16 | 1120 | Y | 0.1155 | 57.56%
TX | Colorado Bend Energy Center | 56350 | CT1B |  | 2023 | 5822 | 5779.62 | 632615.22 |  | 1.545 | 0.001 | 305984.112 | 0.059 | 35.186 | 0.0156 | 5148790.362 | Pipeline Natural Gas |  | Combined cycle |  | Dry Low NOx Burners,Selective Catalytic Reduction |  |  | ARP, CSOSG2 | 56350 CT1B | 2007-04-16 | 1120 | Y | 0.11124 | 52.48%
TX | Colorado Bend Energy Center | 56350 | CT2A |  | 2023 | 4855 | 4826.5 | 538838.46 |  | 1.28 | 0.001 | 253584.863 | 0.059 | 27.029 | 0.0143 | 4267105.642 | Pipeline Natural Gas |  | Combined cycle |  | Dry Low NOx Burners,Selective Catalytic Reduction |  |  | ARP, CSOSG2 | 56350 CT2A | 2008-05-01 | 1120 | Y | 0.10032 | 43.49%
TX | Colorado Bend Energy Center | 56350 | CT2B |  | 2023 | 4850 | 4826.99 | 553903.19 |  | 1.304 | 0.001 | 258191.737 | 0.059 | 27.812 | 0.0139 | 4344602.099 | Pipeline Natural Gas |  | Combined cycle |  | Dry Low NOx Burners,Selective Catalytic Reduction |  |  | ARP, CSOSG2 | 56350 CT2B | 2008-05-01 | 1120 | Y | 0.10042 | 44.28%
TX | Colorado Bend Energy Center | 56350 | CT-4A |  | 2023 | 1688 | 1492.35 | 41640.89 |  | 0.176 | 0.001 | 34811.091 | 0.0592 | 17.078 | 0.0534 | 585767.504 | Pipeline Natural Gas |  | Combustion turbine |  | Selective Catalytic Reduction |  |  | ARP, CSOSG2 | 56350 CT-4A | 2022-12-29 | 10640 | Y | 0.82025 | 0.6285%
TX | Colorado Bend Energy Center | 56350 | CT-4B |  | 2023 | 1731 | 1531.99 | 45217.01 |  | 0.188 | 0.001 | 37280.708 | 0.0592 | 17.202 | 0.0495 | 627319.872 | Pipeline Natural Gas |  | Combustion turbine (Started Jan 24, 2023) |  | Selective Catalytic Reduction |  |  | ARP, CSOSG2 | 56350 CT-4B | 2023-01-24 | 10640 | Y | 0.76086 | 0.673%
PA | Hunlock Unit 4 | 56397 | 4 |  | 2023 | 1247 | 1113.82 | 52098.48 |  | 0.146 | 0.001 | 28964.279 | 0.0592 | 20.751 | 0.0905 | 487364.769 | Pipeline Natural Gas |  | Combustion turbine |  | Water Injection |  |  | ARP, CSNOX, CSOSG3, CSSO2G1, RGGI | 56397 4 | 2000-12-01 | 500 |  | 0.79661 | 11.13%
FL | Treasure Coast Energy Center | 56400 | 1 |  | 2023 | 7482 | 7468.52 | 1870356.18 |  | 3.982 | 0.001 | 788645.071 | 0.059 | 37.619 | 0.0061 | 13267036.282 | Pipeline Natural Gas | Diesel Oil | Combined cycle |  | Dry Low NOx Burners,Water Injection,Selective Catalytic Reduction |  |  | ARP | 56400 1 | 2008-02-12 | 2661 | Y | 0.040227 | 56.91%
FL | West County Energy Center | 56407 | WCCT1A |  | 2023 | 7139 | 7027.13 | 2524583.68 |  | 4.892 | 0.001 | 967029.43 | 0.0591 | 64.045 | 0.0101 | 16261059.752 | Pipeline Natural Gas | Diesel Oil | Combined cycle |  | Dry Low NOx Burners,Water Injection,Ammonia Injection,Other,Selective Catalytic Reduction |  |  | ARP | 56407 WCCT1A | 2009-05-21 | 2958 | Y | 0.050737 | 62.75%
FL | West County Energy Center | 56407 | WCCT1B |  | 2023 | 5891 | 5796.01 | 2081214.76 |  | 4.019 | 0.001 | 794793.356 | 0.059 | 51.997 | 0.0097 | 13366430.576 | Pipeline Natural Gas | Diesel Oil | Combined cycle |  | Dry Low NOx Burners,Water Injection,Ammonia Injection,Other,Selective Catalytic Reduction |  |  | ARP | 56407 WCCT1B | 2009-05-02 | 2958 | Y | 0.049968 | 51.58%
FL | West County Energy Center | 56407 | WCCT1C |  | 2023 | 7581 | 7477.11 | 2736834.83 |  | 5.298 | 0.001 | 1048310.692 | 0.059 | 67.328 | 0.0095 | 17633322.653 | Pipeline Natural Gas | Diesel Oil | Combined cycle |  | Dry Low NOx Burners,Water Injection,Ammonia Injection,Other,Selective Catalytic Reduction |  |  | ARP | 56407 WCCT1C | 2009-04-19 | 2958 | Y | 0.049201 | 68.05%
FL | West County Energy Center | 56407 | WCCT2A |  | 2023 | 6525 | 6451.17 | 2309223.85 |  | 4.425 | 0.001 | 874898.174 | 0.059 | 56.66 | 0.0093 | 14713124.429 | Pipeline Natural Gas | Diesel Oil | Combined cycle |  | Dry Low NOx Burners,Water Injection,Ammonia Injection,Other,Selective Catalytic Reduction |  |  | ARP | 56407 WCCT2A | 2009-09-24 | 2958 | Y | 0.049073 | 56.78%
FL | West County Energy Center | 56407 | WCCT2B |  | 2023 | 6959 | 6843.36 | 2477883.37 |  | 4.773 | 0.001 | 943992.831 | 0.0591 | 62.741 | 0.0102 | 15876024.548 | Pipeline Natural Gas | Diesel Oil | Combined cycle |  | Dry Low NOx Burners,Water Injection,Ammonia Injection,Other,Selective Catalytic Reduction |  |  | ARP | 56407 WCCT2B | 2009-09-09 | 2958 | Y | 0.050641 | 61.27%
FL | West County Energy Center | 56407 | WCCT2C |  | 2023 | 7268 | 7155 | 2589250.39 |  | 4.993 | 0.001 | 987870.535 | 0.059 | 64.026 | 0.0096 | 16616161.656 | Pipeline Natural Gas | Diesel Oil | Combined cycle |  | Dry Low NOx Burners,Water Injection,Ammonia Injection,Other,Selective Catalytic Reduction |  |  | ARP | 56407 WCCT2C | 2009-09-02 | 2958 | Y | 0.049455 | 64.13%
FL | West County Energy Center | 56407 | WCCT3A |  | 2023 | 5285 | 5152.7 | 1799536.93 |  | 3.526 | 0.001 | 696261.987 | 0.0591 | 48.429 | 0.0113 | 11704341.332 | Pipeline Natural Gas | Diesel Oil | Combined cycle |  | Dry Low NOx Burners,Water Injection,Other,Selective Catalytic Reduction |  |  | ARP | 56407 WCCT3A | 2010-12-29 | 3098 | Y | 0.053824 | 43.13%
FL | West County Energy Center | 56407 | WCCT3B |  | 2023 | 5951 | 5910.43 | 2083701.38 |  | 4.091 | 0.001 | 809555.2 | 0.059 | 50.615 | 0.0084 | 13617345.798 | Pipeline Natural Gas | Diesel Oil | Combined cycle |  | Dry Low NOx Burners,Water Injection,Other,Selective Catalytic Reduction |  |  | ARP | 56407 WCCT3B | 2010-12-03 | 3098 | Y | 0.048582 | 50.18%
FL | West County Energy Center | 56407 | WCCT3C |  | 2023 | 5677 | 5603.21 | 1958188.54 |  | 3.778 | 0.001 | 747045.837 | 0.059 | 49.376 | 0.0098 | 12563184.26 | Pipeline Natural Gas | Diesel Oil | Combined cycle |  | Dry Low NOx Burners,Water Injection,Other,Selective Catalytic Reduction |  |  | ARP | 56407 WCCT3C | 2010-12-18 | 3098 | Y | 0.05043 | 46.29%
CO | Spindle Hill Energy Center | 56445 | CT-01 |  | 2023 | 829 | 767.52 | 82828.04 |  | 0.264 | 0.0011 | 52181.329 | 0.0591 | 24.802 | 0.0673 | 878087.447 | Pipeline Natural Gas | Diesel Oil | Combustion turbine |  | Dry Low NOx Burners,Water Injection |  |  | ARP | 56445 CT-01 | 2007-04-08 | 2707 |  | 0.59888 | 3.703%
CO | Spindle Hill Energy Center | 56445 | CT-02 |  | 2023 | 1689 | 1560.35 | 173284.01 |  | 0.585 | 0.0011 | 111019.402 | 0.0591 | 41.524 | 0.0526 | 1867272.955 | Pipeline Natural Gas | Diesel Oil | Combustion turbine |  | Dry Low NOx Burners,Water Injection |  |  | ARP | 56445 CT-02 | 2007-04-21 | 2707 |  | 0.47926 | 7.874%
AR | Plum Point Energy Station | 56456 | 1 |  | 2023 | 7385 | 7375.86 | 3721291.34 |  | 2295.02 | 0.1285 | 3692584.12 | 0.1047 | 1313.674 | 0.0731 | 35215771.556 | Coal |  | Dry bottom wall-fired boiler | Dry Lime FGD | Low NOx Burner Technology (Dry Bottom only),Selective Catalytic Reduction | Baghouse | Untreated PAC Sorbent Injection | ARP, CSOSG2, MATS | 56456 1 | 2010-03-26 | 8000 | Y | 0.70603 | 50.25%
NM | Hobbs Generating Station | 56458 | HOBB1 |  | 2023 | 8128 | 8103.95 | 2041720.1 |  | 3.933 | 0.0008 | 888139.209 | 0.059 | 46.997 | 0.007 | 14944681.217 | Pipeline Natural Gas |  | Combined cycle |  | Dry Low NOx Burners,Selective Catalytic Reduction |  |  | ARP | 56458 HOBB1 | 2008-06-22 | 2620.2 | Y | 0.046037 | 65.11%
NM | Hobbs Generating Station | 56458 | HOBB2 |  | 2023 | 7996 | 7962.7 | 2000800.88 |  | 3.857 | 0.0008 | 871347.299 | 0.059 | 47.928 | 0.0076 | 14662109.5 | Pipeline Natural Gas |  | Combined cycle |  | Dry Low NOx Burners,Selective Catalytic Reduction |  |  | ARP | 56458 HOBB2 | 2008-07-04 | 2597.2 | Y | 0.047909 | 64.44%
CA | Russell City Energy Company LLC | 56467 | CT1 |  | 2023 | 3798 | 3610.36 | 916529.99 |  | 1.98 | 0.001 | 392253.045 | 0.059 | 23.139 | 0.0087 | 6600430.947 | Pipeline Natural Gas |  | Combined cycle |  | Dry Low NOx Burners,Selective Catalytic Reduction |  |  | ARP | 56467 CT1 | 2013-07-20 | 2238.6 | Y | 0.050493 | 33.66%
CA | Russell City Energy Company LLC | 56467 | CT2 |  | 2023 | 3905 | 3710.33 | 938094.12 |  | 2.008 | 0.001 | 397728.723 | 0.059 | 24.719 | 0.0095 | 6692503.524 | Pipeline Natural Gas |  | Combined cycle |  | Dry Low NOx Burners,Selective Catalytic Reduction |  |  | ARP | 56467 CT2 | 2013-07-20 | 2238.6 | Y | 0.0527 | 34.13%
CA | McGrath Generating Station | 56471 | CT1 |  | 2023 | 384 | 293.19 | 12385.81 |  | 0.036 | 0.001 | 7186.281 | 0.0592 | 0.623 | 0.018 | 120927.473 | Pipeline Natural Gas |  | Combustion turbine |  | Dry Low NOx Burners,Selective Catalytic Reduction |  |  | ARP | 56471 CT1 | 2012-11-01 | 640 | Y | 0.1006 | 2.157%
CA | Grapeland Generating Station | 56472 | CT1 |  | 2023 | 319 | 196.94 | 5791.48 |  | 0.019 | 0.001 | 3694.877 | 0.0594 | 0.567 | 0.032 | 62159.681 | Pipeline Natural Gas |  | Combustion turbine |  | Dry Low NOx Burners |  |  | ARP | 56472 CT1 | 2007-09-17 | 505.7 |  | 0.1958 | 1.403%
CA | Mira Loma Generating Station | 56473 | CT1 |  | 2023 | 364 | 280.7 | 12052.76 |  | 0.036 | 0.001 | 7059.065 | 0.0592 | 0.455 | 0.0213 | 118782.764 | Pipeline Natural Gas |  | Combustion turbine |  | Dry Low NOx Burners,Water Injection,Selective Catalytic Reduction |  |  | ARP | 56473 CT1 | 2007-09-17 | 511.5 | Y | 0.075501 | 2.651%
CA | Barre Generating Station | 56474 | CT1 |  | 2023 | 1019 | 815.29 | 21967.25 |  | 0.073 | 0.001 | 14438.486 | 0.0593 | 0.911 | 0.0134 | 242956.224 | Pipeline Natural Gas |  | Combustion turbine |  | Dry Low NOx Burners,Water Injection,Selective Catalytic Reduction |  |  | ARP | 56474 CT1 | 2007-09-17 | 522 | Y | 0.082942 | 5.313%
CA | Center Generating Station | 56475 | CT1 |  | 2023 | 300 | 185.64 | 5967.43 |  | 0.019 | 0.001 | 3704.47 | 0.0593 | 0.321 | 0.013 | 62330.588 | Pipeline Natural Gas |  | Combustion turbine |  | Dry Low NOx Burners |  |  | ARP | 56475 CT1 | 2007-09-17 | 505 |  | 0.10758 | 1.409%
CA | Gateway Generating Station | 56476 | GT1 |  | 2023 | 6784 | 6696.01 | 1603343.88 |  | 3.463 | 0.001 | 685882.292 | 0.059 | 39.29 | 0.0097 | 11541248.559 | Pipeline Natural Gas |  | Combined cycle |  | Dry Low NOx Burners,Selective Catalytic Reduction |  |  | ARP | 56476 GT1 | 2008-11-11 | 2227 | Y | 0.04901 | 59.16%
CA | Gateway Generating Station | 56476 | GT2 |  | 2023 | 6459 | 6352.18 | 1537243.43 |  | 3.317 | 0.001 | 657119.268 | 0.059 | 35.799 | 0.0082 | 11057371.863 | Pipeline Natural Gas |  | Combined cycle |  | Dry Low NOx Burners,Selective Catalytic Reduction |  |  | ARP | 56476 GT2 | 2008-11-10 | 2227 | Y | 0.046576 | 56.68%
WI | Marshfield Utilities Combustion Turbine | 56480 | 1A |  | 2023 | 276 | 233.17 | 4524.51 |  | 0.015 | 0.001 | 2960.841 | 0.0593 | 2.087 | 0.0832 | 49825.161 | Pipeline Natural Gas |  | Combustion turbine |  | Water Injection |  |  | ARP, CSNOX, CSOSG3, CSSO2G1 | 56480 1A | 2011-02-04 | 325 |  | 0.92253 | 1.75%
WI | Marshfield Utilities Combustion Turbine | 56480 | 1B |  | 2023 | 278 | 233.12 | 4374.92 |  | 0.015 | 0.001 | 2991.893 | 0.0594 | 1.845 | 0.0722 | 50346.489 | Pipeline Natural Gas |  | Combustion turbine |  | Water Injection |  |  | ARP, CSNOX, CSOSG3, CSSO2G1 | 56480 1B | 2011-02-04 | 325 |  | 0.84344 | 1.768%
AZ | Black Mountain Generating Station | 56482 | 1 |  | 2023 | 1686 | 1461.99 | 47153.64 |  | 0.863 | 0.0036 | 29299.192 | 0.0593 | 24.238 | 0.1169 | 493071.643 | Natural Gas |  | Combustion turbine |  | Water Injection |  |  | ARP | 56482 1 | 2008-04-29 | 490 |  | 1.028 | 11.49%
AZ | Black Mountain Generating Station | 56482 | 2 |  | 2023 | 1750 | 1521.26 | 50120.3 |  | 0.908 | 0.0036 | 30818.76 | 0.0593 | 27.782 | 0.125 | 518541.471 | Natural Gas |  | Combustion turbine |  | Water Injection |  |  | ARP | 56482 2 | 2008-05-01 | 490 |  | 1.1086 | 12.08%
KS | Emporia Energy Center | 56502 | EEC1 |  | 2023 | 4880 | 4500.93 | 107250.71 |  | 0.4 | 0.0006 | 81431.6 | 0.059 | 64.681 | 0.1308 | 1379924.8 | Pipeline Natural Gas |  | Combustion turbine |  | Water Injection |  |  | ARP, CSNOX, CSOSG2, CSSO2G2 | 56502 EEC1 | 2008-06-07 | 500 |  | 1.2062 | 31.51%
KS | Emporia Energy Center | 56502 | EEC2 |  | 2023 | 4857 | 4514.75 | 103237.39 |  | 0.385 | 0.0006 | 78993.5 | 0.059 | 63.456 | 0.1295 | 1338688.1 | Pipeline Natural Gas |  | Combustion turbine |  | Water Injection |  |  | ARP, CSNOX, CSOSG2, CSSO2G2 | 56502 EEC2 | 2008-06-02 | 500 |  | 1.2293 | 30.56%
KS | Emporia Energy Center | 56502 | EEC3 |  | 2023 | 4589 | 4240.53 | 96766.56 |  | 0.387 | 0.0007 | 78227.6 | 0.059 | 60.498 | 0.1291 | 1325810.4 | Pipeline Natural Gas |  | Combustion turbine |  | Water Injection |  |  | ARP, CSNOX, CSOSG2, CSSO2G2 | 56502 EEC3 | 2008-05-09 | 500 |  | 1.2504 | 30.27%
KS | Emporia Energy Center | 56502 | EEC4 |  | 2023 | 5284 | 4918.62 | 111290.43 |  | 0.432 | 0.0006 | 88747.5 | 0.059 | 69.662 | 0.128 | 1504212.2 | Pipeline Natural Gas |  | Combustion turbine |  | Water Injection |  |  | ARP, CSNOX, CSOSG2, CSSO2G2 | 56502 EEC4 | 2008-05-10 | 500 |  | 1.2519 | 34.34%
KS | Emporia Energy Center | 56502 | EEC5 |  | 2023 | 2436 | 2231.53 | 287112.02 |  | 0.969 | 0.001 | 191979.366 | 0.0591 | 45.788 | 0.0283 | 3230365.762 | Pipeline Natural Gas |  | Combustion turbine |  | Water Injection |  |  | ARP, CSNOX, CSOSG2, CSSO2G2 | 56502 EEC5 | 2008-06-06 | 2000 |  | 0.31896 | 18.44%
KS | Emporia Energy Center | 56502 | EEC6 |  | 2023 | 2122 | 1930.77 | 245396.82 |  | 0.834 | 0.001 | 165229.559 | 0.059 | 41.003 | 0.0292 | 2780366.868 | Pipeline Natural Gas |  | Combustion turbine |  | Dry Low NOx Burners |  |  | ARP, CSNOX, CSOSG2, CSSO2G2 | 56502 EEC6 | 2009-01-24 | 2000 |  | 0.33418 | 15.87%
KS | Emporia Energy Center | 56502 | EEC7 |  | 2023 | 2452 | 2252.61 | 288668 |  | 0.963 | 0.001 | 190682.797 | 0.059 | 48.715 | 0.0301 | 3208566.615 | Pipeline Natural Gas |  | Combustion turbine |  | Dry Low NOx Burners |  |  | ARP, CSNOX, CSOSG2, CSSO2G2 | 56502 EEC7 | 2009-02-18 | 2000 |  | 0.33752 | 18.31%
AR | City Water & Light - City of Jonesboro | 56505 | SN04 |  | 2023 | 974 | 974 | 36195 |  | 0.121 | 0.0008 | 22685 | 0.0588 | 19.213 | 0.1002 | 384300.7 | Pipeline Natural Gas | Diesel Oil | Combustion turbine |  | Water Injection |  |  | ARP, CSOSG2 | 56505 SN04 | 2000-05-16 | 469 |  | 1.0616 | 9.354%
AR | City Water & Light - City of Jonesboro | 56505 | SN06 |  | 2023 | 749 | 749 | 28305 |  | 0.091 | 0.0008 | 17105.2 | 0.059 | 16.081 | 0.1108 | 289845.9 | Pipeline Natural Gas | Diesel Oil | Combustion turbine |  | Water Injection |  |  | ARP, CSOSG2 | 56505 SN06 | 2003-05-15 | 469 |  | 1.1363 | 7.055%
AR | City Water & Light - City of Jonesboro | 56505 | SN07 |  | 2023 | 547 | 547 | 20296 |  | 0.067 | 0.0008 | 12438.8 | 0.0588 | 10.545 | 0.0999 | 210904.1 | Pipeline Natural Gas |  | Combustion turbine |  | Water Injection |  |  | ARP, CSOSG2 | 56505 SN07 | 2007-05-18 | 468 |  | 1.0391 | 5.144%
CA | Colusa Generating Station | 56532 | CT1 |  | 2023 | 5508 | 5405.05 | 1488147.09 |  | 3.201 | 0.001 | 634111.2 | 0.059 | 20.884 | 0.0064 | 10670170.669 | Pipeline Natural Gas |  | Combined cycle |  | Dry Low NOx Burners,Selective Catalytic Reduction |  |  | ARP | 56532 CT1 | 2010-09-02 | 2430 | Y | 0.028067 | 50.13%
CA | Colusa Generating Station | 56532 | CT2 |  | 2023 | 5694 | 5583.41 | 1524860.58 |  | 3.275 | 0.001 | 648668.818 | 0.0589 | 24.54 | 0.007 | 10915114.01 | Pipeline Natural Gas |  | Combined cycle |  | Dry Low NOx Burners,Selective Catalytic Reduction |  |  | ARP | 56532 CT2 | 2010-09-14 | 2430 | Y | 0.032187 | 51.28%
KY | Paducah Power Systems Plant 1 | 56556 | EU01A |  | 2023 | 1331 | 1104.92 | 25957.73 |  | 0.088 | 0.001 | 17425.856 | 0.0593 | 13.37 | 0.1025 | 293190.982 | Pipeline Natural Gas |  | Combustion turbine |  | Water Injection |  |  | ARP, CSNOX, CSOSG2E, CSSO2G1 | 56556 EU01A | 2010-04-13 | 332 |  | 1.0301 | 10.08%
KY | Paducah Power Systems Plant 1 | 56556 | EU01B |  | 2023 | 1322 | 1093.56 | 26866.6 |  | 0.091 | 0.001 | 17984.148 | 0.0593 | 13.695 | 0.0987 | 302631.051 | Pipeline Natural Gas |  | Combustion turbine |  | Water Injection |  |  | ARP, CSNOX, CSOSG2E, CSSO2G1 | 56556 EU01B | 2010-04-13 | 333 |  | 1.0195 | 10.37%
KY | Paducah Power Systems Plant 1 | 56556 | EU02A |  | 2023 | 1225 | 1013.05 | 23945.88 |  | 0.08 | 0.001 | 15769.847 | 0.0593 | 11.93 | 0.1001 | 265356.421 | Pipeline Natural Gas |  | Combustion turbine |  | Water Injection |  |  | ARP, CSNOX, CSOSG2E, CSSO2G1 | 56556 EU02A | 2010-04-19 | 332 |  | 0.99641 | 9.124%
KY | Paducah Power Systems Plant 1 | 56556 | EU02B |  | 2023 | 1222 | 1010.64 | 24787.75 |  | 0.082 | 0.001 | 16236.164 | 0.0594 | 12.305 | 0.1017 | 273166.945 | Pipeline Natural Gas |  | Combustion turbine |  | Water Injection |  |  | ARP, CSNOX, CSOSG2E, CSSO2G1 | 56556 EU02B | 2010-04-19 | 332 |  | 0.99283 | 9.393%
AR | John W. Turk Jr. Power Plant | 56564 | SN-01 |  | 2023 | 7150 | 7133.95 | 3354434.4 |  | 571.808 | 0.0385 | 3166856.139 | 0.105 | 612.334 | 0.0418 | 30195081.011 | Coal |  | Dry bottom wall-fired boiler | Dry Lime FGD | Low NOx Burner Technology w/ Overfire Air,Selective Catalytic Reduction | Baghouse | Halogenated PAC Sorbent Injection | ARP, CSOSG2, MATS | 56564 SN-01 | 2012-11-08 | 6000 | Y | 0.36509 | 57.45%
CA | Niland Gas Turbine Plant | 56569 | 1 |  | 2023 | 1248 | 1002.52 | 42201.86 |  | 0.117 | 0.001 | 23216.902 | 0.0593 | 2.053 | 0.0171 | 390647.829 | Pipeline Natural Gas |  | Combustion turbine |  | Dry Low NOx Burners,Selective Catalytic Reduction |  |  | ARP | 56569 1 | 2008-04-23 | 439.6 | Y | 0.097294 | 10.14%
CA | Niland Gas Turbine Plant | 56569 | 2 |  | 2023 | 1443 | 1177.13 | 49271.71 |  | 0.14 | 0.001 | 27744.914 | 0.0592 | 2.336 | 0.0176 | 466845.611 | Pipeline Natural Gas |  | Combustion turbine |  | Dry Low NOx Burners,Selective Catalytic Reduction |  |  | ARP | 56569 2 | 2008-04-13 | 439.6 | Y | 0.094821 | 12.12%
WY | Wygen III | 56596 | 1 |  | 2023 | 8450 | 8434.91 | 880896.33 |  | 182.289 | 0.0389 | 956642.235 | 0.105 | 203.038 | 0.0475 | 9121300.135 | Coal |  | Dry bottom wall-fired boiler | Dry Lime FGD | Low NOx Burner Technology (Dry Bottom only),Selective Catalytic Reduction | Baghouse |  | ARP, MATS | 56596 1 | 2010-02-08 | 1300 | Y | 0.46098 | 80.1%
TX | San Jacinto County Peaking Facility | 56603 | SJCCT1 |  | 2023 | 1228 | 1055.79 | 64014.78 |  | 0.244 | 0.001 | 48232.446 | 0.059 | 9.541 | 0.034 | 811604.184 | Pipeline Natural Gas |  | Combustion turbine |  | Dry Low NOx Burners |  |  | ARP, CSOSG2 | 56603 SJCCT1 | 2009-07-14 | 1100 |  | 0.29809 | 8.423%
TX | San Jacinto County Peaking Facility | 56603 | SJCCT2 |  | 2023 | 990 | 840.87 | 50600.73 |  | 0.193 | 0.001 | 38270.761 | 0.059 | 8.064 | 0.0348 | 643966.883 | Pipeline Natural Gas |  | Combustion turbine |  | Dry Low NOx Burners |  |  | ARP, CSOSG2 | 56603 SJCCT2 | 2009-07-13 | 1100 |  | 0.31873 | 6.683%
TX | Hardin County Peaking Facility | 56604 | HCCT1 |  | 2023 | 1142 | 998.16 | 67492.78 |  | 0.247 | 0.001 | 49013.827 | 0.059 | 12.291 | 0.0369 | 824784.78 | Pipeline Natural Gas |  | Combustion turbine |  | Dry Low NOx Burners |  |  | ARP, CSOSG2 | 56604 HCCT1 | 2009-10-15 | 1110.5 |  | 0.36422 | 8.478%
TX | Hardin County Peaking Facility | 56604 | HCCT2 |  | 2023 | 1045 | 910.12 | 61906.1 |  | 0.227 | 0.001 | 44929.673 | 0.059 | 11.17 | 0.037 | 756049.275 | Pipeline Natural Gas |  | Combustion turbine |  | Dry Low NOx Burners |  |  | ARP, CSOSG2 | 56604 HCCT2 | 2009-10-15 | 1110.5 |  | 0.36087 | 7.772%
MT | Culbertson Station | 56606 | CT01 |  | 2023 | 6072 | 5850.64 | 327800.32 |  | 0.767 | 0.001 | 151914.924 | 0.0592 | 108.915 | 0.0863 | 2556323.124 | Pipeline Natural Gas |  | Combustion turbine |  | Water Injection |  |  | ARP | 56606 CT01 | 2010-06-18 | 786.5 |  | 0.66452 | 37.1%
WY | Dry Fork Station | 56609 | 1 |  | 2023 | 7905 | 7876.25 | 3163235.49 |  | 886.48 | 0.0617 | 3106072.964 | 0.105 | 652.002 | 0.0457 | 29615474.274 | Coal |  | Dry bottom wall-fired boiler | Dry Lime FGD | Selective Catalytic Reduction | Baghouse | Halogenated PAC Sorbent Injection,Regenerative Activated Coke Technology | ARP, MATS | 56609 1 | 2011-05-10 | 6066 | Y | 0.41224 | 55.73%
SD | Deer Creek Station | 56610 | 1 |  | 2023 | 5131 | 5016.36 | 1089102.3 |  | 2.563 | 0.001 | 507685.066 | 0.059 | 45.945 | 0.0145 | 8542763.054 | Pipeline Natural Gas |  | Combined cycle |  | Selective Catalytic Reduction |  |  | ARP | 56610 1 | 2012-04-19 | 2344 | Y | 0.084372 | 41.6%
TX | Sandy Creek Energy Station | 56611 | S01 |  | 2023 | 7200 | 7195.31 | 3549352.76 |  | 1697.135 | 0.0981 | 3780874.034 | 0.104 | 752.568 | 0.0415 | 36169509.511 | Coal |  | Dry bottom wall-fired boiler | Dry Lime FGD | Selective Catalytic Reduction | Baghouse | Halogenated PAC Sorbent Injection | ARP, CSOSG2, MATS | 56611 S01 | 2011-10-10 | 12000 | Y | 0.42406 | 34.41%
CT | Waterbury Generation | 56629 | 10 |  | 2023 | 851 | 569.24 | 41268.13 |  | 0.117 | 0.001 | 23524.695 | 0.0591 | 2.33 | 0.0202 | 395452.386 | Pipeline Natural Gas | Diesel Oil | Combustion turbine |  | Water Injection,Selective Catalytic Reduction |  |  | ARP, RGGI, SIPNOX | 56629 10 | 2009-05-15 | 1800 | Y | 0.11292 | 2.508%
CA | Midway Peaking | 56639 | 1 |  | 2023 | 256 | 206.88 | 9501.53 |  | 0.032 | 0.001 | 6240.071 | 0.0592 | 0.685 | 0.0172 | 105008.258 | Pipeline Natural Gas |  | Combustion turbine |  | Water Injection,Ammonia Injection,Selective Catalytic Reduction |  |  | ARP | 56639 1 | 2009-04-19 | 684.2 | Y | 0.14419 | 1.752%
CA | Midway Peaking | 56639 | 2 |  | 2023 | 295 | 235.92 | 10934.89 |  | 0.037 | 0.001 | 7280.604 | 0.0592 | 0.638 | 0.0149 | 122509.974 | Pipeline Natural Gas |  | Combustion turbine |  | Water Injection,Ammonia Injection,Selective Catalytic Reduction |  |  | ARP | 56639 2 | 2009-04-10 | 684.2 | Y | 0.11669 | 2.044%
WV | Longview Power | 56671 | 1 |  | 2023 | 6846 | 6829.56 | 4360908.35 |  | 1599.664 | 0.0883 | 3827911.177 | 0.103 | 1175.691 | 0.0645 | 37309141.287 | Coal |  | Dry bottom wall-fired boiler | Other,Wet Limestone | Low NOx Burner Technology w/ Overfire Air,Selective Catalytic Reduction | Baghouse |  | ARP, CSNOX, CSOSG2E, CSSO2G1, MATS | 56671 1 | 2011-05-06 | 7200 | Y | 0.5392 | 59.15%
TX | Winchester Power Park | 56674 | 1 |  | 2023 | 626 | 521.71 | 18051.6 |  | 0.049 | 0.001 | 9802.343 | 0.0593 | 0.959 | 0.0237 | 164938.111 | Pipeline Natural Gas |  | Combustion turbine |  | Selective Catalytic Reduction |  |  | ARP, CSOSG2 | 56674 1 | 2009-05-06 | 437 | Y | 0.10625 | 4.309%
TX | Winchester Power Park | 56674 | 2 |  | 2023 | 810 | 679.52 | 22347.17 |  | 0.063 | 0.001 | 12459.567 | 0.0593 | 0.983 | 0.0117 | 209659.717 | Pipeline Natural Gas |  | Combustion turbine |  | Selective Catalytic Reduction |  |  | ARP, CSOSG2 | 56674 2 | 2009-05-16 | 437 | Y | 0.087975 | 5.477%
TX | Winchester Power Park | 56674 | 3 |  | 2023 | 904 | 759.14 | 25802.48 |  | 0.072 | 0.001 | 14161.174 | 0.0593 | 1.202 | 0.0135 | 238304.265 | Pipeline Natural Gas |  | Combustion turbine |  | Selective Catalytic Reduction |  |  | ARP, CSOSG2 | 56674 3 | 2009-05-20 | 437 | Y | 0.093169 | 6.225%
TX | Winchester Power Park | 56674 | 4 |  | 2023 | 917 | 758.06 | 25106.36 |  | 0.07 | 0.001 | 13898.38 | 0.0593 | 1.178 | 0.013 | 233882.498 | Pipeline Natural Gas |  | Combustion turbine |  | Selective Catalytic Reduction |  |  | ARP, CSOSG2 | 56674 4 | 2009-06-13 | 437 | Y | 0.093841 | 6.11%
ND | Spiritwood Station | 56786 | 1 |  | 2023 | 8199 | 8186.54 |  | 2879883.73 | 5.756 | 0.0027 | 297952.481 | 0.0732 | 171.824 | 0.0875 | 4054340.241 | Coal | Liquified Petroleum Gas, Pipeline Natural Gas | Circulating fluidized bed boiler | Dry Lime FGD,Fluidized Bed Limestone Injection | Overfire Air,Selective Non-catalytic Reduction | Baghouse | Untreated PAC Sorbent Injection | ARP, MATS | 56786 1 | 2011-09-07 | 1540 | Y |  | 30.05%
CT | Kleen Energy Systems Project | 56798 | U1 |  | 2023 | 5955 | 5921.05 | 1593734.47 |  | 3.314 | 0.001 | 640465.73 | 0.058 | 37.879 | 0.0079 | 11045479.153 | Pipeline Natural Gas | Diesel Oil | Combined cycle |  | Dry Low NOx Burners,Water Injection,Selective Catalytic Reduction |  |  | ARP, RGGI, SIPNOX | 56798 U1 | 2011-05-03 | 2581 | Y | 0.047535 | 48.85%
CT | Kleen Energy Systems Project | 56798 | U2 |  | 2023 | 4322 | 4305.8 | 1180818.08 |  | 2.449 | 0.001 | 473555.006 | 0.0581 | 26.966 | 0.0074 | 8157192.888 | Pipeline Natural Gas | Diesel Oil | Combined cycle |  | Dry Low NOx Burners,Water Injection,Selective Catalytic Reduction |  |  | ARP, RGGI, SIPNOX | 56798 U2 | 2011-05-07 | 2581 | Y | 0.045673 | 36.08%
FL | Greenland Energy Center | 56799 | 1 |  | 2023 | 2271 | 2113.92 | 309376.84 |  | 0.989 | 0.001 | 195943.526 | 0.059 | 49.228 | 0.0346 | 3296862.938 | Pipeline Natural Gas | Diesel Oil | Combustion turbine |  | Dry Low NOx Burners,Water Injection |  |  | ARP | 56799 1 | 2011-01-14 | 2010 |  | 0.31824 | 18.72%
FL | Greenland Energy Center | 56799 | 2 |  | 2023 | 1850 | 1692.54 | 248852.9 |  | 0.796 | 0.001 | 157664.472 | 0.059 | 40.68 | 0.0357 | 2652587.505 | Pipeline Natural Gas | Diesel Oil | Combustion turbine |  | Dry Low NOx Burners,Water Injection |  |  | ARP | 56799 2 | 2011-03-05 | 2101 |  | 0.32694 | 14.41%
CA | Panoche Energy Center | 56803 | 1 |  | 2023 | 2152 | 1916.08 | 178619.18 |  | 0.473 | 0.001 | 92440.292 | 0.059 | 7.264 | 0.0121 | 1577790.043 | Pipeline Natural Gas |  | Combustion turbine |  | Water Injection,Selective Catalytic Reduction |  |  | ARP | 56803 1 | 2009-04-09 | 975 | Y | 0.081335 | 18.47%
CA | Panoche Energy Center | 56803 | 2 |  | 2023 | 1568 | 1379.44 | 130604.73 |  | 0.35 | 0.001 | 68472.594 | 0.059 | 6.235 | 0.0161 | 1168058.68 | Pipeline Natural Gas |  | Combustion turbine |  | Water Injection,Selective Catalytic Reduction |  |  | ARP | 56803 2 | 2009-04-18 | 975 | Y | 0.095479 | 13.68%
CA | Panoche Energy Center | 56803 | 3 |  | 2023 | 1887 | 1670.17 | 160553.8 |  | 0.426 | 0.001 | 83208.114 | 0.059 | 7.463 | 0.0175 | 1419765.266 | Pipeline Natural Gas |  | Combustion turbine |  | Water Injection,Selective Catalytic Reduction |  |  | ARP | 56803 3 | 2009-04-13 | 970 | Y | 0.092966 | 16.71%
CA | Panoche Energy Center | 56803 | 4 |  | 2023 | 2565 | 2284.49 | 217537.12 |  | 0.585 | 0.001 | 114271.948 | 0.059 | 10.149 | 0.014 | 1950052.865 | Pipeline Natural Gas |  | Combustion turbine |  | Water Injection,Selective Catalytic Reduction |  |  | ARP | 56803 4 | 2009-04-17 | 980 | Y | 0.093308 | 22.72%
TX | Cedar Bayou 4 | 56806 | CBY41 |  | 2023 | 4900 | 4855.43 | 686387.79 |  | 2.072 | 0.001 | 410411.055 | 0.059 | 38.046 | 0.013 | 6905979.713 | Pipeline Natural Gas |  | Combined cycle |  | Dry Low NOx Burners,Selective Catalytic Reduction |  |  | ARP, CSOSG2 | 56806 CBY41 | 2009-03-28 | 2125 | Y | 0.11086 | 37.1%
TX | Cedar Bayou 4 | 56806 | CBY42 |  | 2023 | 3987 | 3913.5 | 565762.74 |  | 1.702 | 0.001 | 337133.683 | 0.059 | 30.563 | 0.0126 | 5672877.536 | Pipeline Natural Gas |  | Combined cycle |  | Dry Low NOx Burners,Selective Catalytic Reduction |  |  | ARP, CSOSG2 | 56806 CBY42 | 2009-03-29 | 2125 | Y | 0.10804 | 30.47%
VA | Bear Garden Generating Station | 56807 | 1A |  | 2023 | 6371 | 6356.61 | 1570025.41 |  | 3.195 | 0.001 | 632969.949 | 0.0591 | 38.997 | 0.008 | 10648257.775 | Pipeline Natural Gas | Diesel Oil | Combined cycle |  | Dry Low NOx Burners,Water Injection,Selective Catalytic Reduction |  |  | ARP, CSNOX, CSOSG3, CSSO2G1, RGGI | 56807 1A | 2011-01-29 | 2550 | Y | 0.049677 | 47.67%
VA | Bear Garden Generating Station | 56807 | 1B |  | 2023 | 6350 | 6338.03 | 1566668.4 |  | 3.17 | 0.001 | 627922.126 | 0.059 | 36.045 | 0.0074 | 10563112.623 | Pipeline Natural Gas | Diesel Oil | Combined cycle |  | Dry Low NOx Burners,Water Injection,Selective Catalytic Reduction |  |  | ARP, CSNOX, CSOSG3, CSSO2G1, RGGI | 56807 1B | 2011-01-26 | 2550 | Y | 0.046015 | 47.29%
VA | Virginia City Hybrid Energy Center | 56808 | 1 |  | 2023 | 1452 | 1445.94 |  | 2092236.67 | 13.1 | 0.0088 | 320795.464 | 0.1022 | 110.232 | 0.0721 | 3127480.337 | Coal | Coal Refuse, Wood | Circulating fluidized bed boiler | Dry Lime FGD,Fluidized Bed Limestone Injection | Selective Non-catalytic Reduction | Baghouse |  | ARP, CSNOX, CSOSG3, CSSO2G1, MATS, RGGI | 56808 1 | 2012-03-07 | 3500 | Y |  | 10.2%
VA | Virginia City Hybrid Energy Center | 56808 | 2 |  | 2023 | 2765 | 2756.65 |  | 3715057.28 | 59.852 | 0.0674 | 598638.696 | 0.1023 | 216.056 | 0.0755 | 5828339.914 | Coal | Coal Refuse, Wood | Circulating fluidized bed boiler | Dry Lime FGD,Fluidized Bed Limestone Injection | Selective Non-catalytic Reduction | Baghouse |  | ARP, CSNOX, CSOSG3, CSSO2G1, MATS, RGGI | 56808 2 | 2012-03-07 | 3500 | Y |  | 19.01%
MD | CPV St. Charles Energy Center | 56846 | GT1 |  | 2023 | 7566 | 7472.68 | 1771179.78 |  | 4.537 | 0.001 | 898716.723 | 0.059 | 26.769 | 0.0038 | 15122493.378 | Pipeline Natural Gas |  | Combined cycle |  | Dry Low NOx Burners,Selective Catalytic Reduction |  |  | ARP, CSNOX, CSOSG3, CSSO2G1, RGGI | 56846 GT1 | 2016-11-30 | 2807 | Y | 0.030227 | 61.5%
MD | CPV St. Charles Energy Center | 56846 | GT2 |  | 2023 | 7344 | 7227.65 | 1717146.83 |  | 4.38 | 0.001 | 867645.328 | 0.059 | 25.677 | 0.0038 | 14599673.229 | Pipeline Natural Gas |  | Combined cycle |  | Dry Low NOx Burners,Selective Catalytic Reduction |  |  | ARP, CSNOX, CSOSG3, CSSO2G1, RGGI | 56846 GT2 | 2016-11-25 | 2807 | Y | 0.029907 | 59.37%
MT | Dave Gates Generating Station | 56908 | 1A | CS1 | 2023 | 5053 | 4899.06 | 96735.92 |  | 0.313 | 0.001 | 62014.954 | 0.0594 | 8.036 | 0.0152 | 1043510.527 | Pipeline Natural Gas | Diesel Oil | Combustion turbine |  | Water Injection,Selective Catalytic Reduction |  |  | ARP | 56908 1A | 2010-08-31 | 296.4 | Y | 0.16614 | 40.19%
MT | Dave Gates Generating Station | 56908 | 1B | CS1 | 2023 | 5062 | 4909.07 | 96215.89 |  | 0.311 | 0.001 | 61662.965 | 0.0593 | 7.984 | 0.0152 | 1037611.736 | Pipeline Natural Gas | Diesel Oil | Combustion turbine |  | Water Injection,Selective Catalytic Reduction |  |  | ARP | 56908 1B | 2010-08-31 | 296.4 | Y | 0.16596 | 39.96%
MT | Dave Gates Generating Station | 56908 | 2A | CS2 | 2023 | 5873 | 5722.04 | 111216.22 |  | 0.364 | 0.001 | 72119.649 | 0.0594 | 9.982 | 0.0166 | 1213568.427 | Pipeline Natural Gas | Diesel Oil | Combustion turbine |  | Water Injection,Selective Catalytic Reduction |  |  | ARP | 56908 2A | 2010-09-07 | 296.4 | Y | 0.17951 | 46.74%
MT | Dave Gates Generating Station | 56908 | 2B | CS2 | 2023 | 5872 | 5718.19 | 110530.18 |  | 0.362 | 0.001 | 71668.82 | 0.0594 | 9.87 | 0.0165 | 1205943.187 | Pipeline Natural Gas | Diesel Oil | Combustion turbine |  | Water Injection,Selective Catalytic Reduction |  |  | ARP | 56908 2B | 2010-09-07 | 296.4 | Y | 0.17859 | 46.45%
MT | Dave Gates Generating Station | 56908 | 3A | CS3 | 2023 | 3485 | 3429.89 | 73677.94 |  | 0.231 | 0.001 | 45834.518 | 0.0594 | 6.766 | 0.0178 | 771231.713 | Pipeline Natural Gas | Diesel Oil | Combustion turbine |  | Water Injection,Selective Catalytic Reduction |  |  | ARP | 56908 3A | 2010-10-04 | 296.4 | Y | 0.18366 | 29.7%
MT | Dave Gates Generating Station | 56908 | 3B | CS3 | 2023 | 3481 | 3430.19 | 76192.11 |  | 0.24 | 0.001 | 47561.205 | 0.0593 | 7.004 | 0.0178 | 800269.43 | Pipeline Natural Gas | Diesel Oil | Combustion turbine |  | Water Injection,Selective Catalytic Reduction |  |  | ARP | 56908 3B | 2010-10-04 | 296.4 | Y | 0.18385 | 30.82%
CA | Orange Grove Project | 56914 | CTG1 |  | 2023 | 355 | 258.17 | 9135.07 |  | 0.028 | 0.001 | 5606.413 | 0.0593 | 0.52 | 0.018 | 94333.479 | Pipeline Natural Gas |  | Combustion turbine |  | Water Injection,Ammonia Injection,Selective Catalytic Reduction |  |  | ARP | 56914 CTG1 | 2010-01-30 | 530 | Y | 0.11385 | 2.032%
CA | Orange Grove Project | 56914 | CTG2 |  | 2023 | 367 | 269.18 | 9867.1 |  | 0.03 | 0.001 | 5897.085 | 0.0592 | 0.542 | 0.0164 | 99247.222 | Pipeline Natural Gas |  | Combustion turbine |  | Water Injection,Ammonia Injection,Selective Catalytic Reduction |  |  | ARP | 56914 CTG2 | 2010-02-05 | 530 | Y | 0.10986 | 2.138%
NY | Valley Energy Center | 56940 | 1 |  | 2023 | 6947 | 6922.84 | 2202570.27 |  | 4.58 | 0.001 | 882027.105 | 0.058 | 45.857 | 0.0064 | 15267542.761 | Pipeline Natural Gas | Diesel Oil | Combined cycle |  | Selective Catalytic Reduction |  |  | ARP, CSNOX, CSOSG3, CSSO2G1, RGGI | 56940 1 | 2018-01-25 | 2734 | Y | 0.04164 | 63.75%
NY | Valley Energy Center | 56940 | 2 |  | 2023 | 6759 | 6738.5 | 2170312.09 |  | 4.508 | 0.001 | 868067.737 | 0.058 | 45.356 | 0.0063 | 15026004.437 | Pipeline Natural Gas | Diesel Oil | Combined cycle |  | Selective Catalytic Reduction |  |  | ARP, CSNOX, CSOSG3, CSSO2G1, RGGI | 56940 2 | 2018-01-24 | 2734 | Y | 0.041797 | 62.74%
AZ | Coolidge Generating Station | 56948 | CT01 |  | 2023 | 619 | 483.68 | 18184.25 |  | 0.057 | 0.001 | 11235.516 | 0.0593 | 1.768 | 0.0225 | 189054.203 | Pipeline Natural Gas |  | Combustion turbine |  | Water Injection,Selective Catalytic Reduction |  |  | ARP | 56948 CT01 | 2011-01-18 | 491 | Y | 0.19445 | 4.395%
AZ | Coolidge Generating Station | 56948 | CT02 |  | 2023 | 843 | 655.02 | 24945.1 |  | 0.077 | 0.001 | 15306.865 | 0.0593 | 2.456 | 0.0216 | 257572.129 | Pipeline Natural Gas |  | Combustion turbine |  | Water Injection,Selective Catalytic Reduction |  |  | ARP | 56948 CT02 | 2011-01-11 | 491 | Y | 0.19691 | 5.988%
AZ | Coolidge Generating Station | 56948 | CT03 |  | 2023 | 847 | 658.35 | 25086.58 |  | 0.077 | 0.001 | 15305.157 | 0.0593 | 2.437 | 0.0222 | 257522.858 | Pipeline Natural Gas |  | Combustion turbine |  | Water Injection,Selective Catalytic Reduction |  |  | ARP | 56948 CT03 | 2010-12-17 | 491 | Y | 0.19429 | 5.987%
AZ | Coolidge Generating Station | 56948 | CT04 |  | 2023 | 810 | 636.95 | 24036.63 |  | 0.074 | 0.001 | 14678.821 | 0.0593 | 2.391 | 0.0217 | 246980.312 | Pipeline Natural Gas |  | Combustion turbine |  | Water Injection,Selective Catalytic Reduction |  |  | ARP | 56948 CT04 | 2010-12-16 | 491 | Y | 0.19895 | 5.742%
AZ | Coolidge Generating Station | 56948 | CT05 |  | 2023 | 1464 | 1172.37 | 46478.24 |  | 0.141 | 0.001 | 27965.263 | 0.0592 | 4.432 | 0.0215 | 470591.678 | Pipeline Natural Gas |  | Combustion turbine |  | Water Injection,Selective Catalytic Reduction |  |  | ARP | 56948 CT05 | 2010-10-05 | 491 | Y | 0.19071 | 10.94%
AZ | Coolidge Generating Station | 56948 | CT06 |  | 2023 | 1454 | 1157.59 | 45501.58 |  | 0.14 | 0.001 | 27644.758 | 0.0592 | 4.49 | 0.0219 | 465160.3 | Pipeline Natural Gas |  | Combustion turbine |  | Water Injection,Selective Catalytic Reduction |  |  | ARP | 56948 CT06 | 2010-10-04 | 491 | Y | 0.19736 | 10.81%
AZ | Coolidge Generating Station | 56948 | CT07 |  | 2023 | 1447 | 1161.3 | 46111.48 |  | 0.138 | 0.001 | 27376.003 | 0.0592 | 4.877 | 0.0248 | 460632.011 | Pipeline Natural Gas |  | Combustion turbine |  | Water Injection,Selective Catalytic Reduction |  |  | ARP | 56948 CT07 | 2010-10-02 | 491 | Y | 0.21153 | 10.71%
AZ | Coolidge Generating Station | 56948 | CT08 |  | 2023 | 1361 | 1104.49 | 43293.96 |  | 0.131 | 0.001 | 25995.232 | 0.0592 | 4.433 | 0.0223 | 437443.189 | Pipeline Natural Gas |  | Combustion turbine |  | Water Injection,Selective Catalytic Reduction |  |  | ARP | 56948 CT08 | 2010-10-03 | 491 | Y | 0.20479 | 10.17%
AZ | Coolidge Generating Station | 56948 | CT09 |  | 2023 | 1209 | 919.04 | 36158.67 |  | 0.109 | 0.001 | 21572.544 | 0.0592 | 3.736 | 0.0229 | 362990.141 | Pipeline Natural Gas |  | Combustion turbine |  | Water Injection,Selective Catalytic Reduction |  |  | ARP | 56948 CT09 | 2010-11-12 | 491 | Y | 0.20664 | 8.439%
AZ | Coolidge Generating Station | 56948 | CT10 |  | 2023 | 1375 | 1050.47 | 41058.18 |  | 0.126 | 0.001 | 24930.991 | 0.0593 | 4.386 | 0.0249 | 419503.724 | Pipeline Natural Gas |  | Combustion turbine |  | Water Injection,Selective Catalytic Reduction |  |  | ARP | 56948 CT10 | 2010-11-15 | 491 | Y | 0.21365 | 9.753%
AZ | Coolidge Generating Station | 56948 | CT11 |  | 2023 | 1452 | 1121.69 | 44062.25 |  | 0.135 | 0.001 | 26832.72 | 0.0592 | 5.172 | 0.0258 | 451506.184 | Pipeline Natural Gas |  | Combustion turbine |  | Water Injection,Selective Catalytic Reduction |  |  | ARP | 56948 CT11 | 2010-11-14 | 491 | Y | 0.23476 | 10.5%
AZ | Coolidge Generating Station | 56948 | CT12 |  | 2023 | 1473 | 1138.59 | 44560.54 |  | 0.136 | 0.001 | 26983.752 | 0.0592 | 4.332 | 0.0217 | 454048.166 | Pipeline Natural Gas |  | Combustion turbine |  | Water Injection,Selective Catalytic Reduction |  |  | ARP | 56948 CT12 | 2010-11-17 | 491 | Y | 0.19443 | 10.56%
NJ | West Deptford Energy Station | 56963 | E101 |  | 2023 | 4234 | 4062.4 | 1149805.83 |  | 2.518 | 0.001 | 498852.948 | 0.059 | 31.194 | 0.0108 | 8394120.668 | Pipeline Natural Gas |  | Combined cycle |  | Dry Low NOx Burners,Selective Catalytic Reduction |  |  | ARP, CSNOX, CSOSG3, CSSO2G1, RGGI | 56963 E101 | 2014-05-16 | 3108 | Y | 0.05426 | 30.83%
NJ | West Deptford Energy Station | 56963 | E102 |  | 2023 | 3918 | 3728.65 | 1089832.82 |  | 2.372 | 0.001 | 469809.547 | 0.059 | 33.666 | 0.0134 | 7905449.228 | Pipeline Natural Gas |  | Combined cycle |  | Dry Low NOx Burners,Selective Catalytic Reduction |  |  | ARP, CSNOX, CSOSG3, CSSO2G1, RGGI | 56963 E102 | 2014-05-11 | 3108 | Y | 0.061782 | 29.04%
NJ | Bayonne Energy Center | 56964 | GT1 |  | 2023 | 2371 | 1917 | 104165.57 |  | 0.288 | 0.0009 | 58898.401 | 0.0592 | 3.085 | 0.0105 | 991102.677 | Pipeline Natural Gas | Diesel Oil | Combustion turbine |  | Water Injection,Ammonia Injection,Selective Catalytic Reduction |  |  | ARP, CSNOX, CSOSG3, CSSO2G1, RGGI | 56964 GT1 | 2012-01-23 | 603 | Y | 0.059233 | 18.76%
NJ | Bayonne Energy Center | 56964 | GT10 |  | 2023 | 2624 | 2043.26 | 108329.85 |  | 0.312 | 0.001 | 61885.295 | 0.0592 | 4.439 | 0.0181 | 1041396.582 | Pipeline Natural Gas | Diesel Oil | Combustion turbine |  | Water Injection,Ammonia Injection,Selective Catalytic Reduction |  |  | ARP, CSNOX, CSOSG3, CSSO2G1, RGGI | 56964 GT10 | 2018-04-10 | 643 | Y | 0.081953 | 18.49%
NJ | Bayonne Energy Center | 56964 | GT2 |  | 2023 | 1904 | 1496.46 | 78668.18 |  | 0.217 | 0.0009 | 44769.012 | 0.0592 | 2.422 | 0.0103 | 753319.736 | Pipeline Natural Gas | Diesel Oil | Combustion turbine |  | Water Injection,Ammonia Injection,Selective Catalytic Reduction |  |  | ARP, CSNOX, CSOSG3, CSSO2G1, RGGI | 56964 GT2 | 2012-01-26 | 603 | Y | 0.061575 | 14.26%
NJ | Bayonne Energy Center | 56964 | GT3 |  | 2023 | 1213 | 922.83 | 48032.66 |  | 0.135 | 0.0009 | 27795.082 | 0.0592 | 1.422 | 0.011 | 467707.565 | Pipeline Natural Gas | Diesel Oil | Combustion turbine |  | Water Injection,Ammonia Injection,Selective Catalytic Reduction |  |  | ARP, CSNOX, CSOSG3, CSSO2G1, RGGI | 56964 GT3 | 2012-02-22 | 603 | Y | 0.05921 | 8.854%
NJ | Bayonne Energy Center | 56964 | GT4 |  | 2023 | 1816 | 1487.59 | 81291.79 |  | 0.221 | 0.001 | 46011.743 | 0.0592 | 2.472 | 0.0097 | 774216.805 | Pipeline Natural Gas | Diesel Oil | Combustion turbine |  | Water Injection,Ammonia Injection,Selective Catalytic Reduction |  |  | ARP, CSNOX, CSOSG3, CSSO2G1, RGGI | 56964 GT4 | 2012-02-21 | 603 | Y | 0.060818 | 14.66%
NJ | Bayonne Energy Center | 56964 | GT5 |  | 2023 | 977 | 767.37 | 38916.01 |  | 0.111 | 0.001 | 22498.753 | 0.0592 | 1.303 | 0.0113 | 378586.207 | Pipeline Natural Gas | Diesel Oil | Combustion turbine |  | Water Injection,Ammonia Injection,Selective Catalytic Reduction |  |  | ARP, CSNOX, CSOSG3, CSSO2G1, RGGI | 56964 GT5 | 2012-03-13 | 603 | Y | 0.066965 | 7.167%
NJ | Bayonne Energy Center | 56964 | GT6 |  | 2023 | 1021 | 760.91 | 40232.49 |  | 0.11 | 0.001 | 22850.162 | 0.0592 | 1.254 | 0.011 | 384491.139 | Pipeline Natural Gas | Diesel Oil | Combustion turbine |  | Water Injection,Ammonia Injection,Selective Catalytic Reduction |  |  | ARP, CSNOX, CSOSG3, CSSO2G1, RGGI | 56964 GT6 | 2012-03-14 | 603 | Y | 0.062338 | 7.279%
NJ | Bayonne Energy Center | 56964 | GT7 |  | 2023 | 2220 | 1715.53 | 90385.3 |  | 0.245 | 0.0009 | 50975.055 | 0.0592 | 2.767 | 0.011 | 857756.139 | Pipeline Natural Gas | Diesel Oil | Combustion turbine |  | Water Injection,Ammonia Injection,Selective Catalytic Reduction |  |  | ARP, CSNOX, CSOSG3, CSSO2G1, RGGI | 56964 GT7 | 2012-03-25 | 603 | Y | 0.061227 | 16.24%
NJ | Bayonne Energy Center | 56964 | GT8 |  | 2023 | 1737 | 1380.66 | 73714.01 |  | 0.199 | 0.0009 | 41605.394 | 0.0592 | 2.238 | 0.0105 | 700062.133 | Pipeline Natural Gas | Diesel Oil | Combustion turbine |  | Water Injection,Ammonia Injection,Selective Catalytic Reduction |  |  | ARP, CSNOX, CSOSG3, CSSO2G1, RGGI | 56964 GT8 | 2012-04-11 | 603 | Y | 0.060721 | 13.25%
NJ | Bayonne Energy Center | 56964 | GT9 |  | 2023 | 2469 | 1959.59 | 103494.07 |  | 0.299 | 0.001 | 59284.321 | 0.0592 | 4.308 | 0.0202 | 997569.893 | Pipeline Natural Gas | Diesel Oil | Combustion turbine |  | Water Injection,Ammonia Injection,Selective Catalytic Reduction |  |  | ARP, CSNOX, CSOSG3, CSSO2G1, RGGI | 56964 GT9 | 2018-04-11 | 643 | Y | 0.083251 | 17.71%
CO | Pueblo Airport Generating Station | 56998 | CT01 |  | 2023 | 6554 | 6370.54 | 345622.6 |  | 1.007 | 0.001 | 199515.507 | 0.0591 | 18.929 | 0.0118 | 3357215.415 | Pipeline Natural Gas |  | Combustion turbine |  | Water Injection,Selective Catalytic Reduction |  |  | ARP | 56998 CT01 | 2011-09-29 | 875 | Y | 0.10954 | 43.8%
CO | Pueblo Airport Generating Station | 56998 | CT02 |  | 2023 | 2033 | 1856.61 | 93330.72 |  | 0.272 | 0.001 | 53881.488 | 0.0592 | 5.382 | 0.0225 | 906654.904 | Pipeline Natural Gas |  | Combustion turbine |  | Water Injection,Selective Catalytic Reduction |  |  | ARP | 56998 CT02 | 2011-10-04 | 875 | Y | 0.11533 | 11.83%
CO | Pueblo Airport Generating Station | 56998 | CT04 |  | 2023 | 7625 | 7558.89 | 189861.88 |  | 0.625 | 0.001 | 123808.272 | 0.0593 | 4.172 | 0.0045 | 2083263.584 | Pipeline Natural Gas |  | Combined cycle |  | Water Injection,Selective Catalytic Reduction |  |  | ARP | 56998 CT04 | 2011-09-27 | 418 | Y | 0.043948 | 56.89%
CO | Pueblo Airport Generating Station | 56998 | CT05 |  | 2023 | 8384 | 8337.92 | 216589.82 |  | 0.699 | 0.001 | 138373.113 | 0.0593 | 2.952 | 0.0027 | 2328403.387 | Pipeline Natural Gas |  | Combined cycle |  | Water Injection,Selective Catalytic Reduction |  |  | ARP | 56998 CT05 | 2011-09-29 | 418 | Y | 0.027259 | 63.59%
CO | Pueblo Airport Generating Station | 56998 | CT06 |  | 2023 | 8180 | 8128.14 | 214426.87 |  | 0.696 | 0.001 | 137829.012 | 0.0593 | 4.188 | 0.0038 | 2319381.789 | Pipeline Natural Gas |  | Combined cycle |  | Water Injection,Selective Catalytic Reduction |  |  | ARP | 56998 CT06 | 2011-10-24 | 418 | Y | 0.039062 | 63.34%
CO | Pueblo Airport Generating Station | 56998 | CT07 |  | 2023 | 8322 | 8284.31 | 214016.61 |  | 0.699 | 0.001 | 138403.131 | 0.0593 | 2.874 | 0.0026 | 2328604.597 | Pipeline Natural Gas |  | Combined cycle |  | Water Injection,Selective Catalytic Reduction |  |  | ARP | 56998 CT07 | 2011-10-24 | 418 | Y | 0.026858 | 63.59%
CO | Pueblo Airport Generating Station | 56998 | CT08 |  | 2023 | 603 | 497.06 | 16530.43 |  | 0.046 | 0.0008 | 8831.3 | 0.059 | 2.77 | 0.037 | 149687.4 | Pipeline Natural Gas |  | Combustion turbine |  | Selective Catalytic Reduction |  |  | ARP | 56998 CT08 | 2016-11-28 | 375 | Y | 0.33514 | 4.557%
CA | El Cajon Energy Center | 57001 | 1 |  | 2023 | 376 | 263.53 | 7959.78 |  | 0.026 | 0.001 | 5136.516 | 0.0593 | 1.094 | 0.0346 | 86432.068 | Pipeline Natural Gas |  | Combustion turbine |  | Water Injection,Selective Catalytic Reduction |  |  | ARP | 57001 1 | 2010-06-01 | 500 | Y | 0.27488 | 1.973%
CA | Canyon Power Plant | 57027 | 1 |  | 2023 | 253 | 189.31 | 7020.63 |  | 0.022 | 0.001 | 4275.691 | 0.0593 | 0.316 | 0.0139 | 71940.726 | Pipeline Natural Gas |  | Combustion turbine |  | Water Injection,Ammonia Injection |  |  | ARP | 57027 1 | 2011-07-29 | 510 |  | 0.09002 | 1.61%
CA | Canyon Power Plant | 57027 | 2 |  | 2023 | 891 | 676.87 | 27265.74 |  | 0.083 | 0.001 | 16485.807 | 0.0592 | 1.082 | 0.0134 | 277401.36 | Pipeline Natural Gas |  | Combustion turbine |  | Water Injection,Ammonia Injection |  |  | ARP | 57027 2 | 2011-07-16 | 510 |  | 0.079367 | 6.209%
CA | Canyon Power Plant | 57027 | 3 |  | 2023 | 861 | 649.62 | 27437.12 |  | 0.083 | 0.001 | 16395.991 | 0.0593 | 1.107 | 0.0129 | 275877.18 | Pipeline Natural Gas |  | Combustion turbine |  | Water Injection,Ammonia Injection |  |  | ARP | 57027 3 | 2011-05-25 | 520 |  | 0.080694 | 6.056%
CA | Canyon Power Plant | 57027 | 4 |  | 2023 | 1443 | 1111.2 | 44067.73 |  | 0.137 | 0.001 | 27070.395 | 0.0593 | 1.783 | 0.0147 | 455482.976 | Pipeline Natural Gas |  | Combustion turbine |  | Water Injection,Ammonia Injection |  |  | ARP | 57027 4 | 2011-05-23 | 510 |  | 0.080921 | 10.2%
ID | Langley Gulch Power Plant | 57028 | CT1 |  | 2023 | 5980 | 5972.29 | 1665315.2 |  | 3.377 | 0.001 | 668919.1 | 0.059 | 34.939 | 0.0066 | 11255835.988 | Pipeline Natural Gas |  | Combined cycle |  | Dry Low NOx Burners,Selective Catalytic Reduction |  |  | ARP | 57028 CT1 | 2012-04-13 | 2377 | Y | 0.041961 | 54.06%
NC | Cleveland County Generating Facility | 57029 | ES1 |  | 2023 | 781 | 669.65 | 120096.98 |  | 0.369 | 0.001 | 73152.871 | 0.059 | 18.779 | 0.0389 | 1230291.46 | Pipeline Natural Gas | Diesel Oil | Combustion turbine |  | Dry Low NOx Burners,Water Injection |  |  | ARP, CSNOX, CSSO2G1, SIPNOX | 57029 ES1 | 2012-07-10 | 2210 |  | 0.31273 | 6.355%
NC | Cleveland County Generating Facility | 57029 | ES2 |  | 2023 | 1132 | 966.11 | 172332.15 |  | 0.536 | 0.001 | 106080.36 | 0.0591 | 27.341 | 0.04 | 1784365.983 | Pipeline Natural Gas | Diesel Oil | Combustion turbine |  | Dry Low NOx Burners,Water Injection |  |  | ARP, CSNOX, CSSO2G1, SIPNOX | 57029 ES2 | 2012-08-07 | 2210 |  | 0.31731 | 9.217%
NC | Cleveland County Generating Facility | 57029 | ES3 |  | 2023 | 1396 | 1207.62 | 217896.52 |  | 0.673 | 0.001 | 133312.307 | 0.059 | 33.351 | 0.0374 | 2242552.851 | Pipeline Natural Gas | Diesel Oil | Combustion turbine |  | Dry Low NOx Burners,Water Injection |  |  | ARP, CSNOX, CSSO2G1, SIPNOX | 57029 ES3 | 2012-09-11 | 2210 |  | 0.30612 | 11.58%
NC | Cleveland County Generating Facility | 57029 | ES4 |  | 2023 | 829 | 712.85 | 130830.25 |  | 0.402 | 0.001 | 79606.848 | 0.059 | 19.986 | 0.037 | 1338982.864 | Pipeline Natural Gas | Diesel Oil | Combustion turbine |  | Dry Low NOx Burners,Water Injection |  |  | ARP, CSNOX, CSSO2G1, SIPNOX | 57029 ES4 | 2012-10-09 | 2210 |  | 0.30553 | 6.916%
MS | David M Ratcliffe | 57037 | AB-001 |  | 2023 | 6756 | 6726.32 | 1879571.79 |  | 3.861 | 0.001 | 764795.251 | 0.059 | 69.893 | 0.0114 | 12869166.129 | Pipeline Natural Gas |  | Combined cycle |  | Selective Catalytic Reduction |  |  | ARP, CSOSG2 | 57037 AB-001 | 2013-09-07 | 3175 | Y | 0.074371 | 46.27%
MS | David M Ratcliffe | 57037 | AB-002 |  | 2023 | 6867 | 6844.26 | 1920204.48 |  | 3.93 | 0.001 | 778435.389 | 0.059 | 68.529 | 0.0109 | 13098597.284 | Pipeline Natural Gas |  | Combined cycle |  | Selective Catalytic Reduction |  |  | ARP, CSOSG2 | 57037 AB-002 | 2013-09-12 | 3175 | Y | 0.071377 | 47.1%
CA | Ivanpah 2 | 57073 | BLR1 |  | 2023 | 4751 | 4751 |  |  | 0.076 | 0.0003 | 20810 | 0.0585 | 1.946 | 0.0108 | 353229.5 | Pipeline Natural Gas |  | Other boiler |  |  |  |  | ARP | 57073 BLR1 | 2013-12-14 | 249 |  |  | 16.19%
CA | Ivanpah 1 | 57074 | BLR1 |  | 2023 | 6817 | 6817 |  |  | 0.098 | 0.0002 | 26225.7 | 0.0597 | 2.396 | 0.0102 | 443900 | Pipeline Natural Gas |  | Other boiler |  |  |  |  | ARP | 57074 BLR1 | 2013-09-20 | 249 |  |  | 20.35%
CA | Ivanpah 3 | 57075 | BLR1 |  | 2023 | 2022 | 2022 |  |  | 0.031 | 0.0003 | 8772.6 | 0.0592 | 0.818 | 0.011 | 148452.9 | Pipeline Natural Gas |  | Other boiler |  |  |  |  | ARP | 57075 BLR1 | 2013-12-06 | 249 |  |  | 6.806%
NY | Cricket Valley Energy Center | 57185 | U001 |  | 2023 | 6312 | 6249.83 | 1834779.39 |  | 3.787 | 0.001 | 750203.454 | 0.059 | 33.115 | 0.0059 | 12623500.902 | Pipeline Natural Gas |  | Combined cycle |  | Dry Low NOx Burners,Selective Catalytic Reduction |  |  | ARP, CSNOX, CSOSG3, CSSO2G1, NSPS4T, RGGI | 57185 U001 | 2019-10-25 | 2800 | Y | 0.036097 | 51.47%
NY | Cricket Valley Energy Center | 57185 | U002 |  | 2023 | 5761 | 5710.36 | 1661089.11 |  | 3.419 | 0.001 | 677199.125 | 0.059 | 32.83 | 0.0067 | 11395022.308 | Pipeline Natural Gas |  | Combined cycle |  | Dry Low NOx Burners,Selective Catalytic Reduction |  |  | ARP, CSNOX, CSOSG3, CSSO2G1, NSPS4T, RGGI | 57185 U002 | 2019-11-21 | 2800 | Y | 0.039528 | 46.46%
NY | Cricket Valley Energy Center | 57185 | U003 |  | 2023 | 6426 | 6358.8 | 1812410.48 |  | 3.736 | 0.001 | 740103.784 | 0.059 | 36.562 | 0.007 | 12453552.116 | Pipeline Natural Gas |  | Combined cycle |  | Dry Low NOx Burners,Selective Catalytic Reduction |  |  | ARP, CSNOX, CSOSG3, CSSO2G1, NSPS4T, RGGI | 57185 U003 | 2020-03-03 | 2800 | Y | 0.040346 | 50.77%
FL | Deerhaven Renewable Energy Center | 57241 | BFB1 |  | 2023 | 5506 | 5495.76 | 335657.36 |  | 9.478 | 0.0054 | 478098.102 | 0.1043 | 138.335 | 0.06 | 4581911.068 | Wood |  | Bubbling fluidized bed boiler |  | Selective Catalytic Reduction | Baghouse |  | ARP | 57241 BFB1 | 2013-08-16 | 1673.7 | Y | 0.82426 | 31.25%
CA | Marsh Landing Generating Station | 57267 | 1 |  | 2023 | 185 | 151.42 | 25951.78 |  | 0.085 | 0.001 | 16825.886 | 0.059 | 1.279 | 0.0136 | 283140.578 | Pipeline Natural Gas |  | Combustion turbine |  | Dry Low NOx Burners,Selective Catalytic Reduction |  |  | ARP | 57267 1 | 2012-12-07 | 2202 | Y | 0.098567 | 1.468%
CA | Marsh Landing Generating Station | 57267 | 2 |  | 2023 | 497 | 412.61 | 70991.8 |  | 0.233 | 0.001 | 46067.142 | 0.059 | 3.152 | 0.0129 | 775166.742 | Pipeline Natural Gas |  | Combustion turbine |  | Dry Low NOx Burners,Selective Catalytic Reduction |  |  | ARP | 57267 2 | 2013-01-04 | 2202 | Y | 0.088799 | 4.019%
CA | Marsh Landing Generating Station | 57267 | 3 |  | 2023 | 254 | 210.06 | 33695.67 |  | 0.112 | 0.001 | 22173.506 | 0.059 | 1.469 | 0.0137 | 373108.481 | Pipeline Natural Gas |  | Combustion turbine |  | Dry Low NOx Burners,Selective Catalytic Reduction |  |  | ARP | 57267 3 | 2013-03-04 | 2202 | Y | 0.087192 | 1.934%
CA | Marsh Landing Generating Station | 57267 | 4 |  | 2023 | 523 | 415.06 | 70857.52 |  | 0.23 | 0.001 | 45643.13 | 0.059 | 2.762 | 0.0135 | 768033.238 | Pipeline Natural Gas |  | Combustion turbine |  | Dry Low NOx Burners,Selective Catalytic Reduction |  |  | ARP | 57267 4 | 2013-02-26 | 2202 | Y | 0.077959 | 3.982%
DE | Garrison Energy Center | 57349 | 1 |  | 2023 | 3868 | 3746 | 841063.8 |  | 1.792 | 0.001 | 355078.901 | 0.0591 | 28.265 | 0.0184 | 5972400.801 | Pipeline Natural Gas | Diesel Oil | Combined cycle |  | Dry Low NOx Burners,Selective Catalytic Reduction |  |  | ARP, RGGI, SIPNOX | 57349 1 | 2015-04-30 | 2272 | Y | 0.067212 | 30.01%
CA | Sentinel Energy Center, LLC | 57482 | 1 |  | 2023 | 1159 | 931.38 | 74247.73 |  | 0.207 | 0.001 | 41007.824 | 0.0591 | 4.07 | 0.0177 | 690019.515 | Pipeline Natural Gas |  | Combustion turbine |  | Water Injection,Selective Catalytic Reduction |  |  | ARP | 57482 1 | 2013-01-09 | 961.4 | Y | 0.10963 | 8.193%
CA | Sentinel Energy Center, LLC | 57482 | 2 |  | 2023 | 1178 | 956.11 | 76187.93 |  | 0.211 | 0.001 | 41776.031 | 0.059 | 4.202 | 0.0181 | 702971.81 | Pipeline Natural Gas |  | Combustion turbine |  | Water Injection,Selective Catalytic Reduction |  |  | ARP | 57482 2 | 2013-01-11 | 929.7 | Y | 0.11031 | 8.632%
CA | Sentinel Energy Center, LLC | 57482 | 3 |  | 2023 | 1107 | 902.85 | 72485.86 |  | 0.204 | 0.001 | 40384.93 | 0.0591 | 4.203 | 0.0186 | 679548.889 | Pipeline Natural Gas |  | Combustion turbine |  | Water Injection,Selective Catalytic Reduction |  |  | ARP | 57482 3 | 2013-01-21 | 944.1 | Y | 0.11597 | 8.217%
CA | Sentinel Energy Center, LLC | 57482 | 4 |  | 2023 | 1138 | 910.26 | 74290.38 |  | 0.204 | 0.001 | 40427.686 | 0.059 | 3.98 | 0.0181 | 680282.815 | Pipeline Natural Gas |  | Combustion turbine |  | Water Injection,Selective Catalytic Reduction |  |  | ARP | 57482 4 | 2013-02-02 | 891.7 | Y | 0.10715 | 8.709%
CA | Sentinel Energy Center, LLC | 57482 | 5 |  | 2023 | 994 | 805.48 | 65416.83 |  | 0.181 | 0.001 | 35787.075 | 0.0591 | 3.419 | 0.0169 | 602175.51 | Pipeline Natural Gas |  | Combustion turbine |  | Water Injection,Selective Catalytic Reduction |  |  | ARP | 57482 5 | 2013-02-05 | 891.7 | Y | 0.10453 | 7.709%
CA | Sentinel Energy Center, LLC | 57482 | 6 |  | 2023 | 1126 | 902.21 | 74030.04 |  | 0.205 | 0.001 | 40593.103 | 0.0591 | 3.772 | 0.0166 | 683031.587 | Pipeline Natural Gas |  | Combustion turbine |  | Water Injection,Selective Catalytic Reduction |  |  | ARP | 57482 6 | 2013-02-17 | 891.7 | Y | 0.1019 | 8.744%
CA | Sentinel Energy Center, LLC | 57482 | 7 |  | 2023 | 1026 | 821.46 | 64575.86 |  | 0.178 | 0.001 | 35334.724 | 0.0591 | 3.525 | 0.0173 | 594570.813 | Pipeline Natural Gas |  | Combustion turbine |  | Water Injection,Selective Catalytic Reduction |  |  | ARP | 57482 7 | 2013-03-09 | 891.7 | Y | 0.10917 | 7.612%
CA | Sentinel Energy Center, LLC | 57482 | 8 |  | 2023 | 1101 | 895.41 | 73304.51 |  | 0.201 | 0.001 | 39804.711 | 0.0591 | 3.982 | 0.0174 | 669793.28 | Pipeline Natural Gas |  | Combustion turbine |  | Water Injection,Selective Catalytic Reduction |  |  | ARP | 57482 8 | 2013-03-23 | 891.7 | Y | 0.10864 | 8.575%
CA | Mariposa Energy Project | 57483 | GT-1 |  | 2023 | 773 | 578.71 | 22585.64 |  | 0.067 | 0.001 | 13178.196 | 0.0593 | 1.531 | 0.0336 | 221729.869 | Pipeline Natural Gas |  | Combustion turbine |  | Selective Catalytic Reduction |  |  | ARP | 57483 GT-1 | 2012-06-13 | 481 | Y | 0.13557 | 5.262%
CA | Mariposa Energy Project | 57483 | GT-2 |  | 2023 | 801 | 594.41 | 23305.18 |  | 0.067 | 0.001 | 13312.335 | 0.0593 | 1.528 | 0.0319 | 224011.253 | Pipeline Natural Gas |  | Combustion turbine |  | Selective Catalytic Reduction |  |  | ARP | 57483 GT-2 | 2012-06-12 | 481 | Y | 0.13113 | 5.316%
CA | Mariposa Energy Project | 57483 | GT-3 |  | 2023 | 815 | 609.89 | 24546.79 |  | 0.071 | 0.001 | 14018.574 | 0.0592 | 1.664 | 0.033 | 235887.217 | Pipeline Natural Gas |  | Combustion turbine |  | Selective Catalytic Reduction |  |  | ARP | 57483 GT-3 | 2012-06-08 | 481 | Y | 0.13558 | 5.598%
CA | Mariposa Energy Project | 57483 | GT-4 |  | 2023 | 736 | 550.91 | 20757.41 |  | 0.061 | 0.001 | 11994.343 | 0.0593 | 1.444 | 0.0325 | 201828.594 | Pipeline Natural Gas |  | Combustion turbine |  | Selective Catalytic Reduction |  |  | ARP | 57483 GT-4 | 2012-06-14 | 481 | Y | 0.13913 | 4.79%
CA | Walnut Creek Energy Park | 57515 | GT1 |  | 2023 | 1415 | 1043 | 90028.19 |  | 0.238 | 0.001 | 47071.511 | 0.0591 | 4.808 | 0.0256 | 792061.242 | Pipeline Natural Gas |  | Combustion turbine |  | Water Injection,Selective Catalytic Reduction |  |  | ARP | 57515 GT1 | 2012-12-31 | 891.7 | Y | 0.10681 | 10.14%
CA | Walnut Creek Energy Park | 57515 | GT2 |  | 2023 | 1009 | 759.06 | 64816.12 |  | 0.171 | 0.001 | 33885.202 | 0.0591 | 2.975 | 0.0235 | 570170.935 | Pipeline Natural Gas |  | Combustion turbine |  | Water Injection,Selective Catalytic Reduction |  |  | ARP | 57515 GT2 | 2013-01-12 | 891.7 | Y | 0.091798 | 7.299%
CA | Walnut Creek Energy Park | 57515 | GT3 |  | 2023 | 1404 | 1037.5 | 88111.88 |  | 0.232 | 0.001 | 46000.852 | 0.0591 | 4.458 | 0.0246 | 774080.37 | Pipeline Natural Gas |  | Combustion turbine |  | Water Injection,Selective Catalytic Reduction |  |  | ARP | 57515 GT3 | 2013-02-09 | 891.7 | Y | 0.10119 | 9.91%
CA | Walnut Creek Energy Park | 57515 | GT4 |  | 2023 | 1112 | 833.79 | 69300.52 |  | 0.186 | 0.001 | 36832.308 | 0.0591 | 3.421 | 0.024 | 619763.833 | Pipeline Natural Gas |  | Combustion turbine |  | Water Injection,Selective Catalytic Reduction |  |  | ARP | 57515 GT4 | 2013-02-09 | 891.7 | Y | 0.098729 | 7.934%
CA | Walnut Creek Energy Park | 57515 | GT5 |  | 2023 | 1251 | 933.01 | 78365.04 |  | 0.209 | 0.001 | 41474.413 | 0.0591 | 3.559 | 0.0231 | 697866.182 | Pipeline Natural Gas |  | Combustion turbine |  | Water Injection,Selective Catalytic Reduction |  |  | ARP | 57515 GT5 | 2013-03-08 | 891.7 | Y | 0.090831 | 8.934%
CA | Pio Pico Energy Center LLC | 57555 | CTG1 |  | 2023 | 585 | 422.09 | 31612.46 |  | 0.09 | 0.001 | 17904.474 | 0.0591 | 1.623 | 0.0193 | 301272.439 | Pipeline Natural Gas |  | Combustion turbine |  | Water Injection,Selective Catalytic Reduction |  |  | ARP | 57555 CTG1 | 2016-08-06 | 1000 | Y | 0.10268 | 3.439%
CA | Pio Pico Energy Center LLC | 57555 | CTG2 |  | 2023 | 699 | 487.51 | 37942.33 |  | 0.104 | 0.001 | 20608.928 | 0.0591 | 2.151 | 0.0245 | 346778.906 | Pipeline Natural Gas |  | Combustion turbine |  | Water Injection,Selective Catalytic Reduction |  |  | ARP | 57555 CTG2 | 2016-07-22 | 1000 | Y | 0.11338 | 3.959%
CA | Pio Pico Energy Center LLC | 57555 | CTG3 |  | 2023 | 649 | 469.3 | 36019.06 |  | 0.1 | 0.001 | 19767.475 | 0.0591 | 1.957 | 0.0215 | 332622.019 | Pipeline Natural Gas |  | Combustion turbine |  | Water Injection,Selective Catalytic Reduction |  |  | ARP | 57555 CTG3 | 2016-07-03 | 1000 | Y | 0.10866 | 3.797%
CA | Algonquin Power Sanger | 57564 | 8 |  | 2023 | 710 | 663.03 | 11847.78 |  | 0.046 | 0.001 | 9067.842 | 0.0593 | 1.057 | 0.0161 | 152579.257 | Pipeline Natural Gas |  | Combined cycle |  | Water Injection,Selective Catalytic Reduction |  |  | ARP | 57564 8 | 2007-12-01 | 430 | Y | 0.17843 | 4.051%
WY | Cheyenne Prairie Generating Station | 57703 | CT01 |  | 2023 | 5356 | 5129.49 | 147605.29 |  | 0.43 | 0.001 | 85194.502 | 0.0593 | 5.818 | 0.0083 | 1433567.34 | Pipeline Natural Gas |  | Combined cycle |  | Dry Low NOx Burners,Selective Catalytic Reduction |  |  | ARP | 57703 CT01 | 2014-08-30 | 406 | Y | 0.078832 | 40.31%
WY | Cheyenne Prairie Generating Station | 57703 | CT02 |  | 2023 | 5992 | 5721.6 | 168604.71 |  | 0.51 | 0.001 | 100966.274 | 0.0593 | 6.85 | 0.0082 | 1698907.511 | Pipeline Natural Gas |  | Combined cycle |  | Dry Low NOx Burners,Selective Catalytic Reduction |  |  | ARP | 57703 CT02 | 2014-09-04 | 406 | Y | 0.081255 | 47.77%
WY | Cheyenne Prairie Generating Station | 57703 | CT03 |  | 2023 | 612 | 554.3 | 17130.56 |  | 0.051 | 0.001 | 10099.735 | 0.0593 | 1.107 | 0.0147 | 169945.226 | Pipeline Natural Gas |  | Combustion turbine |  | Dry Low NOx Burners,Selective Catalytic Reduction |  |  | ARP | 57703 CT03 | 2014-08-16 | 406 | Y | 0.12924 | 4.778%
IN | St. Joseph Energy Center LLC | 57794 | CTG01A |  | 2023 | 7342 | 7324.88 | 2605202.25 |  | 5.255 | 0.001 | 1040991.077 | 0.059 | 61.656 | 0.0073 | 17516665.969 | Pipeline Natural Gas |  | Combined cycle |  | Dry Low NOx Burners,Selective Catalytic Reduction |  |  | ARP, CSNOX, CSOSG3, CSSO2G1, NSPS4T | 57794 CTG01A | 2017-12-29 | 2636 | Y | 0.047333 | 75.86%
IN | St. Joseph Energy Center LLC | 57794 | CTG01B |  | 2023 | 6793 | 6780.08 | 2400678.26 |  | 4.831 | 0.001 | 956916.633 | 0.059 | 56.044 | 0.0074 | 16101958.082 | Pipeline Natural Gas |  | Combined cycle |  | Dry Low NOx Burners,Selective Catalytic Reduction |  |  | ARP, CSNOX, CSOSG3, CSSO2G1, NSPS4T | 57794 CTG01B | 2017-12-17 | 2636 | Y | 0.04669 | 69.73%
NJ | Woodbridge Energy Center | 57839 | 1 |  | 2023 | 6913 | 6878.34 | 2026298.33 |  | 3.913 | 0.001 | 770554.271 | 0.059 | 37.11 | 0.006 | 13041243.296 | Pipeline Natural Gas |  | Combined cycle |  | Dry Low NOx Burners,Selective Catalytic Reduction |  |  | ARP, CSNOX, CSOSG3, CSSO2G1, RGGI | 57839 1 | 2015-11-04 | 2807 | Y | 0.036628 | 53.04%
NJ | Woodbridge Energy Center | 57839 | 2 |  | 2023 | 7041 | 7008.22 | 2087906.35 |  | 4.147 | 0.001 | 816789.362 | 0.059 | 39.466 | 0.006 | 13823758.307 | Pipeline Natural Gas |  | Combined cycle |  | Dry Low NOx Burners,Selective Catalytic Reduction |  |  | ARP, CSNOX, CSOSG3, CSSO2G1, RGGI | 57839 2 | 2015-10-25 | 2807 | Y | 0.037804 | 56.22%
IN | Wabash River Highland Plant | 57842 | 1 |  | 2023 | 2957 | 2746.99 | 430272.11 |  | 1.351 | 0.001 | 267618.065 | 0.059 | 101.998 | 0.0556 | 4503184.741 | Pipeline Natural Gas |  | Combustion turbine |  | Dry Low NOx Burners |  |  | ARP, CSNOX, CSOSG3, CSSO2G1 | 57842 1 | 1953-12-16 | 2200 |  | 0.47411 | 23.37%
TX | Antelope Elk Energy Center | 57865 | 1 |  | 2023 | 2921 | 2653.23 | 400931.56 |  | 1.156 | 0.001 | 229054.517 | 0.059 | 48.239 | 0.0279 | 3854239.478 | Pipeline Natural Gas |  | Combustion turbine |  | Dry Low NOx Burners |  |  | ARP, CSOSG2 | 57865 1 | 2015-05-21 | 1941 |  | 0.24063 | 22.67%
TX | Antelope Elk Energy Center | 57865 | 2 |  | 2023 | 2552 | 2289.37 | 357989.15 |  | 1.035 | 0.001 | 205097.253 | 0.059 | 44.255 | 0.0283 | 3451175.396 | Pipeline Natural Gas |  | Combustion turbine |  | Dry Low NOx Burners |  |  | ARP, CSOSG2 | 57865 2 | 2016-04-14 | 1941 |  | 0.24724 | 20.3%
TX | Antelope Elk Energy Center | 57865 | 3 |  | 2023 | 1399 | 1228.35 | 184018.65 |  | 0.54 | 0.001 | 107059.271 | 0.059 | 24.415 | 0.0322 | 1801481.66 | Pipeline Natural Gas |  | Combustion turbine |  | Dry Low NOx Burners |  |  | ARP, CSOSG2 | 57865 3 | 2016-04-18 | 1941 |  | 0.26535 | 10.59%
ND | Pioneer Generating Station | 57881 | CT1 |  | 2023 | 5824 | 5540.73 | 191094.32 |  | 0.611 | 0.001 | 121086.799 | 0.0592 | 12.445 | 0.0143 | 2037503.667 | Pipeline Natural Gas |  | Combustion turbine |  | Water Injection,Selective Catalytic Reduction |  |  | ARP | 57881 CT1 | 2013-07-27 | 460 | Y | 0.13025 | 50.56%
ND | Pioneer Generating Station | 57881 | CT2 |  | 2023 | 5818 | 5621.25 | 202153.52 |  | 0.641 | 0.001 | 126873.582 | 0.0592 | 13.526 | 0.0146 | 2134902.962 | Pipeline Natural Gas |  | Combustion turbine |  | Water Injection,Selective Catalytic Reduction |  |  | ARP | 57881 CT2 | 2013-12-21 | 460 | Y | 0.13382 | 52.98%
ND | Pioneer Generating Station | 57881 | CT3 |  | 2023 | 2795 | 2679.5 | 98507.67 |  | 0.305 | 0.001 | 60367.778 | 0.0592 | 5.313 | 0.0136 | 1015773.798 | Pipeline Natural Gas |  | Combustion turbine |  | Water Injection,Selective Catalytic Reduction |  |  | ARP | 57881 CT3 | 2014-02-04 | 451 | Y | 0.10787 | 25.71%
ND | Lonesome Creek Station | 57943 | CT1 |  | 2023 | 6834 | 6613.7 | 251674.46 |  | 0.715 | 0.001 | 141685.028 | 0.0592 | 12.411 | 0.0121 | 2384106.071 | Pipeline Natural Gas |  | Combustion turbine |  | Dry Low NOx Burners,Selective Catalytic Reduction |  |  | ARP | 57943 CT1 | 2013-10-24 | 495 | Y | 0.098627 | 54.98%
ND | Lonesome Creek Station | 57943 | CT2 |  | 2023 | 6508 | 6346.2 | 236541.19 |  | 0.665 | 0.001 | 131628.541 | 0.0593 | 12.33 | 0.0125 | 2214919.941 | Pipeline Natural Gas |  | Combustion turbine |  | Dry Low NOx Burners,Selective Catalytic Reduction |  |  | ARP | 57943 CT2 | 2014-12-23 | 495 | Y | 0.10425 | 51.08%
ND | Lonesome Creek Station | 57943 | CT3 |  | 2023 | 4834 | 4792.2 | 179396.15 |  | 0.521 | 0.001 | 103184.991 | 0.0593 | 7.953 | 0.0095 | 1736245.619 | Pipeline Natural Gas |  | Combustion turbine |  | Dry Low NOx Burners,Selective Catalytic Reduction |  |  | ARP | 57943 CT3 | 2014-12-23 | 495 | Y | 0.088664 | 40.04%
ND | Lonesome Creek Station | 57943 | CT4 |  | 2023 | 4810 | 4647.06 | 168004.27 |  | 0.482 | 0.001 | 95443.343 | 0.0592 | 10.544 | 0.014 | 1606088.448 | Pipeline Natural Gas |  | Combustion turbine |  | Dry Low NOx Burners,Selective Catalytic Reduction |  |  | ARP | 57943 CT4 | 2016-04-03 | 495 | Y | 0.12552 | 37.04%
ND | Lonesome Creek Station | 57943 | CT5 |  | 2023 | 4706 | 4523.02 | 171755.69 |  | 0.471 | 0.001 | 93268.85 | 0.0593 | 9.173 | 0.0135 | 1569401.31 | Pipeline Natural Gas |  | Combustion turbine |  | Dry Low NOx Burners,Selective Catalytic Reduction |  |  | ARP | 57943 CT5 | 2016-04-07 | 495 | Y | 0.10681 | 36.19%
ND | Lonesome Creek Station | 57943 | CT6 |  | 2023 | 4496 | 4347.5 | 163684.07 |  | 0.454 | 0.001 | 89870.961 | 0.0593 | 8.424 | 0.0126 | 1512260.303 | Pipeline Natural Gas |  | Combustion turbine |  | Dry Low NOx Burners,Selective Catalytic Reduction |  |  | ARP | 57943 CT6 | 2021-08-04 | 495 | Y | 0.10293 | 34.88%
CA | Lodi Energy Center | 57978 | CT1 |  | 2023 | 4325 | 4221.19 | 746207.24 |  | 2.37 | 0.001 | 469564.288 | 0.059 | 23.428 | 0.0075 | 7901286.085 | Pipeline Natural Gas |  | Combined cycle |  | Selective Catalytic Reduction |  |  | ARP | 57978 CT1 | 2012-09-01 | 2250 | Y | 0.062792 | 40.09%
TX | Temple Power Station | 58001 | CTG1 |  | 2023 | 6540 | 6525.42 | 1955593.26 |  | 4.456 | 0.001 | 882637.383 | 0.059 | 52.71 | 0.0073 | 14852110.855 | Pipeline Natural Gas |  | Combined cycle |  | Dry Low NOx Burners,Selective Catalytic Reduction |  |  | ARP, CSOSG2 | 58001 CTG1 | 2014-05-05 | 3090 | Y | 0.053907 | 54.87%
TX | Temple Power Station | 58001 | CTG2 |  | 2023 | 6243 | 6225.55 | 1869838.73 |  | 4.266 | 0.001 | 844952.887 | 0.059 | 50.408 | 0.0072 | 14217976.039 | Pipeline Natural Gas |  | Combined cycle |  | Dry Low NOx Burners,Selective Catalytic Reduction |  |  | ARP, CSOSG2 | 58001 CTG2 | 2014-05-07 | 3090 | Y | 0.053917 | 52.53%
TX | Temple Power Station | 58001 | CTG3 |  | 2023 | 5761 | 5742.4 | 1806120.99 |  | 4.181 | 0.001 | 828159.657 | 0.059 | 49.335 | 0.0074 | 13935385.499 | Pipeline Natural Gas |  | Combined cycle |  | Dry Low NOx Burners,Selective Catalytic Reduction |  |  | ARP, CSOSG2 | 58001 CTG3 | 2015-03-13 | 3090 | Y | 0.054631 | 51.48%
TX | Temple Power Station | 58001 | CTG4 |  | 2023 | 5708 | 5686.02 | 1798406.15 |  | 4.099 | 0.001 | 812025.775 | 0.059 | 48.382 | 0.0074 | 13663909.356 | Pipeline Natural Gas |  | Combined cycle |  | Dry Low NOx Burners,Selective Catalytic Reduction |  |  | ARP, CSOSG2 | 58001 CTG4 | 2015-03-16 | 3000 | Y | 0.053805 | 51.99%
TX | Rayburn Energy Station | 58005 | CTG1 |  | 2023 | 5078 | 5036.68 | 1540388.75 |  | 3.301 | 0.001 | 653929.367 | 0.059 | 39.093 | 0.0077 | 11003666.383 | Pipeline Natural Gas |  | Combined cycle |  | Dry Low NOx Burners,Selective Catalytic Reduction |  |  | ARP, CSOSG2 | 58005 CTG1 | 2014-05-25 | 2944 | Y | 0.050757 | 42.67%
TX | Rayburn Energy Station | 58005 | CTG2 |  | 2023 | 5451 | 5413.69 | 1667144.13 |  | 3.585 | 0.001 | 710204.206 | 0.059 | 42.337 | 0.0075 | 11950591.397 | Pipeline Natural Gas |  | Combined cycle |  | Dry Low NOx Burners,Selective Catalytic Reduction |  |  | ARP, CSOSG2 | 58005 CTG2 | 2014-05-29 | 2944 | Y | 0.05079 | 46.34%
NH | Burgess BioPower | 58054 | ST01 |  | 2023 | 8180 | 8173.95 | 560952.93 |  | 17.051 | 0.005 | 844004.312 | 0.1042 | 247.219 | 0.0612 | 8087003.557 | Wood | Diesel Oil | Bubbling fluidized bed boiler | Other | Selective Catalytic Reduction | Baghouse |  | ARP | 58054 ST01 | 2013-10-25 | 1554.2 | Y | 0.88143 | 59.4%
NJ | Newark Energy Center | 58079 | U001 |  | 2023 | 6724 | 6643.81 | 1852548.48 |  | 3.617 | 0.001 | 699574.796 | 0.058 | 40.189 | 0.0077 | 12057583.984 | Pipeline Natural Gas |  | Combined cycle |  | Selective Catalytic Reduction |  |  | ARP, CSNOX, CSOSG3, CSSO2G1, RGGI | 58079 U001 | 2015-03-09 | 2531 | Y | 0.043388 | 54.38%
NJ | Newark Energy Center | 58079 | U002 |  | 2023 | 6909 | 6868.84 | 1937497.36 |  | 3.824 | 0.001 | 739470.665 | 0.058 | 39.673 | 0.007 | 12745588.717 | Pipeline Natural Gas |  | Combined cycle |  | Selective Catalytic Reduction |  |  | ARP, CSNOX, CSOSG3, CSSO2G1, RGGI | 58079 U002 | 2015-03-22 | 2531 | Y | 0.040953 | 57.49%
CA | Delano Energy Center, LLC | 58122 | GEN1 |  | 2023 | 123 | 79.94 | 2293.15 |  | 0.007 | 0.001 | 1448.116 | 0.0593 | 0.1 | 0.0112 | 24364.659 | Pipeline Natural Gas |  | Combustion turbine |  | Water Injection,Selective Catalytic Reduction |  |  | ARP | 58122 GEN1 | 2012-11-09 | 500 | Y | 0.087216 | 0.5563%
WI | Rothschild Biomass Cogeneration Facility | 58124 | 1 |  | 2023 | 7848 | 7835.84 |  | 3000673.59 | 1.45 | 0.0009 | 477597.571 | 0.1036 | 178.15 | 0.0773 | 4581270.498 | Wood | Pipeline Natural Gas | Circulating fluidized bed boiler |  | Selective Non-catalytic Reduction | Baghouse |  | ARP, CSNOX, CSOSG3, CSSO2G1 | 58124 1 | 2013-09-24 | 856 | Y |  | 61.1%
NJ | Clayville | 58235 | U1 |  | 2023 | 1746 | 1562.65 | 91265.49 |  | 0.255 | 0.001 | 50601.802 | 0.0591 | 5.055 | 0.0193 | 851505.446 | Pipeline Natural Gas |  | Combustion turbine |  | Water Injection,Selective Catalytic Reduction |  |  | ARP, CSNOX, CSOSG3, CSSO2G1, RGGI | 58235 U1 | 2015-11-01 | 628 | Y | 0.11078 | 15.48%
IA | Marshalltown Generating Station | 58236 | CT1 |  | 2023 | 5477 | 5370.69 | 1708494.23 |  | 3.714 | 0.001 | 735646.526 | 0.059 | 47.572 | 0.0104 | 12378566.197 | Pipeline Natural Gas |  | Combined cycle |  | Dry Low NOx Burners,Selective Catalytic Reduction |  |  | ARP, CSNOX, CSOSG2, CSSO2G1, NSPS4T | 58236 CT1 | 2016-12-01 | 2576 | Y | 0.055689 | 54.86%
IA | Marshalltown Generating Station | 58236 | CT2 |  | 2023 | 6333 | 6185.61 | 1951478.76 |  | 4.258 | 0.001 | 843539.35 | 0.059 | 53.554 | 0.0105 | 14194123.867 | Pipeline Natural Gas |  | Combined cycle |  | Dry Low NOx Burners,Selective Catalytic Reduction |  |  | ARP, CSNOX, CSOSG2, CSSO2G1, NSPS4T | 58236 CT2 | 2016-12-03 | 2602 | Y | 0.054886 | 62.27%
VA | Brunswick County Power Station | 58260 | 1A |  | 2023 | 5039 | 5019.43 | 2070989.78 |  | 4.281 | 0.001 | 848041.704 | 0.059 | 41.471 | 0.0077 | 14270043.71 | Pipeline Natural Gas |  | Combined cycle |  | Dry Low NOx Burners,Selective Catalytic Reduction |  |  | ARP, CSNOX, CSOSG3, CSSO2G1, RGGI | 58260 1A | 2016-01-15 | 3650 | Y | 0.040049 | 44.63%
VA | Brunswick County Power Station | 58260 | 1B |  | 2023 | 5285 | 5277.96 | 2176590 |  | 4.507 | 0.001 | 892725.413 | 0.059 | 42.52 | 0.0067 | 15021892.612 | Pipeline Natural Gas |  | Combined cycle |  | Dry Low NOx Burners,Selective Catalytic Reduction |  |  | ARP, CSNOX, CSOSG3, CSSO2G1, RGGI | 58260 1B | 2016-01-03 | 3650 | Y | 0.03907 | 46.98%
VA | Brunswick County Power Station | 58260 | 1C |  | 2023 | 5219 | 5201.68 | 2214055.52 |  | 4.57 | 0.001 | 905209.156 | 0.059 | 44.807 | 0.0075 | 15231965.495 | Pipeline Natural Gas |  | Combined cycle |  | Dry Low NOx Burners,Selective Catalytic Reduction |  |  | ARP, CSNOX, CSOSG3, CSSO2G1, RGGI | 58260 1C | 2016-01-03 | 3650 | Y | 0.040475 | 47.64%
NM | La Luz Energy Center | 58284 | 1 |  | 2023 | 2252 | 1991.66 | 70512.65 |  | 0.202 | 0.001 | 39932.566 | 0.0593 | 3.444 | 0.0202 | 671930.316 | Pipeline Natural Gas |  | Combustion turbine |  | Dry Low NOx Burners,Selective Catalytic Reduction |  |  | ARP | 58284 1 | 2015-12-18 | 401 | Y | 0.097685 | 19.13%
OK | Charles D Lamb Energy Center | 58325 | 1 |  | 2023 | 2748 | 2513.3 | 215170.77 |  | 0.791 | 0.001 | 156763.897 | 0.059 | 47.443 | 0.0435 | 2637847.803 | Pipeline Natural Gas |  | Combustion turbine |  | Dry Low NOx Burners |  |  | ARP, CSOSG2 | 58325 1 | 2015-04-20 | 1305.4 |  | 0.44098 | 23.07%
TX | Carbon Capture Plant | 58378 | CTHRSG |  | 2023 | 2277 | 2264.74 | 182825.67 |  | 0.679 | 0.001 | 134977.634 | 0.059 | 6.31 | 0.0057 | 2271220.827 | Pipeline Natural Gas |  | Combustion turbine |  | Selective Catalytic Reduction,Dry Low NOx Burners |  |  | ARP, CSOSG2 | 58378 CTHRSG | 2013-06-17 | 1200 | Y | 0.069028 | 21.61%
PA | Hamilton Liberty Generation Plant | 58420 | CT1 |  | 2023 | 8194 | 8189.92 | 3161515.15 |  | 6.329 | 0.001 | 1253794.846 | 0.059 | 67.454 | 0.0064 | 21097491.396 | Pipeline Natural Gas |  | Combined cycle |  | Dry Low NOx Burners,Selective Catalytic Reduction |  |  | ARP, CSNOX, CSOSG3, CSSO2G1, RGGI | 58420 CT1 | 2016-01-06 | 3144 | Y | 0.042672 | 76.6%
PA | Hamilton Liberty Generation Plant | 58420 | CT2 |  | 2023 | 8220 | 8216.46 | 3136807.32 |  | 6.263 | 0.001 | 1240675.812 | 0.059 | 65.44 | 0.0063 | 20876733.668 | Pipeline Natural Gas |  | Combined cycle |  | Dry Low NOx Burners,Selective Catalytic Reduction |  |  | ARP, CSNOX, CSOSG3, CSSO2G1, RGGI | 58420 CT2 | 2016-02-04 | 3144 | Y | 0.041724 | 75.8%
PA | Hamilton Patriot Generation Plant | 58426 | CT1 |  | 2023 | 8053 | 8046.11 | 3261455.31 |  | 6.356 | 0.001 | 1259127.814 | 0.059 | 66.756 | 0.0065 | 21187267.343 | Pipeline Natural Gas |  | Combined cycle |  | Dry Low NOx Burners,Selective Catalytic Reduction |  |  | ARP, CSNOX, CSOSG3, CSSO2G1, RGGI | 58426 CT1 | 2016-03-06 | 3250 | Y | 0.040936 | 74.42%
PA | Hamilton Patriot Generation Plant | 58426 | CT2 |  | 2023 | 8363 | 8355.42 | 3223677.83 |  | 6.278 | 0.001 | 1243692.282 | 0.059 | 63.865 | 0.0062 | 20927520.187 | Pipeline Natural Gas |  | Combined cycle |  | Dry Low NOx Burners,Selective Catalytic Reduction |  |  | ARP, CSNOX, CSOSG3, CSSO2G1, RGGI | 58426 CT2 | 2016-03-24 | 3250 | Y | 0.039622 | 73.51%
MI | Lansing BWL REO Town Plant | 58427 | 100 |  | 2023 | 5400 | 5380.42 | 205303.03 |  | 0.54 | 0.001 | 106919.517 | 0.0593 | 62.01 | 0.0683 | 1799103.79 | Pipeline Natural Gas |  | Combined cycle |  | Dry Low NOx Burners |  |  | ARP, CSNOX, CSOSG3, CSSO2G1 | 58427 100 | 2013-04-11 | 494.9 |  | 0.60408 | 41.5%
MI | Lansing BWL REO Town Plant | 58427 | 200 |  | 2023 | 7302 | 7263.73 | 286418.23 |  | 0.748 | 0.001 | 148212.648 | 0.0592 | 73.762 | 0.0589 | 2494066.267 | Pipeline Natural Gas |  | Combined cycle |  | Dry Low NOx Burners |  |  | ARP, CSNOX, CSOSG3, CSSO2G1 | 58427 200 | 2013-04-15 | 494.9 |  | 0.51506 | 57.53%
TX | Ector County Energy Center | 58471 | CT-1 |  | 2023 | 1701 | 1519.02 | 201404.68 |  | 1.607 | 0.001 | 136455.074 | 0.0591 | 37.521 | 0.0383 | 2296138.883 | Natural Gas |  | Combustion turbine |  | Dry Low NOx Burners |  |  | ARP, CSOSG2 | 58471 CT-1 | 2015-07-30 | 2291 |  | 0.37259 | 11.44%
TX | Ector County Energy Center | 58471 | CT-2 |  | 2023 | 1975 | 1765.74 | 232278.5 |  | 1.869 | 0.001 | 158676.799 | 0.059 | 44.609 | 0.0374 | 2670055.099 | Natural Gas |  | Combustion turbine |  | Dry Low NOx Burners |  |  | ARP, CSOSG2 | 58471 CT-2 | 2015-08-14 | 2291 |  | 0.3841 | 13.3%
LA | LEPA Unit No. 1 | 58478 | CC01 |  | 2023 | 3480 | 3463.25 | 189957.75 |  | 0.458 | 0.001 | 90693.1 | 0.0592 | 24.242 | 0.0312 | 1526053.725 | Pipeline Natural Gas |  | Combined cycle |  | Selective Catalytic Reduction |  |  | ARP, CSOSG2E | 58478 CC01 | 2015-11-14 | 600 | Y | 0.25524 | 29.03%
OR | Carty Generating Station | 58503 | CTEU1 |  | 2023 | 7284 | 7273.85 | 3171245.42 |  | 6.98 | 0.001 | 1382621.559 | 0.059 | 69.41 | 0.006 | 23265211.1 | Pipeline Natural Gas |  | Combined cycle |  | Dry Low NOx Burners,Selective Catalytic Reduction |  |  | ARP | 58503 CTEU1 | 2016-07-01 | 3862.6 | Y | 0.043775 | 68.76%
TX | Montana Power Station | 58562 | GT-1 |  | 2023 | 4373 | 4016.25 | 303615.67 |  | 0.83 | 0.001 | 162681.921 | 0.0591 | 15.489 | 0.0145 | 2736704.185 | Pipeline Natural Gas | Diesel Oil | Combustion turbine |  | Selective Catalytic Reduction |  |  | ARP, CSOSG2 | 58562 GT-1 | 2015-03-07 | 858 | Y | 0.10203 | 36.41%
TX | Montana Power Station | 58562 | GT-2 |  | 2023 | 4129 | 3766.85 | 298998.79 |  | 0.807 | 0.001 | 159223.216 | 0.059 | 15.116 | 0.0153 | 2679005.949 | Pipeline Natural Gas | Diesel Oil | Combustion turbine |  | Selective Catalytic Reduction |  |  | ARP, CSOSG2 | 58562 GT-2 | 2015-03-16 | 858 | Y | 0.10111 | 35.64%
TX | Montana Power Station | 58562 | GT-3 |  | 2023 | 5189 | 4747.64 | 359263.63 |  | 0.994 | 0.001 | 195976.12 | 0.0591 | 19.104 | 0.0152 | 3297373.276 | Pipeline Natural Gas | Diesel Oil | Combustion turbine |  | Selective Catalytic Reduction |  |  | ARP, CSOSG2 | 58562 GT-3 | 2016-04-19 | 858 | Y | 0.10635 | 43.87%
TX | Montana Power Station | 58562 | GT-4 |  | 2023 | 4027 | 3668.27 | 286401.71 |  | 0.778 | 0.001 | 153370.623 | 0.0591 | 14.987 | 0.0156 | 2580404.592 | Pipeline Natural Gas | Diesel Oil | Combustion turbine |  | Selective Catalytic Reduction |  |  | ARP, CSOSG2 | 58562 GT-4 | 2016-08-19 | 858 | Y | 0.10466 | 34.33%
PA | Shell Chemical Appalachia LLC | 58933 | 101 |  | 2023 | 8456 | 8446.75 | 414050.5 |  | 1.61 | 0.001 | 318956.65 | 0.0591 | 18.86 | 0.0075 | 5367012.225 | Pipeline Natural Gas |  | Combined cycle |  | Dry Low NOx Burners,Selective Catalytic Reduction |  |  | ARP, CSNOX, CSOSG3, CSSO2G1, RGGI | 58933 101 | 2021-06-27 | 790 | Y | 0.0911 | 77.55%
PA | Shell Chemical Appalachia LLC | 58933 | 102 |  | 2023 | 8224 | 8217 | 405862 |  | 1.573 | 0.001 | 311496.525 | 0.059 | 18.175 | 0.0074 | 5241529.175 | Pipeline Natural Gas |  | Combined cycle |  | Dry Low NOx Burners,Selective Catalytic Reduction |  |  | ARP, CSNOX, CSOSG3, CSSO2G1, RGGI | 58933 102 | 2021-06-22 | 790 | Y | 0.089562 | 75.74%
PA | Shell Chemical Appalachia LLC | 58933 | 103 |  | 2023 | 8177 | 8169.75 | 404184 |  | 1.577 | 0.001 | 312361.275 | 0.059 | 18.725 | 0.0077 | 5256000.95 | Pipeline Natural Gas |  | Combined cycle |  | Dry Low NOx Burners,Selective Catalytic Reduction |  |  | ARP, CSNOX, CSOSG3, CSSO2G1, RGGI | 58933 103 | 2021-07-01 | 790 | Y | 0.092656 | 75.95%
VA | Potomac Energy Center, LLC | 59004 | CT1 |  | 2023 | 7010 | 6996.56 | 2250711.51 |  | 0.768 | 0 | 891727.407 | 0.058 | 39.703 | 0.0054 | 15348582.84 | Natural Gas |  | Combined cycle |  | Dry Low NOx Burners,Selective Catalytic Reduction |  |  | ARP, CSNOX, CSOSG3, CSSO2G1, NSPS4T, RGGI | 59004 CT1 | 2017-01-12 | 3000 | Y | 0.03528 | 58.4%
VA | Potomac Energy Center, LLC | 59004 | CT2 |  | 2023 | 7278 | 7261.87 | 2334127.93 |  | 0.8 | 0 | 929605.055 | 0.058 | 40.524 | 0.0053 | 16000905.148 | Natural Gas |  | Combined cycle |  | Dry Low NOx Burners,Selective Catalytic Reduction |  |  | ARP, CSNOX, CSOSG3, CSSO2G1, NSPS4T, RGGI | 59004 CT2 | 2017-01-11 | 3000 | Y | 0.034723 | 60.89%
MD | Cove Point LNG Terminal | 59073 | B921A |  | 2023 | 8393 | 8385.08 |  | 719235.54 |  |  | 60608.905 | 0.0594 | 3.407 | 0.007 | 1019809.246 | Natural Gas |  | Other boiler |  |  |  |  | RGGI, SIPNOX | 59073 B921A | 2018-04-09 | 427.4 |  |  | 27.24%
MD | Cove Point LNG Terminal | 59073 | B921B |  | 2023 | 8293 | 8279.7 |  | 723972.31 |  |  | 60021.597 | 0.0593 | 3.389 | 0.0072 | 1010003.921 | Natural Gas |  | Other boiler |  |  |  |  | RGGI, SIPNOX | 59073 B921B | 2018-04-09 | 427.4 |  |  | 26.98%
MD | Cove Point LNG Terminal | 59073 | GT501A |  | 2023 | 8337 | 8334.32 | 712956.54 |  |  |  | 454186.894 | 0.059 | 30.449 | 0.008 | 7642584.562 | Natural Gas |  | Combustion turbine |  |  |  |  | RGGI, SIPNOX | 59073 GT501A | 2018-04-09 | 1062 |  | 0.085416 | 82.15%
MD | Cove Point LNG Terminal | 59073 | GT501B |  | 2023 | 8298 | 8294.46 | 712724.75 |  |  |  | 458182.117 | 0.059 | 30.805 | 0.008 | 7709788.126 | Natural Gas |  | Combustion turbine |  |  |  |  | RGGI, SIPNOX | 59073 GT501B | 2018-04-09 | 1062 |  | 0.086443 | 82.87%
MI | Holland Energy Park | 59093 | 10 |  | 2023 | 7633 | 7613.68 | 454090.23 |  | 0.972 | 0.001 | 192425.344 | 0.0592 | 16.429 | 0.0104 | 3237954.159 | Pipeline Natural Gas |  | Combined cycle |  | Dry Low NOx Burners,Selective Catalytic Reduction |  |  | ARP, CSNOX, CSOSG3, CSSO2G1 | 59093 10 | 2017-01-30 | 593 | Y | 0.07236 | 62.33%
MI | Holland Energy Park | 59093 | 11 |  | 2023 | 8648 | 8644.66 | 522367.96 |  | 1.122 | 0.001 | 222198.959 | 0.0592 | 19.44 | 0.0104 | 3738866.033 | Pipeline Natural Gas |  | Combined cycle |  | Dry Low NOx Burners,Selective Catalytic Reduction |  |  | ARP, CSNOX, CSOSG3, CSSO2G1 | 59093 11 | 2017-02-01 | 593 | Y | 0.07443 | 71.97%
MD | Wildcat Point Generation Facility | 59220 | CT1 |  | 2023 | 5934 | 5852.9 | 2278260.94 |  | 4.597 | 0.001 | 910594.023 | 0.059 | 58.063 | 0.0088 | 15322469.338 | Pipeline Natural Gas |  | Combined cycle |  | Dry Low NOx Burners,Selective Catalytic Reduction |  |  | ARP, CSNOX, CSOSG3, CSSO2G1, RGGI | 59220 CT1 | 2017-08-02 | 4071 | Y | 0.050971 | 42.97%
MD | Wildcat Point Generation Facility | 59220 | CT2 |  | 2023 | 5838 | 5758.78 | 2251584.01 |  | 4.587 | 0.001 | 908677.182 | 0.059 | 56.893 | 0.0086 | 15290287.781 | Pipeline Natural Gas |  | Combined cycle |  | Dry Low NOx Burners,Selective Catalytic Reduction |  |  | ARP, CSNOX, CSOSG3, CSSO2G1, RGGI | 59220 CT2 | 2017-07-26 | 4071 | Y | 0.050536 | 42.88%
NC | Kings Mountain Energy Center | 59325 | ES-1 |  | 2023 | 8394 | 8390.27 | 3378831.5 |  | 6.88 | 0.001 | 1362850.251 | 0.059 | 74.337 | 0.0068 | 22932565.314 | Pipeline Natural Gas |  | Combined cycle |  | Dry Low NOx Burners,Selective Catalytic Reduction |  |  | ARP, CSNOX, CSSO2G1, NSPS4T, SIPNOX | 59325 ES-1 | 2018-04-14 | 3603 | Y | 0.044002 | 72.66%
OH | Middletown Energy Center | 59326 | 1 |  | 2023 | 7576 | 7564.46 | 3443860.99 |  | 6.843 | 0.001 | 1355620.445 | 0.059 | 67.65 | 0.006 | 22810979.1 | Pipeline Natural Gas |  | Combined cycle |  | Dry Low NOx Burners,Selective Catalytic Reduction |  |  | ARP, CSNOX, CSOSG3, CSSO2G1, NSPS4T | 59326 1 | 2018-02-06 | 3824.6 | Y | 0.039287 | 68.09%
OH | Oregon Clean Energy Center | 59764 | 1 |  | 2023 | 8095 | 8084.04 | 3331127.68 |  | 6.547 | 0.001 | 1296895.68 | 0.059 | 60.803 | 0.0056 | 21822771.32 | Pipeline Natural Gas |  | Combined cycle |  | Dry Low NOx Burners,Selective Catalytic Reduction |  |  | ARP, CSNOX, CSOSG3, CSSO2G1, NSPS4T | 59764 1 | 2017-05-18 | 3237.4 | Y | 0.036506 | 76.95%
OH | Oregon Clean Energy Center | 59764 | 2 |  | 2023 | 8152 | 8141.84 | 3343158.16 |  | 6.616 | 0.001 | 1310552.173 | 0.059 | 61.837 | 0.0057 | 22052533.861 | Pipeline Natural Gas |  | Combined cycle |  | Dry Low NOx Burners,Selective Catalytic Reduction |  |  | ARP, CSNOX, CSOSG3, CSSO2G1, NSPS4T | 59764 2 | 2017-03-08 | 3237.4 | Y | 0.036993 | 77.76%
OH | Carroll County Energy | 59773 | 1 |  | 2023 | 8220 | 8209.14 | 2835769.02 |  | 6.112 | 0.001 | 1210641.535 | 0.059 | 57.629 | 0.0058 | 20371332.463 | Pipeline Natural Gas |  | Combined cycle |  | Dry Low NOx Burners,Selective Catalytic Reduction |  |  | ARP, CSNOX, CSOSG3, CSSO2G1, NSPS4T | 59773 1 | 2017-09-21 | 2700 | Y | 0.040644 | 86.13%
OH | Carroll County Energy | 59773 | 2 |  | 2023 | 8183 | 8174.12 | 2814744.35 |  | 6.075 | 0.001 | 1203411.116 | 0.059 | 58.647 | 0.0059 | 20249653.275 | Pipeline Natural Gas |  | Combined cycle |  | Dry Low NOx Burners,Selective Catalytic Reduction |  |  | ARP, CSNOX, CSOSG3, CSSO2G1, NSPS4T | 59773 2 | 2017-09-28 | 2700 | Y | 0.041671 | 85.61%
TX | Wolf Hollow II | 59812 | CGT4 |  | 2023 | 7645 | 7633.92 | 3611248.01 |  | 7.18 | 0.001 | 1422249.062 | 0.059 | 60.879 | 0.0052 | 23932003.1 | Pipeline Natural Gas |  | Combined cycle |  | Ammonia Injection,Selective Catalytic Reduction |  |  | ARP, CSOSG2 | 59812 CGT4 | 2017-01-05 | 4564 | Y | 0.033716 | 59.86%
TX | Wolf Hollow II | 59812 | CGT5 |  | 2023 | 7652 | 7639.41 | 3604632.74 |  | 7.193 | 0.001 | 1424880.457 | 0.059 | 59.971 | 0.0051 | 23976387.576 | Pipeline Natural Gas |  | Combined cycle |  | Ammonia Injection,Selective Catalytic Reduction |  |  | ARP, CSOSG2 | 59812 CGT5 | 2017-01-12 | 4564 | Y | 0.033274 | 59.97%
MA | Exelon West Medway II | 59882 | J4 |  | 2023 | 1673 | 1363.72 | 75758.67 |  | 0.229 | 0.001 | 44957.893 | 0.0593 | 3.559 | 0.0157 | 753598.665 | Pipeline Natural Gas | Diesel Oil | Combustion turbine |  | Dry Low NOx Burners,Water Injection,Selective Catalytic Reduction |  |  | ARP, RGGI, SIPNOX | 59882 J4 | 2019-02-08 | 992 | Y | 0.093956 | 8.672%
MA | Exelon West Medway II | 59882 | J5 |  | 2023 | 1887 | 1538.2 | 89077.52 |  | 0.262 | 0.001 | 51697.92 | 0.0593 | 3.95 | 0.0151 | 868306.548 | Pipeline Natural Gas | Diesel Oil | Combustion turbine |  | Dry Low NOx Burners,Water Injection,Selective Catalytic Reduction |  |  | ARP, RGGI, SIPNOX | 59882 J5 | 2019-03-02 | 992 | Y | 0.088687 | 9.992%
PA | Moxie Freedom Generation Plant | 59906 | 201 |  | 2023 | 6848 | 6835.76 | 3467875.52 |  | 6.829 | 0.001 | 1352741.529 | 0.059 | 71.132 | 0.0063 | 22762496.554 | Pipeline Natural Gas |  | Combined cycle |  | Dry Low NOx Burners,Selective Catalytic Reduction |  |  | ARP, CSNOX, CSOSG3, CSSO2G1, RGGI | 59906 201 | 2018-02-07 | 3700 | Y | 0.041023 | 70.23%
PA | Moxie Freedom Generation Plant | 59906 | 202 |  | 2023 | 7289 | 7272.33 | 3657827.63 |  | 7.22 | 0.001 | 1430160.515 | 0.059 | 72.371 | 0.0061 | 24065167.114 | Pipeline Natural Gas |  | Combined cycle |  | Dry Low NOx Burners,Selective Catalytic Reduction |  |  | ARP, CSNOX, CSOSG3, CSSO2G1, RGGI | 59906 202 | 2018-03-11 | 3700 | Y | 0.03957 | 74.25%
VA | Greensville County Power Station | 59913 | 1A |  | 2023 | 7011 | 7006.25 | 3689004.83 |  | 6.8 | 0.001 | 1347085.966 | 0.059 | 57.18 | 0.0052 | 22667367.647 | Pipeline Natural Gas |  | Combined cycle |  | Dry Low NOx Burners,Selective Catalytic Reduction |  |  | ARP, CSNOX, CSOSG3, CSSO2G1, RGGI | 59913 1A | 2018-08-11 | 4500 | Y | 0.031 | 57.5%
VA | Greensville County Power Station | 59913 | 1B |  | 2023 | 6876 | 6869.04 | 3401468.78 |  | 6.537 | 0.001 | 1294879.945 | 0.059 | 55.115 | 0.0052 | 21788880.194 | Pipeline Natural Gas |  | Combined cycle |  | Dry Low NOx Burners,Selective Catalytic Reduction |  |  | ARP, CSNOX, CSOSG3, CSSO2G1, RGGI | 59913 1B | 2018-07-30 | 4500 | Y | 0.032407 | 55.27%
VA | Greensville County Power Station | 59913 | 1C |  | 2023 | 6884 | 6877.19 | 3453227.06 |  | 6.677 | 0.001 | 1322702.067 | 0.059 | 56.48 | 0.0053 | 22257040.217 | Pipeline Natural Gas |  | Combined cycle |  | Dry Low NOx Burners,Selective Catalytic Reduction |  |  | ARP, CSNOX, CSOSG3, CSSO2G1, RGGI | 59913 1C | 2018-07-20 | 4500 | Y | 0.032711 | 56.46%
MI | Alpine Power Plant | 59926 | AL1 |  | 2023 | 4158 | 4137.41 | 630737.16 |  | 2.015 | 0.001 | 399131.387 | 0.059 | 86.958 | 0.0261 | 6716222.482 | Pipeline Natural Gas |  | Combustion turbine |  | Dry Low NOx Burners |  |  | ARP, CSNOX, CSOSG3, CSSO2G1 | 59926 AL1 | 2016-06-13 | 2200 |  | 0.27573 | 34.85%
MI | Alpine Power Plant | 59926 | AL2 |  | 2023 | 1404 | 1350.86 | 208218.08 |  | 0.661 | 0.001 | 130910.631 | 0.0587 | 30.384 | 0.0293 | 2202841.625 | Pipeline Natural Gas |  | Combustion turbine |  | Dry Low NOx Burners |  |  | ARP, CSNOX, CSOSG3, CSSO2G1 | 59926 AL2 | 2016-05-23 | 2200 |  | 0.29185 | 11.43%
TX | Colorado Bend II | 60122 | CT7 |  | 2023 | 7920 | 7908.71 | 4024966.31 |  | 7.859 | 0.001 | 1556848.679 | 0.059 | 54.308 | 0.0043 | 26196953.201 | Pipeline Natural Gas |  | Combined cycle |  | Ammonia Injection,Selective Catalytic Reduction |  |  | ARP, CSOSG2 | 60122 CT7 | 2017-02-10 | 4564 | Y | 0.026986 | 65.52%
TX | Colorado Bend II | 60122 | CT8 |  | 2023 | 7917 | 7905.18 | 4020112.38 |  | 7.881 | 0.001 | 1561247.634 | 0.059 | 55.214 | 0.0044 | 26270969.011 | Pipeline Natural Gas |  | Combined cycle |  | Ammonia Injection,Selective Catalytic Reduction |  |  | ARP, CSOSG2 | 60122 CT8 | 2017-03-02 | 4564 | Y | 0.027469 | 65.71%
TX | Bacliff Generating Station | 60264 | BCGT1 |  | 2023 | 892 | 773.02 | 40989.8 |  | 0.161 | 0.0009 | 32635 | 0.0591 | 17.897 | 0.1298 | 552882 | Pipeline Natural Gas |  | Combustion turbine |  | Dry Low NOx Burners |  |  | ARP, CSOSG2 | 60264 BCGT1 | 2016-11-27 | 921.7 |  | 0.87324 | 6.848%
TX | Bacliff Generating Station | 60264 | BCGT2 |  | 2023 | 818 | 708.41 | 38315.47 |  | 0.161 | 0.0009 | 30584.1 | 0.059 | 18.58 | 0.1506 | 518577.6 | Pipeline Natural Gas |  | Combustion turbine |  | Dry Low NOx Burners |  |  | ARP, CSOSG2 | 60264 BCGT2 | 2016-11-27 | 921.7 |  | 0.96984 | 6.423%
TX | Bacliff Generating Station | 60264 | BCGT3 |  | 2023 | 854 | 753.45 | 39201.4 |  | 0.155 | 0.0009 | 31275.4 | 0.0589 | 19.933 | 0.1446 | 529855.1 | Pipeline Natural Gas |  | Combustion turbine |  | Dry Low NOx Burners |  |  | ARP, CSOSG2 | 60264 BCGT3 | 2017-01-04 | 921.7 |  | 1.017 | 6.562%
TX | Bacliff Generating Station | 60264 | BCGT4 |  | 2023 | 824 | 729.88 | 39135.07 |  | 0.155 | 0.0009 | 31116.6 | 0.0589 | 17.453 | 0.1247 | 527761.5 | Pipeline Natural Gas |  | Combustion turbine |  | Dry Low NOx Burners |  |  | ARP, CSOSG2 | 60264 BCGT4 | 2017-01-05 | 921.7 |  | 0.89194 | 6.536%
TX | Bacliff Generating Station | 60264 | BCGT5 |  | 2023 | 839 | 745.53 | 39564.33 |  | 0.16 | 0.0009 | 31989.4 | 0.059 | 18.798 | 0.1319 | 541985.8 | Pipeline Natural Gas |  | Combustion turbine |  | Dry Low NOx Burners |  |  | ARP, CSOSG2 | 60264 BCGT5 | 2017-02-01 | 921.7 |  | 0.95025 | 6.713%
TX | Bacliff Generating Station | 60264 | BCGT6 |  | 2023 | 1125 | 977.58 | 52020.72 |  | 0.2 | 0.0009 | 40629.5 | 0.059 | 27.905 | 0.16 | 688805.3 | Pipeline Natural Gas |  | Combustion turbine |  | Dry Low NOx Burners |  |  | ARP, CSOSG2 | 60264 BCGT6 | 2017-02-10 | 921.7 |  | 1.0728 | 8.531%
MD | Keys Energy Center | 60302 | 11 |  | 2023 | 7426 | 7409.96 | 2294096.28 |  | 4.968 | 0.001 | 984076.229 | 0.059 | 47.261 | 0.0058 | 16559015.04 | Pipeline Natural Gas |  | Combined cycle |  | Selective Catalytic Reduction |  |  | ARP, CSNOX, CSOSG3, CSSO2G1, RGGI | 60302 11 | 2018-05-18 | 3100 | Y | 0.041202 | 60.98%
MD | Keys Energy Center | 60302 | 12 |  | 2023 | 6423 | 6412.09 | 1961528.58 |  | 4.231 | 0.001 | 838186.824 | 0.059 | 40.534 | 0.0058 | 14104125.089 | Pipeline Natural Gas |  | Combined cycle |  | Steam Injection |  |  | ARP, CSNOX, CSOSG3, CSSO2G1, RGGI | 60302 12 | 2018-06-02 | 3100 |  | 0.041329 | 51.94%
GA | Albany Green Energy LLC | 60340 | B0004 |  | 2023 | 8103 | 8086.84 |  | 4291986.49 | 5.645 | 0.0021 | 768218.23 | 0.1087 | 204.364 | 0.0616 | 7022664.949 | Wood | Other Solid Fuel | Circulating fluidized bed boiler | Dry Sorbent Injection | Selective Non-catalytic Reduction | Baghouse |  | ARP, CSNOX, CSOSG1, CSSO2G2 | 60340 B0004 | 2017-05-20 | 1209 | Y |  | 66.31%
FL | Okeechobee Clean Energy Center | 60345 | OCEC1A |  | 2023 | 4944 | 4909.75 | 2534811.77 |  | 4.523 | 0.001 | 895112.612 | 0.059 | 51.505 | 0.0073 | 15056982.713 | Pipeline Natural Gas | Diesel Oil, Other Gas | Combined cycle |  | Dry Low NOx Burners,Selective Catalytic Reduction |  |  | ARP, NSPS4T | 60345 OCEC1A | 2018-09-23 | 3681 | Y | 0.040638 | 46.69%
FL | Okeechobee Clean Energy Center | 60345 | OCEC1B |  | 2023 | 7808 | 7771.8 | 3987599.29 |  | 7.324 | 0.001 | 1449960.507 | 0.059 | 83.756 | 0.0072 | 24393746.302 | Pipeline Natural Gas | Diesel Oil | Combined cycle |  | Dry Low NOx Burners,Selective Catalytic Reduction |  |  | ARP, NSPS4T | 60345 OCEC1B | 2018-10-10 | 3681 | Y | 0.042008 | 75.65%
FL | Okeechobee Clean Energy Center | 60345 | OCEC1C |  | 2023 | 8124 | 8106.95 | 4207349.44 |  | 7.628 | 0.001 | 1511068.652 | 0.059 | 87.927 | 0.0071 | 25426662.235 | Pipeline Natural Gas | Diesel Oil | Combined cycle |  | Dry Low NOx Burners,Selective Catalytic Reduction |  |  | ARP, NSPS4T | 60345 OCEC1C | 2018-10-30 | 3681 | Y | 0.041797 | 78.85%
OH | South Field Energy, LLC | 60356 | 1 |  | 2023 | 7985 | 7978.45 | 4472202.45 |  | 8.537 | 0.001 | 1691061.586 | 0.059 | 85.224 | 0.006 | 28455404.253 | Pipeline Natural Gas |  | Combined cycle |  | Dry Low NOx Burners,Selective Catalytic Reduction |  |  | ARP, CSNOX, CSOSG3, CSSO2G1, NSPS4T | 60356 1 | 2021-06-14 | 4250 | Y | 0.038113 | 76.43%
OH | South Field Energy, LLC | 60356 | 2 |  | 2023 | 7498 | 7489.22 | 4186774.73 |  | 7.978 | 0.001 | 1580361.478 | 0.059 | 79.774 | 0.006 | 26592662.507 | Pipeline Natural Gas |  | Combined cycle |  | Dry Low NOx Burners,Selective Catalytic Reduction |  |  | ARP, CSNOX, CSOSG3, CSSO2G1, NSPS4T | 60356 2 | 2021-07-18 | 4250 | Y | 0.038108 | 71.43%
PA | Lackawanna Energy Center | 60357 | 1 |  | 2023 | 7890 | 7883.22 | 3638850.93 |  | 7.036 | 0.001 | 1393777.79 | 0.059 | 56.019 | 0.0048 | 23452974.062 | Pipeline Natural Gas |  | Combined cycle |  | Dry Low NOx Burners,Selective Catalytic Reduction |  |  | ARP, CSNOX, CSOSG3, CSSO2G1, RGGI | 60357 1 | 2018-03-03 | 3304 | Y | 0.030789 | 81.03%
PA | Lackawanna Energy Center | 60357 | 2 |  | 2023 | 7578 | 7560.61 | 3565899.36 |  | 6.866 | 0.001 | 1360069.285 | 0.059 | 60.578 | 0.0053 | 22885730.777 | Pipeline Natural Gas |  | Combined cycle |  | Dry Low NOx Burners,Selective Catalytic Reduction |  |  | ARP, CSNOX, CSOSG3, CSSO2G1, RGGI | 60357 2 | 2018-07-01 | 3304 | Y | 0.033976 | 79.07%
PA | Lackawanna Energy Center | 60357 | 3 |  | 2023 | 7619 | 7609.89 | 3479750.74 |  | 6.715 | 0.001 | 1330222.678 | 0.059 | 50.271 | 0.0045 | 22383545.181 | Pipeline Natural Gas |  | Combined cycle |  | Dry Low NOx Burners,Selective Catalytic Reduction |  |  | ARP, CSNOX, CSOSG3, CSSO2G1, RGGI | 60357 3 | 2018-09-12 | 3500 | Y | 0.028893 | 73.01%
PA | Hummel Station | 60368 | CT1 |  | 2023 | 8086 | 8073.8 | 2702776.9 |  | 5.55 | 0.001 | 1099398.405 | 0.059 | 55.914 | 0.0062 | 18499473.125 | Pipeline Natural Gas |  | Combined cycle |  | Dry Low NOx Burners,Selective Catalytic Reduction |  |  | ARP, CSNOX, CSOSG3, CSSO2G1, RGGI | 60368 CT1 | 2018-03-26 | 2623 | Y | 0.041375 | 80.51%
PA | Hummel Station | 60368 | CT2 |  | 2023 | 8088 | 8078.38 | 2706229.81 |  | 5.588 | 0.001 | 1106841.023 | 0.059 | 56.161 | 0.0061 | 18624683.42 | Pipeline Natural Gas |  | Combined cycle |  | Dry Low NOx Burners,Selective Catalytic Reduction |  |  | ARP, CSNOX, CSOSG3, CSSO2G1, RGGI | 60368 CT2 | 2018-03-23 | 2625 | Y | 0.041505 | 80.99%
PA | Hummel Station | 60368 | CT3 |  | 2023 | 7376 | 7365.35 | 2455699.96 |  | 5.015 | 0.001 | 993346.774 | 0.059 | 50.472 | 0.0062 | 16714955.973 | Pipeline Natural Gas |  | Combined cycle |  | Dry Low NOx Burners,Selective Catalytic Reduction |  |  | ARP, CSNOX, CSOSG3, CSSO2G1, RGGI | 60368 CT3 | 2018-03-25 | 2580 | Y | 0.041106 | 73.96%
OH | Clean Energy Future - Lordstown, LLC | 60376 | 1 |  | 2023 | 7699 | 7680.74 | 3184899.51 |  | 6.33 | 0.001 | 1253965.521 | 0.059 | 64.666 | 0.0064 | 21100364.544 | Pipeline Natural Gas |  | Combined cycle |  | Dry Low NOx Burners,Selective Catalytic Reduction |  |  | ARP, CSNOX, CSOSG3, CSSO2G1, NSPS4T | 60376 1 | 2018-07-13 | 3630 | Y | 0.040608 | 66.36%
OH | Clean Energy Future - Lordstown, LLC | 60376 | 2 |  | 2023 | 7702 | 7687.28 | 3157728.63 |  | 6.278 | 0.001 | 1243619.223 | 0.059 | 70.554 | 0.0069 | 20926236.882 | Pipeline Natural Gas |  | Combined cycle |  | Dry Low NOx Burners,Selective Catalytic Reduction |  |  | ARP, CSNOX, CSOSG3, CSSO2G1, NSPS4T | 60376 2 | 2018-07-14 | 3630 | Y | 0.044687 | 65.81%
IL | Invenergy Nelson Expansion LLC | 60387 | 3 |  | 2023 | 1122 | 1025.52 | 137290.95 |  | 0.454 | 0.001 | 88439.015 | 0.0593 | 19.923 | 0.0323 | 1480909.344 | Pipeline Natural Gas | Diesel Oil | Combustion turbine (Started Apr 19, 2023) |  | Dry Low NOx Burners (Began Apr 19, 2023),Water Injection (Began Apr 19, 2023) |  |  | ARP, CSNOX, CSOSG3, CSSO2G1 | 60387 3 | 2023-04-19 | 2180 |  | 0.29023 | 7.755%
IL | Invenergy Nelson Expansion LLC | 60387 | 4 |  | 2023 | 1016 | 912.94 | 121697.27 |  | 0.416 | 0.001 | 79446.713 | 0.0596 | 21.432 | 0.0406 | 1321041.96 | Pipeline Natural Gas | Diesel Oil | Combustion turbine (Started Apr 27, 2023) |  | Dry Low NOx Burners (Began Apr 27, 2023),Water Injection (Began Apr 27, 2023) |  |  | ARP, CSNOX, CSOSG3, CSSO2G1 | 60387 4 | 2023-04-27 | 2180 |  | 0.35222 | 6.918%
TX | Port Comfort Peaking Facility | 60459 | CT1 |  | 2023 | 1504 | 1182.64 | 41112.77 |  | 0.132 | 0.001 | 26173.156 | 0.0592 | 2.526 | 0.0147 | 440429.522 | Pipeline Natural Gas |  | Combustion turbine |  | Water Injection,Selective Catalytic Reduction |  |  | ARP, CSOSG2 | 60459 CT1 | 2017-07-24 | 475 | Y | 0.12288 | 10.58%
TX | Port Comfort Peaking Facility | 60459 | CT2 |  | 2023 | 1122 | 870.66 | 29568.32 |  | 0.095 | 0.001 | 18861.531 | 0.0593 | 1.877 | 0.0165 | 317413.268 | Pipeline Natural Gas |  | Combustion turbine |  | Water Injection,Selective Catalytic Reduction |  |  | ARP, CSOSG2 | 60459 CT2 | 2017-07-29 | 475 | Y | 0.12696 | 7.628%
TX | Chamon Power, LLC | 60460 | CT1 |  | 2023 | 2155 | 1782.7 | 64525.24 |  | 0.174 | 0.001 | 34471.464 | 0.0593 | 3.752 | 0.0203 | 580038.961 | Pipeline Natural Gas |  | Combustion turbine |  | Water Injection,Selective Catalytic Reduction |  |  | ARP, CSOSG2 | 60460 CT1 | 2017-10-03 | 520 | Y | 0.1163 | 12.73%
TX | Chamon Power, LLC | 60460 | CT2 |  | 2023 | 1914 | 1574.63 | 57479.43 |  | 0.187 | 0.001 | 37108.93 | 0.0592 | 3.466 | 0.0171 | 624427.938 | Pipeline Natural Gas |  | Combustion turbine |  | Water Injection,Selective Catalytic Reduction |  |  | ARP, CSOSG2 | 60460 CT2 | 2017-10-05 | 520 | Y | 0.1206 | 13.71%
PA | Tenaska Westmoreland Generating Station | 60464 | 101 |  | 2023 | 7361 | 7355.78 | 3372259.52 |  | 6.787 | 0.001 | 1314634.304 | 0.058 | 54.707 | 0.0049 | 22621473.855 | Pipeline Natural Gas |  | Combined cycle |  | Dry Low NOx Burners,Selective Catalytic Reduction |  |  | ARP, CSNOX, CSOSG3, CSSO2G1, NSPS4T, RGGI | 60464 101 | 2018-09-29 | 3725 | Y | 0.032445 | 69.33%
PA | Tenaska Westmoreland Generating Station | 60464 | 102 |  | 2023 | 7487 | 7482.05 | 3443481.39 |  | 6.948 | 0.001 | 1345976.033 | 0.058 | 55.514 | 0.0048 | 23160832.319 | Pipeline Natural Gas |  | Combined cycle |  | Dry Low NOx Burners,Selective Catalytic Reduction |  |  | ARP, CSNOX, CSOSG3, CSSO2G1, NSPS4T, RGGI | 60464 102 | 2018-09-25 | 3725 | Y | 0.032243 | 70.98%
TX | Tejas Power Generation Unit 1 | 60468 | CT-1 |  | 2023 | 1133 | 948.82 | 89626.08 |  | 0.342 | 0.001 | 67708.086 | 0.059 | 10.249 | 0.0264 | 1139318.818 | Pipeline Natural Gas |  | Combustion turbine |  | Water Injection,Selective Catalytic Reduction |  |  | ARP, CSOSG2 | 60468 CT-1 | 2018-05-09 | 1500 | Y | 0.22871 | 8.671%
PA | CPV Fairview, LLC | 60589 | CT-1 |  | 2023 | 7777 | 7774.79 | 3860191.81 |  | 3.4 | 0 | 1429863.797 | 0.058 | 73.127 | 0.0062 | 24523049.694 | Natural Gas | Diesel Oil, Other Gas | Combined cycle |  | Dry Low NOx Burners,Selective Catalytic Reduction |  |  | ARP, CSNOX, CSOSG3, CSSO2G1, NSPS4T, RGGI | 60589 CT-1 | 2019-09-22 | 3763 | Y | 0.037888 | 74.39%
PA | CPV Fairview, LLC | 60589 | CT-2 |  | 2023 | 7020 | 7015.3 | 3481993.2 |  | 3.059 | 0 | 1286035.708 | 0.058 | 67.372 | 0.0069 | 22060496.313 | Natural Gas | Diesel Oil, Other Gas | Combined cycle |  | Dry Low NOx Burners,Selective Catalytic Reduction |  |  | ARP, CSNOX, CSOSG3, CSSO2G1, NSPS4T, RGGI | 60589 CT-2 | 2019-09-27 | 3763 | Y | 0.038697 | 66.92%
CA | Stanton Energy Reliability Center | 60698 | D1 |  | 2023 | 80 | 46.65 | 1380.93 |  | 0.004 | 0.001 | 875.567 | 0.0593 | 0.078 | 0.0161 | 14731.477 | Pipeline Natural Gas |  | Combustion turbine |  | Water Injection,Selective Catalytic Reduction |  |  | ARP | 60698 D1 | 2020-04-20 | 500 | Y | 0.11297 | 0.3363%
CA | Stanton Energy Reliability Center | 60698 | D7 |  | 2023 | 91 | 52.28 | 1418.26 |  | 0.005 | 0.001 | 923.511 | 0.0593 | 0.08 | 0.0148 | 15542.087 | Pipeline Natural Gas |  | Combustion turbine |  | Water Injection,Selective Catalytic Reduction |  |  | ARP | 60698 D7 | 2020-04-17 | 500 | Y | 0.11281 | 0.3548%
MA | Salem Harbor Station NGCC | 60903 | 1 |  | 2023 | 1768 | 1591.77 | 401677.45 |  | 0.857 | 0.001 | 169799.743 | 0.059 | 10.965 | 0.0119 | 2857207.607 | Pipeline Natural Gas |  | Combined cycle |  | Dry Low NOx Burners,Selective Catalytic Reduction |  |  | ARP, RGGI, SIPNOX | 60903 1 | 2017-12-22 | 2700 | Y | 0.054596 | 12.08%
MA | Salem Harbor Station NGCC | 60903 | 2 |  | 2023 | 1458 | 1297.8 | 322967.72 |  | 0.687 | 0.001 | 135997.024 | 0.059 | 8.693 | 0.0118 | 2288416.425 | Pipeline Natural Gas |  | Combined cycle |  | Dry Low NOx Burners,Selective Catalytic Reduction |  |  | ARP, RGGI, SIPNOX | 60903 2 | 2018-02-10 | 2700 | Y | 0.053832 | 9.675%
TX | NET Power La Porte Station | 60910 | 1GT |  | 2023 | 0 | 0 | [9 empty] | Pipeline Natural Gas |  | Combustion turbine |  |  |  |  | ARP, CSOSG2 | 60910 1GT | 2021-11-15 | 172 |  |  | 0%
TX | Montgomery County Power Station | 60925 | CT1 |  | 2023 | 8133 | 8126.57 | 3226173.81 |  | 6.606 | 0.001 | 1308511.99 | 0.059 | 67.222 | 0.0063 | 22018081.255 | Pipeline Natural Gas |  | Combined cycle |  | Dry Low NOx Burners,Selective Catalytic Reduction |  |  | ARP, CSOSG2 | 60925 CT1 | 2020-08-30 | 3800 | Y | 0.041673 | 66.14%
TX | Montgomery County Power Station | 60925 | CT2 |  | 2023 | 7972 | 7968.06 | 3128407.07 |  | 6.366 | 0.001 | 1261062.741 | 0.059 | 64.893 | 0.0062 | 21219779.509 | Pipeline Natural Gas |  | Combined cycle |  | Dry Low NOx Burners,Selective Catalytic Reduction |  |  | ARP, CSOSG2 | 60925 CT2 | 2020-09-04 | 3800 | Y | 0.041486 | 63.75%
LA | St. Charles Power Station | 60926 | 1A |  | 2023 | 7143 | 7111.14 | 2649709.13 |  | 5.522 | 0.001 | 1093886.287 | 0.059 | 75.173 | 0.011 | 18406747.834 | Pipeline Natural Gas |  | Combined cycle |  | Dry Low NOx Burners,Selective Catalytic Reduction |  |  | ARP, CSOSG2E | 60926 1A | 2019-02-28 | 3750 | Y | 0.056741 | 56.03%
LA | St. Charles Power Station | 60926 | 1B |  | 2023 | 6730 | 6698.11 | 2529765.3 |  | 5.268 | 0.001 | 1043486.106 | 0.059 | 69.12 | 0.0111 | 17558657.867 | Pipeline Natural Gas |  | Combined cycle |  | Dry Low NOx Burners,Selective Catalytic Reduction |  |  | ARP, CSOSG2E | 60926 1B | 2019-02-24 | 3620 | Y | 0.054645 | 55.37%
LA | Lake Charles Power Station | 60927 | 1A |  | 2023 | 7884 | 7875.63 | 3031583.59 |  | 5.866 | 0.001 | 1161893.028 | 0.059 | 75.106 | 0.0084 | 19551087.781 | Pipeline Natural Gas |  | Combined cycle |  | Dry Low NOx Burners,Selective Catalytic Reduction |  |  | ARP, CSOSG2E | 60927 1A | 2020-01-05 | 3650 | Y | 0.049549 | 61.15%
LA | Lake Charles Power Station | 60927 | 1B |  | 2023 | 7821 | 7808.89 | 3001122.44 |  | 5.812 | 0.001 | 1151354.132 | 0.059 | 70.902 | 0.0081 | 19373752.475 | Pipeline Natural Gas |  | Combined cycle |  | Dry Low NOx Burners,Selective Catalytic Reduction |  |  | ARP, CSOSG2E | 60927 1B | 2020-01-12 | 3550 | Y | 0.04725 | 62.3%
PA | Hickory Run Energy Station | 61028 | CT1 |  | 2023 | 7442 | 7429.39 | 3366138.96 |  | 6.727 | 0.001 | 1332547.985 | 0.059 | 68.007 | 0.0062 | 22422731.275 | Pipeline Natural Gas |  | Combined cycle |  | Dry Low NOx Burners,Selective Catalytic Reduction |  |  | ARP, CSNOX, CSOSG3, CSSO2G1, NSPS4T, RGGI | 61028 CT1 | 2019-10-30 | 3550 | Y | 0.040407 | 72.1%
PA | Hickory Run Energy Station | 61028 | CT2 |  | 2023 | 7470 | 7460.94 | 3323733.45 |  | 6.722 | 0.001 | 1331642.427 | 0.059 | 68.027 | 0.0062 | 22407492.822 | Pipeline Natural Gas |  | Combined cycle |  | Dry Low NOx Burners,Selective Catalytic Reduction |  |  | ARP, CSNOX, CSOSG3, CSSO2G1, NSPS4T, RGGI | 61028 CT2 | 2019-11-04 | 3550 | Y | 0.040934 | 72.05%
PA | Birdsboro Power | 61035 | 1 |  | 2023 | 7187 | 7170.99 | 3311168.26 |  | 6.194 | 0.001 | 1226872.754 | 0.059 | 61.835 | 0.0067 | 20644469.497 | Pipeline Natural Gas |  | Combined cycle |  | Dry Low NOx Burners,Selective Catalytic Reduction |  |  | ARP, CSNOX, CSOSG3, CSSO2G1, NSPS4T, RGGI | 61035 1 | 2019-02-07 | 3345 | Y | 0.037349 | 70.45%
SD | Astoria Station | 61144 | 1 |  | 2023 | 2108 | 1870.32 | 407920.4 |  | 1.267 | 0.001 | 250974.584 | 0.059 | 50.956 | 0.0256 | 4223136.667 | Pipeline Natural Gas |  | Combustion turbine |  | Dry Low NOx Burners |  |  | ARP, NSPS4T | 61144 1 | 2021-02-02 | 3000 |  | 0.24983 | 16.07%
TX | Victoria City Peaking Facility | 61241 | CT1 |  | 2023 | 1010 | 835.01 | 29731.35 |  | 0.084 | 0.001 | 16559.263 | 0.0593 | 1.575 | 0.0216 | 278648.812 | Pipeline Natural Gas |  | Combustion turbine |  | Ammonia Injection,Selective Catalytic Reduction |  |  | ARP, CSOSG2 | 61241 CT1 | 2019-12-17 | 473 | Y | 0.10595 | 6.725%
TX | Victoria City Peaking Facility | 61241 | CT2 |  | 2023 | 427 | 341.51 | 13209.12 |  | 0.037 | 0.001 | 7255.519 | 0.0592 | 0.767 | 0.0225 | 122098.964 | Pipeline Natural Gas |  | Combustion turbine |  | Ammonia Injection,Selective Catalytic Reduction |  |  | ARP, CSOSG2 | 61241 CT2 | 2019-12-17 | 473 | Y | 0.11613 | 2.947%
TX | Victoria Port Peaking Facility | 61242 | CT1 |  | 2023 | 845 | 725.42 | 30394.85 |  | 0.082 | 0.001 | 16143.059 | 0.0593 | 1.664 | 0.0218 | 271617.181 | Pipeline Natural Gas |  | Combustion turbine |  | Ammonia Injection,Selective Catalytic Reduction |  |  | ARP, CSOSG2 | 61242 CT1 | 2019-03-25 | 473 | Y | 0.10949 | 6.555%
TX | Victoria Port Peaking Facility | 61242 | CT2 |  | 2023 | 816 | 644.58 | 26518.06 |  | 0.073 | 0.001 | 14508.186 | 0.0592 | 1.409 | 0.0257 | 244123.993 | Pipeline Natural Gas |  | Combustion turbine |  | Ammonia Injection,Selective Catalytic Reduction |  |  | ARP, CSOSG2 | 61242 CT2 | 2019-04-02 | 473 | Y | 0.10627 | 5.892%
OH | Long Ridge Energy Generation | 61322 | CC1 |  | 2023 | 7995 | 7984.57 | 3946910.76 |  | 7.348 | 0.001 | 1455495.402 | 0.059 | 69.665 | 0.0057 | 24491545.963 | Pipeline Natural Gas |  | Combined cycle |  | Dry Low NOx Burners,Selective Catalytic Reduction |  |  | ARP, CSNOX, CSOSG3, CSSO2G1, NSPS4T | 61322 CC1 | 2021-06-01 | 3400 | Y | 0.035301 | 82.23%
TX | Victoria Port Power II Peaking Facility | 61966 | CT1 |  | 2023 | 1827 | 1441.65 | 56406.63 |  | 0.186 | 0.001 | 36905.382 | 0.0592 | 2.068 | 0.0086 | 621005.907 | Pipeline Natural Gas |  | Combustion turbine |  | Selective Catalytic Reduction |  |  | ARP, CSOSG2 | 61966 CT1 | 2021-11-11 | 515 | Y | 0.073325 | 13.77%
TX | Victoria Port Power II Peaking Facility | 61966 | CT2 |  | 2023 | 1956 | 1566.71 | 61155.52 |  | 0.204 | 0.001 | 40337.083 | 0.0592 | 3.597 | 0.0164 | 678747.308 | Pipeline Natural Gas |  | Combustion turbine |  | Selective Catalytic Reduction |  |  | ARP, CSOSG2 | 61966 CT2 | 2021-09-21 | 515 | Y | 0.11763 | 15.05%
MI | Blue Water Energy Center | 62192 | 11 |  | 2023 | 7646 | 7637.79 | 4165389.42 |  | 7.687 | 0.001 | 1522809.645 | 0.059 | 85.205 | 0.0067 | 25624238.067 | Pipeline Natural Gas |  | Combined cycle |  | Dry Low NOx Burners,Selective Catalytic Reduction |  |  | ARP, CSNOX, CSOSG3, CSSO2G1, NSPS4T | 62192 11 | 2021-11-03 | 4458 | Y | 0.040911 | 65.62%
MI | Blue Water Energy Center | 62192 | 12 |  | 2023 | 7666 | 7662.3 | 4191967.61 |  | 7.724 | 0.001 | 1530011.613 | 0.059 | 84.82 | 0.0066 | 25745425.878 | Pipeline Natural Gas |  | Combined cycle |  | Dry Low NOx Burners,Selective Catalytic Reduction |  |  | ARP, CSNOX, CSOSG3, CSSO2G1, NSPS4T | 62192 12 | 2021-11-14 | 4458 | Y | 0.040468 | 65.93%
TX | SJRR Power Peaking Facility | 62548 | CT1 | CP1 | 2023 | 2535 | 2132.3 | 80331.65 |  | 0.262 | 0.001 | 51826.285 | 0.059 | 5.319 | 0.0132 | 872099.76 | Pipeline Natural Gas |  | Combustion turbine |  | Selective Catalytic Reduction |  |  | ARP, CSOSG2 | 62548 CT1 | 2022-05-26 | 550 | Y | 0.13243 | 18.1%
TX | SJRR Power Peaking Facility | 62548 | CT2 | CP1 | 2023 | 2300 | 1931.49 | 71971.92 |  | 0.235 | 0.001 | 46443.879 | 0.059 | 5.241 | 0.0152 | 781527.182 | Pipeline Natural Gas |  | Combustion turbine |  | Selective Catalytic Reduction |  |  | ARP, CSOSG2 | 62548 CT2 | 2022-05-25 | 510 | Y | 0.14564 | 17.49%
PA | Hill Top Energy Center | 62565 | 1 |  | 2023 | 6513 | 6492.36 | 4035893.91 |  | 8 | 0.001 | 1584743.003 | 0.059 | 63.23 | 0.0049 | 26666341.302 | Pipeline Natural Gas |  | Combined cycle |  | Dry Low NOx Burners,Selective Catalytic Reduction |  |  | ARP, CSNOX, CSOSG3, CSSO2G1, NSPS4T, RGGI | 62565 1 | 2021-04-01 | 4550 | Y | 0.031334 | 66.9%
IL | Jackson Generation, LLC | 62926 | CTG-01 |  | 2023 | 6754 | 6668.18 | 3718323.94 |  | 7.282 | 0.001 | 1442491.951 | 0.059 | 69.791 | 0.006 | 24272773.208 | Pipeline Natural Gas |  | Combined cycle |  | Dry Low NOx Burners,Selective Catalytic Reduction |  |  | ARP, CSNOX, CSOSG3, CSSO2G1, NSPS4T | 62926 CTG-01 | 2021-11-28 | 4281 | Y | 0.037539 | 64.72%
IL | Jackson Generation, LLC | 62926 | CTG-02 |  | 2023 | 6538 | 6410.67 | 3520383.57 |  | 6.855 | 0.001 | 1357822.928 | 0.059 | 72.315 | 0.0069 | 22847976.431 | Pipeline Natural Gas |  | Combined cycle |  | Dry Low NOx Burners,Selective Catalytic Reduction |  |  | ARP, CSNOX, CSOSG3, CSSO2G1, NSPS4T | 62926 CTG-02 | 2021-12-27 | 4281 | Y | 0.041084 | 60.93%
OH | Guernsey Power Station | 62949 | P001 |  | 2023 | 5831 | 5809.17 | 3177868.41 |  | 5.936 | 0.001 | 1175878.616 | 0.059 | 61.531 | 0.0063 | 19786390.512 | Pipeline Natural Gas |  | Combined cycle |  | Dry Low NOx Burners,Selective Catalytic Reduction |  |  | ARP, CSNOX, CSOSG3, CSSO2G1, NSPS4T | 62949 P001 | 2022-09-23 | 4500 | Y | 0.038725 | 50.19%
OH | Guernsey Power Station | 62949 | P002 |  | 2023 | 5103 | 5086.24 | 2730535.27 |  | 5.275 | 0.001 | 1044920.758 | 0.059 | 61.447 | 0.007 | 17582771.438 | Pipeline Natural Gas |  | Combined cycle |  | Dry Low NOx Burners,Selective Catalytic Reduction |  |  | ARP, CSNOX, CSOSG3, CSSO2G1, NSPS4T | 62949 P002 | 2022-09-17 | 4500 | Y | 0.045007 | 44.6%
OH | Guernsey Power Station | 62949 | P003 |  | 2023 | 4909 | 4895.2 | 2698316.91 |  | 5.069 | 0.001 | 1004117.608 | 0.059 | 98.503 | 0.0115 | 16896238.342 | Pipeline Natural Gas |  | Combined cycle |  | Dry Low NOx Burners,Selective Catalytic Reduction |  |  | ARP, CSNOX, CSOSG3, CSSO2G1, NSPS4T | 62949 P003 | 2022-11-02 | 4500 | Y | 0.073011 | 42.86%
MI | Delta Energy Park | 63259 | DEPC2 |  | 2023 | 6481 | 6450.38 | 482363.43 |  | 1.058 | 0.001 | 209484.205 | 0.0591 | 29.534 | 0.0181 | 3524983.974 | Pipeline Natural Gas |  | Combined cycle |  | Dry Low NOx Burners,Selective Catalytic Reduction |  |  | ARP, CSNOX, CSOSG3, CSSO2G1, NSPS4T | 63259 DEPC2 | 2021-05-27 | 871 | Y | 0.12246 | 46.2%
MI | Delta Energy Park | 63259 | DEPC3 |  | 2023 | 5972 | 5931.15 | 438524.46 |  | 0.968 | 0.001 | 191682.269 | 0.0591 | 28.585 | 0.0196 | 3225487.905 | Pipeline Natural Gas |  | Combined cycle |  | Dry Low NOx Burners,Selective Catalytic Reduction |  |  | ARP, CSNOX, CSOSG3, CSSO2G1, NSPS4T | 63259 DEPC3 | 2021-05-28 | 871 | Y | 0.13037 | 42.27%
MI | Delta Energy Park | 63259 | DEPS1 |  | 2023 | 1254 | 1145.34 | 57305 |  | 0.164 | 0.0009 | 32669.7 | 0.0589 | 23.264 | 0.0838 | 553576.7 | Pipeline Natural Gas |  | Combustion turbine |  | Dry Low NOx Burners |  |  | ARP, CSNOX, CSOSG3, CSSO2G1 | 63259 DEPS1 | 2021-05-27 | 667 |  | 0.81194 | 9.474%
TX | HO Clarke Generating | 63335 | CT-1 |  | 2023 | 1283 | 1069.98 | 45352.98 |  | 0.138 | 0.001 | 27358.915 | 0.0592 | 3.042 | 0.0294 | 460362.04 | Pipeline Natural Gas |  | Combustion turbine |  | Water Injection,Selective Catalytic Reduction |  |  | ARP, CSOSG2 | 63335 CT-1 | 2020-12-22 | 475 | Y | 0.13415 | 11.06%
TX | HO Clarke Generating | 63335 | CT-2 |  | 2023 | 1514 | 1298.95 | 55158.24 |  | 0.167 | 0.001 | 33021.649 | 0.0592 | 3.532 | 0.0249 | 555644.642 | Pipeline Natural Gas |  | Combustion turbine |  | Water Injection,Selective Catalytic Reduction |  |  | ARP, CSOSG2 | 63335 CT-2 | 2020-12-22 | 475 | Y | 0.12807 | 13.35%
TX | HO Clarke Generating | 63335 | CT-3 |  | 2023 | 1130 | 960.97 | 39758.19 |  | 0.123 | 0.001 | 24324.433 | 0.0592 | 2.682 | 0.0276 | 409329.745 | Pipeline Natural Gas |  | Combustion turbine |  | Water Injection,Selective Catalytic Reduction |  |  | ARP, CSOSG2 | 63335 CT-3 | 2020-12-19 | 475 | Y | 0.13492 | 9.837%
TX | HO Clarke Generating | 63335 | CT-4 |  | 2023 | 1558 | 1334.8 | 58347.22 |  | 0.178 | 0.001 | 35287.76 | 0.0592 | 4.048 | 0.0281 | 593767.025 | Pipeline Natural Gas |  | Combustion turbine |  | Water Injection,Selective Catalytic Reduction |  |  | ARP, CSOSG2 | 63335 CT-4 | 2020-12-19 | 475 | Y | 0.13876 | 14.27%
TX | HO Clarke Generating | 63335 | CT-5 |  | 2023 | 1399 | 1185.38 | 52399.03 |  | 0.159 | 0.001 | 31490.67 | 0.0592 | 3.671 | 0.029 | 529881.206 | Pipeline Natural Gas |  | Combustion turbine |  | Water Injection,Selective Catalytic Reduction |  |  | ARP, CSOSG2 | 63335 CT-5 | 2020-12-17 | 475 | Y | 0.14012 | 12.73%
TX | HO Clarke Generating | 63335 | CT-6 |  | 2023 | 1362 | 1157.71 | 49552.96 |  | 0.151 | 0.001 | 29911.58 | 0.0592 | 3.485 | 0.0276 | 503322.227 | Pipeline Natural Gas |  | Combustion turbine |  | Water Injection,Selective Catalytic Reduction |  |  | ARP, CSOSG2 | 63335 CT-6 | 2020-12-17 | 475 | Y | 0.14066 | 12.1%
TX | HO Clarke Generating | 63335 | CT-7 |  | 2023 | 1532 | 1313 | 55648.41 |  | 0.171 | 0.001 | 33957.927 | 0.0592 | 3.551 | 0.0247 | 571403.307 | Pipeline Natural Gas |  | Combustion turbine |  | Water Injection,Selective Catalytic Reduction |  |  | ARP, CSOSG2 | 63335 CT-7 | 2021-09-01 | 475 | Y | 0.12762 | 13.73%
TX | HO Clarke Generating | 63335 | CT-8 |  | 2023 | 1660 | 1404.15 | 61268.42 |  | 0.198 | 0.001 | 39240.751 | 0.0592 | 3.685 | 0.0263 | 660292.279 | Pipeline Natural Gas |  | Combustion turbine |  | Water Injection,Selective Catalytic Reduction |  |  | ARP, CSOSG2 | 63335 CT-8 | 2021-09-01 | 475 | Y | 0.12029 | 15.87%
TX | Topaz Generating | 63688 | CT-1 |  | 2023 | 1825 | 1612.08 | 67826.95 |  | 0.207 | 0.001 | 40971.357 | 0.0592 | 4.598 | 0.0228 | 689385.929 | Pipeline Natural Gas |  | Combustion turbine |  | Water Injection,Selective Catalytic Reduction |  |  | ARP, CSOSG2 | 63688 CT-1 | 2021-07-05 | 475 | Y | 0.13558 | 16.57%
TX | Topaz Generating | 63688 | CT-10 |  | 2023 | 1760 | 1506.89 | 62948.62 |  | 0.194 | 0.001 | 38343.87 | 0.0592 | 3.774 | 0.0228 | 645188.073 | Pipeline Natural Gas |  | Combustion turbine |  | Water Injection,Selective Catalytic Reduction |  |  | ARP, CSOSG2 | 63688 CT-10 | 2021-08-04 | 475 | Y | 0.11991 | 15.51%
TX | Topaz Generating | 63688 | CT-2 |  | 2023 | 2067 | 1814.91 | 77957.19 |  | 0.242 | 0.001 | 47836.431 | 0.0592 | 5.217 | 0.0216 | 804925.77 | Pipeline Natural Gas |  | Combustion turbine |  | Water Injection,Selective Catalytic Reduction |  |  | ARP, CSOSG2 | 63688 CT-2 | 2021-07-05 | 475 | Y | 0.13384 | 19.34%
TX | Topaz Generating | 63688 | CT-3 |  | 2023 | 1992 | 1751.61 | 76328.51 |  | 0.236 | 0.001 | 46840.864 | 0.0592 | 5.442 | 0.0227 | 788138.345 | Pipeline Natural Gas |  | Combustion turbine |  | Water Injection,Selective Catalytic Reduction |  |  | ARP, CSOSG2 | 63688 CT-3 | 2021-07-08 | 475 | Y | 0.14259 | 18.94%
TX | Topaz Generating | 63688 | CT-4 |  | 2023 | 2001 | 1749.01 | 76958.65 |  | 0.232 | 0.001 | 45889.008 | 0.0592 | 5.221 | 0.0236 | 772148.217 | Pipeline Natural Gas |  | Combustion turbine |  | Water Injection,Selective Catalytic Reduction |  |  | ARP, CSOSG2 | 63688 CT-4 | 2021-07-08 | 475 | Y | 0.13568 | 18.56%
TX | Topaz Generating | 63688 | CT-5 |  | 2023 | 2022 | 1765.48 | 78562.99 |  | 0.232 | 0.001 | 45909.353 | 0.0592 | 6.242 | 0.0274 | 772532.806 | Pipeline Natural Gas |  | Combustion turbine |  | Water Injection,Selective Catalytic Reduction |  |  | ARP, CSOSG2 | 63688 CT-5 | 2021-07-12 | 475 | Y | 0.1589 | 18.57%
TX | Topaz Generating | 63688 | CT-6 |  | 2023 | 2060 | 1802.9 | 80660.92 |  | 0.241 | 0.001 | 47671.975 | 0.0592 | 5.465 | 0.0239 | 802137.722 | Pipeline Natural Gas |  | Combustion turbine |  | Water Injection,Selective Catalytic Reduction |  |  | ARP, CSOSG2 | 63688 CT-6 | 2021-07-12 | 475 | Y | 0.13551 | 19.28%
TX | Topaz Generating | 63688 | CT-7 |  | 2023 | 1895 | 1658.74 | 69931.22 |  | 0.212 | 0.001 | 42060.93 | 0.0592 | 5.399 | 0.0243 | 707738.783 | Pipeline Natural Gas |  | Combustion turbine |  | Water Injection,Selective Catalytic Reduction |  |  | ARP, CSOSG2 | 63688 CT-7 | 2021-07-12 | 475 | Y | 0.15441 | 17.01%
TX | Topaz Generating | 63688 | CT-8 |  | 2023 | 1864 | 1613.86 | 66370.25 |  | 0.207 | 0.001 | 40956.633 | 0.0592 | 4.434 | 0.0233 | 689181.669 | Pipeline Natural Gas |  | Combustion turbine |  | Water Injection,Selective Catalytic Reduction |  |  | ARP, CSOSG2 | 63688 CT-8 | 2021-08-04 | 475 | Y | 0.13361 | 16.56%
TX | Topaz Generating | 63688 | CT-9 |  | 2023 | 1864 | 1607.83 | 69650.3 |  | 0.213 | 0.001 | 42121.339 | 0.0592 | 4.906 | 0.0258 | 708822.326 | Pipeline Natural Gas |  | Combustion turbine |  | Water Injection,Selective Catalytic Reduction |  |  | ARP, CSOSG2 | 63688 CT-9 | 2021-09-09 | 475 | Y | 0.14088 | 17.03%
IL | CPV Three Rivers Energy Center | 63931 | 1 |  | 2023 | 3452 | 3430.8 | 1696534.41 |  | 3.636 | 0.001 | 720343.316 | 0.059 | 33.986 | 0.0057 | 12121207.35 | Pipeline Natural Gas |  | Combined cycle (Started Jan 04, 2023) |  | Selective Catalytic Reduction |  |  | ARP, CSNOX, CSOSG3, CSSO2G1 | 63931 1 | 2023-01-04 | 4650 | Y | 0.040065 | 29.76%
IL | CPV Three Rivers Energy Center | 63931 | 2 |  | 2023 | 3733 | 3715.18 | 1789952.12 |  | 3.848 | 0.001 | 762213.733 | 0.059 | 35.258 | 0.0056 | 12825677.943 | Pipeline Natural Gas |  | Combined cycle (Started Apr 29, 2023) |  | Selective Catalytic Reduction |  |  | ARP, CSNOX, CSOSG3, CSSO2G1 | 63931 2 | 2023-04-29 | 4650 | Y | 0.039395 | 31.49%
TX | Braes Bayou Plant | 64383 | CT-1 |  | 2023 | 1348 | 1192.19 | 46828.42 |  | 0.141 | 0.001 | 27927.449 | 0.0592 | 2.496 | 0.0176 | 469955.159 | Pipeline Natural Gas |  | Combustion turbine |  | Water Injection,Selective Catalytic Reduction |  |  | ARP, CSOSG2 | 64383 CT-1 | 2022-08-22 | 475 | Y | 0.1066 | 11.29%
TX | Braes Bayou Plant | 64383 | CT-2 |  | 2023 | 1430 | 1258.67 | 49159.52 |  | 0.147 | 0.001 | 29156.274 | 0.0592 | 2.828 | 0.0199 | 490602.931 | Pipeline Natural Gas |  | Combustion turbine |  | Water Injection,Selective Catalytic Reduction |  |  | ARP, CSOSG2 | 64383 CT-2 | 2022-06-26 | 475 | Y | 0.11505 | 11.79%
TX | Braes Bayou Plant | 64383 | CT-3 |  | 2023 | 1038 | 908.27 | 34167.6 |  | 0.107 | 0.001 | 21185.858 | 0.0593 | 2.502 | 0.0234 | 356458.864 | Pipeline Natural Gas |  | Combustion turbine |  | Water Injection,Selective Catalytic Reduction |  |  | ARP, CSOSG2 | 64383 CT-3 | 2022-03-30 | 475 | Y | 0.14645 | 8.567%
TX | Braes Bayou Plant | 64383 | CT-4 |  | 2023 | 1011 | 898.18 | 34096.73 |  | 0.105 | 0.001 | 20784.364 | 0.0593 | 2.247 | 0.0197 | 349739.448 | Pipeline Natural Gas |  | Combustion turbine |  | Water Injection,Selective Catalytic Reduction |  |  | ARP, CSOSG2 | 64383 CT-4 | 2022-03-29 | 475 | Y | 0.1318 | 8.405%
TX | Braes Bayou Plant | 64383 | CT-5 |  | 2023 | 871 | 761.41 | 27109.25 |  | 0.087 | 0.001 | 17260.406 | 0.0592 | 2.041 | 0.0253 | 290443.614 | Pipeline Natural Gas |  | Combustion turbine |  | Water Injection,Selective Catalytic Reduction |  |  | ARP, CSOSG2 | 64383 CT-5 | 2022-03-22 | 475 | Y | 0.15058 | 6.98%
TX | Braes Bayou Plant | 64383 | CT-6 |  | 2023 | 892 | 782.9 | 29059 |  | 0.091 | 0.001 | 18083.245 | 0.0592 | 1.919 | 0.0203 | 304304.387 | Pipeline Natural Gas |  | Combustion turbine |  | Water Injection,Selective Catalytic Reduction |  |  | ARP, CSOSG2 | 64383 CT-6 | 2022-03-14 | 475 | Y | 0.13208 | 7.313%
TX | Braes Bayou Plant | 64383 | CT-7 |  | 2023 | 1145 | 1018.94 | 35482.31 |  | 0.114 | 0.001 | 22509.178 | 0.0592 | 2.323 | 0.0213 | 378781.245 | Pipeline Natural Gas |  | Combustion turbine |  | Water Injection,Selective Catalytic Reduction |  |  | ARP, CSOSG2 | 64383 CT-7 | 2022-03-11 | 475 | Y | 0.13094 | 9.103%
TX | Braes Bayou Plant | 64383 | CT-8 |  | 2023 | 1191 | 1049.62 | 37339.23 |  | 0.12 | 0.001 | 23754.431 | 0.0592 | 2.532 | 0.0234 | 399743.309 | Pipeline Natural Gas |  | Combustion turbine |  | Water Injection,Selective Catalytic Reduction |  |  | ARP, CSOSG2 | 64383 CT-8 | 2022-03-10 | 475 | Y | 0.13562 | 9.607%
TX | Mark One Power Station | 65372 | CT-1 |  | 2023 | 557 | 441.08 | 18541.5 |  | 0.057 | 0.001 | 11221.928 | 0.0592 | 1.389 | 0.0329 | 188838.714 | Pipeline Natural Gas |  | Combustion turbine |  | Water Injection,Selective Catalytic Reduction |  |  | ARP, CSOSG2 | 65372 CT-1 | 2022-09-26 | 475 | Y | 0.14983 | 4.538%
TX | Mark One Power Station | 65372 | CT-2 |  | 2023 | 620 | 509.07 | 22674.23 |  | 0.068 | 0.001 | 13403.821 | 0.0592 | 1.229 | 0.0262 | 225545.409 | Pipeline Natural Gas |  | Combustion turbine |  | Water Injection,Selective Catalytic Reduction |  |  | ARP, CSOSG2 | 65372 CT-2 | 2022-09-27 | 475 | Y | 0.10841 | 5.42%
TX | Mark One Power Station | 65372 | CT-3 |  | 2023 | 573 | 463.31 | 19909.62 |  | 0.061 | 0.001 | 12151.863 | 0.0592 | 1.624 | 0.0313 | 204488.157 | Pipeline Natural Gas |  | Combustion turbine |  | Water Injection,Selective Catalytic Reduction |  |  | ARP, CSOSG2 | 65372 CT-3 | 2022-09-30 | 475 | Y | 0.16314 | 4.914%
TX | Mark One Power Station | 65372 | CT-4 |  | 2023 | 501 | 419.24 | 18136.91 |  | 0.055 | 0.001 | 10852.249 | 0.0592 | 1.076 | 0.0221 | 182596.935 | Pipeline Natural Gas |  | Combustion turbine |  | Water Injection,Selective Catalytic Reduction |  |  | ARP, CSOSG2 | 65372 CT-4 | 2022-12-01 | 475 | Y | 0.11865 | 4.388%
TX | Mark One Power Station | 65372 | CT-5 |  | 2023 | 427 | 351.34 | 14768.03 |  | 0.045 | 0.001 | 8932.237 | 0.0592 | 1.01 | 0.0281 | 150304.849 | Pipeline Natural Gas |  | Combustion turbine |  | Water Injection,Selective Catalytic Reduction |  |  | ARP, CSOSG2 | 65372 CT-5 | 2022-12-02 | 475 | Y | 0.13678 | 3.612%
TX | Mark One Power Station | 65372 | CT-6 |  | 2023 | 474 | 392.47 | 16068.31 |  | 0.05 | 0.001 | 9996.634 | 0.0593 | 1.193 | 0.0304 | 168196.786 | Pipeline Natural Gas |  | Combustion turbine |  | Water Injection,Selective Catalytic Reduction |  |  | ARP, CSOSG2 | 65372 CT-6 | 2022-12-07 | 475 | Y | 0.14849 | 4.042%
TX | Brotman Power Station | 65373 | CT-1 |  | 2023 | 1078 | 941.74 | 41863.47 |  | 0.124 | 0.001 | 24599.166 | 0.0592 | 2.582 | 0.0219 | 413919.55 | Pipeline Natural Gas |  | Combustion turbine (Started May 05, 2023) |  | Water Injection,Selective Catalytic Reduction |  |  | ARP, CSOSG2 | 65373 CT-1 | 2023-05-05 | 475 | Y | 0.12335 | 9.948%
TX | Brotman Power Station | 65373 | CT-2 |  | 2023 | 1075 | 929.38 | 39181.1 |  | 0.12 | 0.001 | 23774.924 | 0.0592 | 2.387 | 0.0212 | 400040.542 | Pipeline Natural Gas |  | Combustion turbine (Started Apr 13, 2023) |  | Water Injection,Selective Catalytic Reduction |  |  | ARP, CSOSG2 | 65373 CT-2 | 2023-04-13 | 475 | Y | 0.12184 | 9.614%
TX | Brotman Power Station | 65373 | CT-3 |  | 2023 | 672 | 571.69 | 25325.51 |  | 0.077 | 0.001 | 15194.777 | 0.0592 | 1.685 | 0.0287 | 255679.072 | Pipeline Natural Gas |  | Combustion turbine (Started Apr 12, 2023) |  | Water Injection,Selective Catalytic Reduction |  |  | ARP, CSOSG2 | 65373 CT-3 | 2023-04-12 | 475 | Y | 0.13307 | 6.145%
TX | Brotman Power Station | 65373 | CT-4 |  | 2023 | 970 | 835.37 | 36217.8 |  | 0.109 | 0.001 | 21542.082 | 0.0592 | 2.442 | 0.0253 | 362490.082 | Pipeline Natural Gas |  | Combustion turbine (Started Apr 03, 2023) |  | Water Injection,Selective Catalytic Reduction |  |  | ARP, CSOSG2 | 65373 CT-4 | 2023-04-03 | 475 | Y | 0.13485 | 8.712%
TX | Brotman Power Station | 65373 | CT-5 |  | 2023 | 864 | 745.55 | 31706.62 |  | 0.098 | 0.001 | 19360.798 | 0.0592 | 1.902 | 0.0245 | 325789.869 | Pipeline Natural Gas |  | Combustion turbine (Started Mar 17, 2023) |  | Water Injection,Selective Catalytic Reduction |  |  | ARP, CSOSG2 | 65373 CT-5 | 2023-03-17 | 475 | Y | 0.11997 | 7.83%
TX | Brotman Power Station | 65373 | CT-6 |  | 2023 | 892 | 756.4 | 31820.54 |  | 0.096 | 0.001 | 19000.777 | 0.0592 | 2.033 | 0.0278 | 319734.345 | Pipeline Natural Gas |  | Combustion turbine (Started Mar 16, 2023) |  | Water Injection,Selective Catalytic Reduction |  |  | ARP, CSOSG2 | 65373 CT-6 | 2023-03-16 | 475 | Y | 0.12778 | 7.684%
TX | Brotman Power Station | 65373 | CT-7 |  | 2023 | 574 | 478.46 | 19319.96 |  | 0.06 | 0.001 | 11963.289 | 0.0592 | 1.294 | 0.0297 | 201304.201 | Pipeline Natural Gas |  | Combustion turbine (Started Jul 17, 2023) |  | Water Injection,Selective Catalytic Reduction |  |  | ARP, CSOSG2 | 65373 CT-7 | 2023-07-17 | 475 | Y | 0.13395 | 4.838%
TX | Brotman Power Station | 65373 | CT-8 |  | 2023 | 538 | 450.23 | 19424.88 |  | 0.059 | 0.001 | 11694.871 | 0.0592 | 1.12 | 0.0263 | 196793.413 | Pipeline Natural Gas |  | Combustion turbine (Started Aug 02, 2023) |  | Water Injection,Selective Catalytic Reduction |  |  | ARP, CSOSG2 | 65373 CT-8 | 2023-08-02 | 475 | Y | 0.11532 | 4.729%
GA | Hartwell Energy Facility | 70454 | MAG1 |  | 2023 | 1331 | 1160.93 | 126871.1 |  | 0.469 | 0.001 | 93456.178 | 0.059 | 47.738 | 0.0667 | 1572575.917 | Pipeline Natural Gas | Diesel Oil | Combustion turbine |  | Water Injection |  |  | ARP, CSNOX, CSOSG1, CSSO2G2 | 70454 MAG1 | 1994-04-08 | 2241 |  | 0.75254 | 8.011%
GA | Hartwell Energy Facility | 70454 | MAG2 |  | 2023 | 795 | 698.45 | 78422.22 |  | 0.285 | 0.001 | 56947.2 | 0.059 | 27.624 | 0.0637 | 958237.302 | Pipeline Natural Gas | Diesel Oil | Combustion turbine |  | Water Injection |  |  | ARP, CSNOX, CSOSG1, CSSO2G2 | 70454 MAG2 | 1994-04-08 | 2241 |  | 0.70449 | 4.881%
Formulas:
Commercial Operation Date = IF(INDEX('CAMD Facility Data 2023'!$AA2:AE10000,MATCH([Unit ID],'CAMD Facility Data 2023'!$AE2:AE10000,0),1)>0,INDEX('CAMD Facility Data 2023'!$AA2:AE10000,MATCH([Unit ID],'CAMD Facility Data 2023'!$AE2:AE10000,0),1),"")
Note on AL6: [Threaded comment] Your version of Excel allows you to read this threaded comment; however, any edits to it will get removed if the file is opened in a newer version of Excel. Learn more: https://go.microsoft.com/fwlink/?linkid=870924 Comment: "turbine" includes other turbines and combustion turbines
Note on AL7: [Threaded comment] Your version of Excel allows you to read this threaded comment; however, any edits to it will get removed if the file is opened in a newer version of Excel. Learn more: https://go.microsoft.com/fwlink/?linkid=870924 Comment: Electric Utility Cogeneration Industrial Turbine Small Power Producer